## Revision History
| Author | Date | Status | Description
01 | Peter Stuart | 2014-07-04 | Draft for comment | Initial release. Data from 'Dataset 1 - Filtered' Rev 08 and 'Consensus Power Look Up Generation' Rev 01.

## Description
Dataset Description
1 | This spreadsheet uses a power curve look up array from 'Consensus Power Look Up Generation'. Using the look up table simpliflies analysis as the power curve can be interpolated using the simple formula: Index(PowerArray, Round(WindSpeed*100))
2 | This spreadsheet solves Round Robin Exercise 3: "Rotor Equivalent Wind Speed Inclduing Veer".

## Results
Base SEP [MWh] | 1568.7304
Rotor Eq SEP [MWh] | 1575.0359 | 0.4019%

## Power Look Up
Index | Wind Speed | Power
1 | 0.01 | 0
2 | 0.02 | 0
3 | 0.03 | 0
4 | 0.04 | 0
5 | 0.05 | 0
6 | 0.06 | 0
7 | 0.07 | 0
8 | 0.08 | 0
9 | 0.09 | 0
10 | 0.1 | 0
11 | 0.11 | 0
12 | 0.12 | 0
13 | 0.13 | 0
14 | 0.14 | 0
15 | 0.15 | 0
16 | 0.16 | 0
17 | 0.17 | 0
18 | 0.18 | 0
19 | 0.19 | 0
20 | 0.2 | 0
21 | 0.21 | 0
22 | 0.22 | 0
23 | 0.23 | 0
24 | 0.24 | 0
25 | 0.25 | 0
26 | 0.26 | 0
27 | 0.27 | 0
28 | 0.28 | 0
29 | 0.29 | 0
30 | 0.3 | 0
31 | 0.31 | 0
32 | 0.32 | 0
33 | 0.33 | 0
34 | 0.34 | 0
35 | 0.35 | 0
36 | 0.36 | 0
37 | 0.37 | 0
38 | 0.38 | 0
39 | 0.39 | 0
40 | 0.4 | 0
41 | 0.41 | 0
42 | 0.42 | 0
43 | 0.43 | 0
44 | 0.44 | 0
45 | 0.45 | 0
46 | 0.46 | 0
47 | 0.47 | 0
48 | 0.48 | 0
49 | 0.49 | 0
50 | 0.5 | 0
51 | 0.51 | 0
52 | 0.52 | 0
53 | 0.53 | 0
54 | 0.54 | 0
55 | 0.55 | 0
56 | 0.56 | 0
57 | 0.57 | 0
58 | 0.58 | 0
59 | 0.59 | 0
60 | 0.6 | 0
61 | 0.61 | 0
62 | 0.62 | 0
63 | 0.63 | 0
64 | 0.64 | 0
65 | 0.65 | 0
66 | 0.66 | 0
67 | 0.67 | 0
68 | 0.68 | 0
69 | 0.69 | 0
70 | 0.7 | 0
71 | 0.71 | 0
72 | 0.72 | 0
73 | 0.73 | 0
74 | 0.74 | 0
75 | 0.75 | 0
76 | 0.76 | 0
77 | 0.77 | 0
78 | 0.78 | 0
79 | 0.79 | 0
80 | 0.8 | 0
81 | 0.81 | 0
82 | 0.82 | 0
83 | 0.83 | 0
84 | 0.84 | 0
85 | 0.85 | 0
86 | 0.86 | 0
87 | 0.87 | 0
88 | 0.88 | 0
89 | 0.89 | 0
90 | 0.9 | 0
91 | 0.91 | 0
92 | 0.92 | 0
93 | 0.93 | 0
94 | 0.94 | 0
95 | 0.95 | 0
96 | 0.96 | 0
97 | 0.97 | 0
98 | 0.98 | 0
99 | 0.99 | 0
100 | 1 | 0
101 | 1.01 | 0
102 | 1.02 | 0
103 | 1.03 | 0
104 | 1.04 | 0
105 | 1.05 | 0
106 | 1.06 | 0
107 | 1.07 | 0
108 | 1.08 | 0
109 | 1.09 | 0
110 | 1.1 | 0
111 | 1.11 | 0
112 | 1.12 | 0
113 | 1.13 | 0
114 | 1.14 | 0
115 | 1.15 | 0
116 | 1.16 | 0
117 | 1.17 | 0
118 | 1.18 | 0
119 | 1.19 | 0
120 | 1.2 | 0
121 | 1.21 | 0
122 | 1.22 | 0
123 | 1.23 | 0
124 | 1.24 | 0
125 | 1.25 | 0
126 | 1.26 | 0
127 | 1.27 | 0
128 | 1.28 | 0
129 | 1.29 | 0
130 | 1.3 | 0
131 | 1.31 | 0
132 | 1.32 | 0
133 | 1.33 | 0
134 | 1.34 | 0
135 | 1.35 | 0
136 | 1.36 | 0
137 | 1.37 | 0
138 | 1.38 | 0
139 | 1.39 | 0
140 | 1.4 | 0
141 | 1.41 | 0
142 | 1.42 | 0
143 | 1.43 | 0
144 | 1.44 | 0
145 | 1.45 | 0
146 | 1.46 | 0
147 | 1.47 | 0
148 | 1.48 | 0
149 | 1.49 | 0
150 | 1.5 | 0
151 | 1.51 | 0
152 | 1.52 | 0
153 | 1.53 | 0
154 | 1.54 | 0
155 | 1.55 | 0
156 | 1.56 | 0
157 | 1.57 | 0
158 | 1.58 | 0
159 | 1.59 | 0
160 | 1.6 | 0
161 | 1.61 | 0
162 | 1.62 | 0
163 | 1.63 | 0
164 | 1.64 | 0
165 | 1.65 | 0
166 | 1.66 | 0
167 | 1.67 | 0
168 | 1.68 | 0
169 | 1.69 | 0
170 | 1.7 | 0
171 | 1.71 | 0
172 | 1.72 | 0
173 | 1.73 | 0
174 | 1.74 | 0
175 | 1.75 | 0
176 | 1.76 | 0
177 | 1.77 | 0
178 | 1.78 | 0
179 | 1.79 | 0
180 | 1.8 | 0
181 | 1.81 | 0
182 | 1.82 | 0
183 | 1.83 | 0
184 | 1.84 | 0
185 | 1.85 | 0
186 | 1.86 | 0
187 | 1.87 | 0
188 | 1.88 | 0
189 | 1.89 | 0
190 | 1.9 | 0
191 | 1.91 | 0
192 | 1.92 | 0
193 | 1.93 | 0
194 | 1.94 | 0
195 | 1.95 | 0
196 | 1.96 | 0
197 | 1.97 | 0
198 | 1.98 | 0
199 | 1.99 | 0
200 | 2 | 0
201 | 2.01 | 0
202 | 2.02 | 0
203 | 2.03 | 0
204 | 2.04 | 0
205 | 2.05 | 0
206 | 2.06 | 0
207 | 2.07 | 0
208 | 2.08 | 0
209 | 2.09 | 0
210 | 2.1 | 0
211 | 2.11 | 0
212 | 2.12 | 0
213 | 2.13 | 0
214 | 2.14 | 0
215 | 2.15 | 0
216 | 2.16 | 0
217 | 2.17 | 0
218 | 2.18 | 0
219 | 2.19 | 0
220 | 2.2 | 0
221 | 2.21 | 0
222 | 2.22 | 0
223 | 2.23 | 0
224 | 2.24 | 0
225 | 2.25 | 0
226 | 2.26 | 0
227 | 2.27 | 0
228 | 2.28 | 0
229 | 2.29 | 0
230 | 2.3 | 0
231 | 2.31 | 0
232 | 2.32 | 0
233 | 2.33 | 0
234 | 2.34 | 0
235 | 2.35 | 0
236 | 2.36 | 0
237 | 2.37 | 0
238 | 2.38 | 0
239 | 2.39 | 0
240 | 2.4 | 0
241 | 2.41 | 0
242 | 2.42 | 0
243 | 2.43 | 0
244 | 2.44 | 0
245 | 2.45 | 0
246 | 2.46 | 0
247 | 2.47 | 0
248 | 2.48 | 0
249 | 2.49 | 0
250 | 2.5 | 0
251 | 2.51 | 0
252 | 2.52 | 0
253 | 2.53 | 0
254 | 2.54 | 0
255 | 2.55 | 0
256 | 2.56 | 0
257 | 2.57 | 0
258 | 2.58 | 0
259 | 2.59 | 0
260 | 2.6 | 0
261 | 2.61 | 0
262 | 2.62 | 0
263 | 2.63 | 0
264 | 2.64 | 0
265 | 2.65 | 0
266 | 2.66 | 0
267 | 2.67 | 0
268 | 2.68 | 0
269 | 2.69 | 0
270 | 2.7 | 0
271 | 2.71 | 0
272 | 2.72 | 0
273 | 2.73 | 0
274 | 2.74 | 0
275 | 2.75 | 0
276 | 2.76 | 0
277 | 2.77 | 0
278 | 2.78 | 0
279 | 2.79 | 0
280 | 2.8 | 0
281 | 2.81 | 0
282 | 2.82 | 0
283 | 2.83 | 0
284 | 2.84 | 0
285 | 2.85 | 0
286 | 2.86 | 0
287 | 2.87 | 0
288 | 2.88 | 0
289 | 2.89 | 0
290 | 2.9 | 0
291 | 2.91 | 0
292 | 2.92 | 0
293 | 2.93 | 0
294 | 2.94 | 0
295 | 2.95 | 0
296 | 2.96 | 0
297 | 2.97 | 0
298 | 2.98 | 0
299 | 2.99 | 0
300 | 3 | 0
301 | 3.01 | 0.91
302 | 3.02 | 1.82
303 | 3.03 | 2.73
304 | 3.04 | 3.64
305 | 3.05 | 4.55
306 | 3.06 | 5.46
307 | 3.07 | 6.37
308 | 3.08 | 7.28
309 | 3.09 | 8.19
310 | 3.1 | 9.1
311 | 3.11 | 10.01
312 | 3.12 | 10.92
313 | 3.13 | 11.83
314 | 3.14 | 12.74
315 | 3.15 | 13.65
316 | 3.16 | 14.56
317 | 3.17 | 15.47
318 | 3.18 | 16.38
319 | 3.19 | 17.29
320 | 3.2 | 18.2
321 | 3.21 | 19.11
322 | 3.22 | 20.02
323 | 3.23 | 20.93
324 | 3.24 | 21.84
325 | 3.25 | 22.75
326 | 3.26 | 23.66
327 | 3.27 | 24.57
328 | 3.28 | 25.48
329 | 3.29 | 26.39
330 | 3.3 | 27.3
331 | 3.31 | 28.21
332 | 3.32 | 29.12
333 | 3.33 | 30.03
334 | 3.34 | 30.94
335 | 3.35 | 31.85
336 | 3.36 | 32.76
337 | 3.37 | 33.67
338 | 3.38 | 34.58
339 | 3.39 | 35.49
340 | 3.4 | 36.4
341 | 3.41 | 37.31
342 | 3.42 | 38.22
343 | 3.43 | 39.13
344 | 3.44 | 40.04
345 | 3.45 | 40.95
346 | 3.46 | 41.86
347 | 3.47 | 42.77
348 | 3.48 | 43.68
349 | 3.49 | 44.59
350 | 3.5 | 45.5
351 | 3.51 | 46.41
352 | 3.52 | 47.32
353 | 3.53 | 48.23
354 | 3.54 | 49.14
355 | 3.55 | 50.05
356 | 3.56 | 50.96
357 | 3.57 | 51.87
358 | 3.58 | 52.78
359 | 3.59 | 53.69
360 | 3.6 | 54.6
361 | 3.61 | 55.51
362 | 3.62 | 56.42
363 | 3.63 | 57.33
364 | 3.64 | 58.24
365 | 3.65 | 59.15
366 | 3.66 | 60.06
367 | 3.67 | 60.97
368 | 3.68 | 61.88
369 | 3.69 | 62.79
370 | 3.7 | 63.7
371 | 3.71 | 64.61
372 | 3.72 | 65.52
373 | 3.73 | 66.43
374 | 3.74 | 67.34
375 | 3.75 | 68.25
376 | 3.76 | 69.16
377 | 3.77 | 70.07
378 | 3.78 | 70.98
379 | 3.79 | 71.89
380 | 3.8 | 72.8
381 | 3.81 | 73.71
382 | 3.82 | 74.62
383 | 3.83 | 75.53
384 | 3.84 | 76.44
385 | 3.85 | 77.35
386 | 3.86 | 78.26
387 | 3.87 | 79.17
388 | 3.88 | 80.08
389 | 3.89 | 80.99
390 | 3.9 | 81.9
391 | 3.91 | 82.81
392 | 3.92 | 83.72
393 | 3.93 | 84.63
394 | 3.94 | 85.54
395 | 3.95 | 86.45
396 | 3.96 | 87.36
397 | 3.97 | 88.27
398 | 3.98 | 89.18
399 | 3.99 | 90.09
400 | 4 | 91
401 | 4.01 | 92.09
402 | 4.02 | 93.18
403 | 4.03 | 94.27
404 | 4.04 | 95.36
405 | 4.05 | 96.45
406 | 4.06 | 97.54
407 | 4.07 | 98.63
408 | 4.08 | 99.72
409 | 4.09 | 100.81
410 | 4.1 | 101.9
411 | 4.11 | 102.99
412 | 4.12 | 104.08
413 | 4.13 | 105.17
414 | 4.14 | 106.26
415 | 4.15 | 107.35
416 | 4.16 | 108.44
417 | 4.17 | 109.53
418 | 4.18 | 110.62
419 | 4.19 | 111.71
420 | 4.2 | 112.8
421 | 4.21 | 113.89
422 | 4.22 | 114.98
423 | 4.23 | 116.07
424 | 4.24 | 117.16
425 | 4.25 | 118.25
426 | 4.26 | 119.34
427 | 4.27 | 120.43
428 | 4.28 | 121.52
429 | 4.29 | 122.61
430 | 4.3 | 123.7
431 | 4.31 | 124.79
432 | 4.32 | 125.88
433 | 4.33 | 126.97
434 | 4.34 | 128.06
435 | 4.35 | 129.15
436 | 4.36 | 130.24
437 | 4.37 | 131.33
438 | 4.38 | 132.42
439 | 4.39 | 133.51
440 | 4.4 | 134.6
441 | 4.41 | 135.69
442 | 4.42 | 136.78
443 | 4.43 | 137.87
444 | 4.44 | 138.96
445 | 4.45 | 140.05
446 | 4.46 | 141.14
447 | 4.47 | 142.23
448 | 4.48 | 143.32
449 | 4.49 | 144.41
450 | 4.5 | 145.5
451 | 4.51 | 146.59
452 | 4.52 | 147.68
453 | 4.53 | 148.77
454 | 4.54 | 149.86
455 | 4.55 | 150.95
456 | 4.56 | 152.04
457 | 4.57 | 153.13
458 | 4.58 | 154.22
459 | 4.59 | 155.31
460 | 4.6 | 156.4
461 | 4.61 | 157.49
462 | 4.62 | 158.58
463 | 4.63 | 159.67
464 | 4.64 | 160.76
465 | 4.65 | 161.85
466 | 4.66 | 162.94
467 | 4.67 | 164.03
468 | 4.68 | 165.12
469 | 4.69 | 166.21
470 | 4.7 | 167.3
471 | 4.71 | 168.39
472 | 4.72 | 169.48
473 | 4.73 | 170.57
474 | 4.74 | 171.66
475 | 4.75 | 172.75
476 | 4.76 | 173.84
477 | 4.77 | 174.93
478 | 4.78 | 176.02
479 | 4.79 | 177.11
480 | 4.8 | 178.2
481 | 4.81 | 179.29
482 | 4.82 | 180.38
483 | 4.83 | 181.47
484 | 4.84 | 182.56
485 | 4.85 | 183.65
486 | 4.86 | 184.74
487 | 4.87 | 185.83
488 | 4.88 | 186.92
489 | 4.89 | 188.01
490 | 4.9 | 189.1
491 | 4.91 | 190.19
492 | 4.92 | 191.28
493 | 4.93 | 192.37
494 | 4.94 | 193.46
495 | 4.95 | 194.55
496 | 4.96 | 195.64
497 | 4.97 | 196.73
498 | 4.98 | 197.82
499 | 4.99 | 198.91
500 | 5 | 200
501 | 5.01 | 201.62
502 | 5.02 | 203.24
503 | 5.03 | 204.86
504 | 5.04 | 206.48
505 | 5.05 | 208.1
506 | 5.06 | 209.72
507 | 5.07 | 211.34
508 | 5.08 | 212.96
509 | 5.09 | 214.58
510 | 5.1 | 216.2
511 | 5.11 | 217.82
512 | 5.12 | 219.44
513 | 5.13 | 221.06
514 | 5.14 | 222.68
515 | 5.15 | 224.3
516 | 5.16 | 225.92
517 | 5.17 | 227.54
518 | 5.18 | 229.16
519 | 5.19 | 230.78
520 | 5.2 | 232.4
521 | 5.21 | 234.02
522 | 5.22 | 235.64
523 | 5.23 | 237.26
524 | 5.24 | 238.88
525 | 5.25 | 240.5
526 | 5.26 | 242.12
527 | 5.27 | 243.74
528 | 5.28 | 245.36
529 | 5.29 | 246.98
530 | 5.3 | 248.6
531 | 5.31 | 250.22
532 | 5.32 | 251.84
533 | 5.33 | 253.46
534 | 5.34 | 255.08
535 | 5.35 | 256.7
536 | 5.36 | 258.32
537 | 5.37 | 259.94
538 | 5.38 | 261.56
539 | 5.39 | 263.18
540 | 5.4 | 264.8
541 | 5.41 | 266.42
542 | 5.42 | 268.04
543 | 5.43 | 269.66
544 | 5.44 | 271.28
545 | 5.45 | 272.9
546 | 5.46 | 274.52
547 | 5.47 | 276.14
548 | 5.48 | 277.76
549 | 5.49 | 279.38
550 | 5.5 | 281
551 | 5.51 | 282.62
552 | 5.52 | 284.24
553 | 5.53 | 285.86
554 | 5.54 | 287.48
555 | 5.55 | 289.1
556 | 5.56 | 290.72
557 | 5.57 | 292.34
558 | 5.58 | 293.96
559 | 5.59 | 295.58
560 | 5.6 | 297.2
561 | 5.61 | 298.82
562 | 5.62 | 300.44
563 | 5.63 | 302.06
564 | 5.64 | 303.68
565 | 5.65 | 305.3
566 | 5.66 | 306.92
567 | 5.67 | 308.54
568 | 5.68 | 310.16
569 | 5.69 | 311.78
570 | 5.7 | 313.4
571 | 5.71 | 315.02
572 | 5.72 | 316.64
573 | 5.73 | 318.26
574 | 5.74 | 319.88
575 | 5.75 | 321.5
576 | 5.76 | 323.12
577 | 5.77 | 324.74
578 | 5.78 | 326.36
579 | 5.79 | 327.98
580 | 5.8 | 329.6
581 | 5.81 | 331.22
582 | 5.82 | 332.84
583 | 5.83 | 334.46
584 | 5.84 | 336.08
585 | 5.85 | 337.7
586 | 5.86 | 339.32
587 | 5.87 | 340.94
588 | 5.88 | 342.56
589 | 5.89 | 344.18
590 | 5.9 | 345.8
591 | 5.91 | 347.42
592 | 5.92 | 349.04
593 | 5.93 | 350.66
594 | 5.94 | 352.28
595 | 5.95 | 353.9
596 | 5.96 | 355.52
597 | 5.97 | 357.14
598 | 5.98 | 358.76
599 | 5.99 | 360.38
600 | 6 | 362
601 | 6.01 | 364.26
602 | 6.02 | 366.52
603 | 6.03 | 368.78
604 | 6.04 | 371.04
605 | 6.05 | 373.3
606 | 6.06 | 375.56
607 | 6.07 | 377.82
608 | 6.08 | 380.08
609 | 6.09 | 382.34
610 | 6.1 | 384.6
611 | 6.11 | 386.86
612 | 6.12 | 389.12
613 | 6.13 | 391.38
614 | 6.14 | 393.64
615 | 6.15 | 395.9
616 | 6.16 | 398.16
617 | 6.17 | 400.42
618 | 6.18 | 402.68
619 | 6.19 | 404.94
620 | 6.2 | 407.2
621 | 6.21 | 409.46
622 | 6.22 | 411.72
623 | 6.23 | 413.98
624 | 6.24 | 416.24
625 | 6.25 | 418.5
626 | 6.26 | 420.76
627 | 6.27 | 423.02
628 | 6.28 | 425.28
629 | 6.29 | 427.54
630 | 6.3 | 429.8
631 | 6.31 | 432.06
632 | 6.32 | 434.32
633 | 6.33 | 436.58
634 | 6.34 | 438.84
635 | 6.35 | 441.1
636 | 6.36 | 443.36
637 | 6.37 | 445.62
638 | 6.38 | 447.88
639 | 6.39 | 450.14
640 | 6.4 | 452.4
641 | 6.41 | 454.66
642 | 6.42 | 456.92
643 | 6.43 | 459.18
644 | 6.44 | 461.44
645 | 6.45 | 463.7
646 | 6.46 | 465.96
647 | 6.47 | 468.22
648 | 6.48 | 470.48
649 | 6.49 | 472.74
650 | 6.5 | 475
651 | 6.51 | 477.26
652 | 6.52 | 479.52
653 | 6.53 | 481.78
654 | 6.54 | 484.04
655 | 6.55 | 486.3
656 | 6.56 | 488.56
657 | 6.57 | 490.82
658 | 6.58 | 493.08
659 | 6.59 | 495.34
660 | 6.6 | 497.6
661 | 6.61 | 499.86
662 | 6.62 | 502.12
663 | 6.63 | 504.38
664 | 6.64 | 506.64
665 | 6.65 | 508.9
666 | 6.66 | 511.16
667 | 6.67 | 513.42
668 | 6.68 | 515.68
669 | 6.69 | 517.94
670 | 6.7 | 520.2
671 | 6.71 | 522.46
672 | 6.72 | 524.72
673 | 6.73 | 526.98
674 | 6.74 | 529.24
675 | 6.75 | 531.5
676 | 6.76 | 533.76
677 | 6.77 | 536.02
678 | 6.78 | 538.28
679 | 6.79 | 540.54
680 | 6.8 | 542.8
681 | 6.81 | 545.06
682 | 6.82 | 547.32
683 | 6.83 | 549.58
684 | 6.84 | 551.84
685 | 6.85 | 554.1
686 | 6.86 | 556.36
687 | 6.87 | 558.62
688 | 6.88 | 560.88
689 | 6.89 | 563.14
690 | 6.9 | 565.4
691 | 6.91 | 567.66
692 | 6.92 | 569.92
693 | 6.93 | 572.18
694 | 6.94 | 574.44
695 | 6.95 | 576.7
696 | 6.96 | 578.96
697 | 6.97 | 581.22
698 | 6.98 | 583.48
699 | 6.99 | 585.74
700 | 7 | 588
701 | 7.01 | 591.01
702 | 7.02 | 594.02
703 | 7.03 | 597.03
704 | 7.04 | 600.04
705 | 7.05 | 603.05
706 | 7.06 | 606.06
707 | 7.07 | 609.07
708 | 7.08 | 612.08
709 | 7.09 | 615.09
710 | 7.1 | 618.1
711 | 7.11 | 621.11
712 | 7.12 | 624.12
713 | 7.13 | 627.13
714 | 7.14 | 630.14
715 | 7.15 | 633.15
716 | 7.16 | 636.16
717 | 7.17 | 639.17
718 | 7.18 | 642.18
719 | 7.19 | 645.19
720 | 7.2 | 648.2
721 | 7.21 | 651.21
722 | 7.22 | 654.22
723 | 7.23 | 657.23
724 | 7.24 | 660.24
725 | 7.25 | 663.25
726 | 7.26 | 666.26
727 | 7.27 | 669.27
728 | 7.28 | 672.28
729 | 7.29 | 675.29
730 | 7.3 | 678.3
731 | 7.31 | 681.31
732 | 7.32 | 684.32
733 | 7.33 | 687.33
734 | 7.34 | 690.34
735 | 7.35 | 693.35
736 | 7.36 | 696.36
737 | 7.37 | 699.37
738 | 7.38 | 702.38
739 | 7.39 | 705.39
740 | 7.4 | 708.4
741 | 7.41 | 711.41
742 | 7.42 | 714.42
743 | 7.43 | 717.43
744 | 7.44 | 720.44
745 | 7.45 | 723.45
746 | 7.46 | 726.46
747 | 7.47 | 729.47
748 | 7.48 | 732.48
749 | 7.49 | 735.49
750 | 7.5 | 738.5
751 | 7.51 | 741.51
752 | 7.52 | 744.52
753 | 7.53 | 747.53
754 | 7.54 | 750.54
755 | 7.55 | 753.55
756 | 7.56 | 756.56
757 | 7.57 | 759.57
758 | 7.58 | 762.58
759 | 7.59 | 765.59
760 | 7.6 | 768.6
761 | 7.61 | 771.61
762 | 7.62 | 774.62
763 | 7.63 | 777.63
764 | 7.64 | 780.64
765 | 7.65 | 783.65
766 | 7.66 | 786.66
767 | 7.67 | 789.67
768 | 7.68 | 792.68
769 | 7.69 | 795.69
770 | 7.7 | 798.7
771 | 7.71 | 801.71
772 | 7.72 | 804.72
773 | 7.73 | 807.73
774 | 7.74 | 810.74
775 | 7.75 | 813.75
776 | 7.76 | 816.76
777 | 7.77 | 819.77
778 | 7.78 | 822.78
779 | 7.79 | 825.79
780 | 7.8 | 828.8
781 | 7.81 | 831.81
782 | 7.82 | 834.82
783 | 7.83 | 837.83
784 | 7.84 | 840.84
785 | 7.85 | 843.85
786 | 7.86 | 846.86
787 | 7.87 | 849.87
788 | 7.88 | 852.88
789 | 7.89 | 855.89
790 | 7.9 | 858.9
791 | 7.91 | 861.91
792 | 7.92 | 864.92
793 | 7.93 | 867.93
794 | 7.94 | 870.94
795 | 7.95 | 873.95
796 | 7.96 | 876.96
797 | 7.97 | 879.97
798 | 7.98 | 882.98
799 | 7.99 | 885.99
800 | 8 | 889
801 | 8.01 | 892.67
802 | 8.02 | 896.34
803 | 8.03 | 900.01
804 | 8.04 | 903.68
805 | 8.05 | 907.35
806 | 8.06 | 911.02
807 | 8.07 | 914.69
808 | 8.08 | 918.36
809 | 8.09 | 922.03
810 | 8.1 | 925.7
811 | 8.11 | 929.37
812 | 8.12 | 933.04
813 | 8.13 | 936.71
814 | 8.14 | 940.38
815 | 8.15 | 944.05
816 | 8.16 | 947.72
817 | 8.17 | 951.39
818 | 8.18 | 955.06
819 | 8.19 | 958.73
820 | 8.2 | 962.4
821 | 8.21 | 966.07
822 | 8.22 | 969.74
823 | 8.23 | 973.41
824 | 8.24 | 977.08
825 | 8.25 | 980.75
826 | 8.26 | 984.42
827 | 8.27 | 988.09
828 | 8.28 | 991.76
829 | 8.29 | 995.43
830 | 8.3 | 999.1
831 | 8.31 | 1002.77
832 | 8.32 | 1006.44
833 | 8.33 | 1010.11
834 | 8.34 | 1013.78
835 | 8.35 | 1017.45
836 | 8.36 | 1021.12
837 | 8.37 | 1024.79
838 | 8.38 | 1028.46
839 | 8.39 | 1032.13
840 | 8.4 | 1035.8
841 | 8.41 | 1039.47
842 | 8.42 | 1043.14
843 | 8.43 | 1046.81
844 | 8.44 | 1050.48
845 | 8.45 | 1054.15
846 | 8.46 | 1057.82
847 | 8.47 | 1061.49
848 | 8.48 | 1065.16
849 | 8.49 | 1068.83
850 | 8.5 | 1072.5
851 | 8.51 | 1076.17
852 | 8.52 | 1079.84
853 | 8.53 | 1083.51
854 | 8.54 | 1087.18
855 | 8.55 | 1090.85
856 | 8.56 | 1094.52
857 | 8.57 | 1098.19
858 | 8.58 | 1101.86
859 | 8.59 | 1105.53
860 | 8.6 | 1109.2
861 | 8.61 | 1112.87
862 | 8.62 | 1116.54
863 | 8.63 | 1120.21
864 | 8.64 | 1123.88
865 | 8.65 | 1127.55
866 | 8.66 | 1131.22
867 | 8.67 | 1134.89
868 | 8.68 | 1138.56
869 | 8.69 | 1142.23
870 | 8.7 | 1145.9
871 | 8.71 | 1149.57
872 | 8.72 | 1153.24
873 | 8.73 | 1156.91
874 | 8.74 | 1160.58
875 | 8.75 | 1164.25
876 | 8.76 | 1167.92
877 | 8.77 | 1171.59
878 | 8.78 | 1175.26
879 | 8.79 | 1178.93
880 | 8.8 | 1182.6
881 | 8.81 | 1186.27
882 | 8.82 | 1189.94
883 | 8.83 | 1193.61
884 | 8.84 | 1197.28
885 | 8.85 | 1200.95
886 | 8.86 | 1204.62
887 | 8.87 | 1208.29
888 | 8.88 | 1211.96
889 | 8.89 | 1215.63
890 | 8.9 | 1219.3
891 | 8.91 | 1222.97
892 | 8.92 | 1226.64
893 | 8.93 | 1230.31
894 | 8.94 | 1233.98
895 | 8.95 | 1237.65
896 | 8.96 | 1241.32
897 | 8.97 | 1244.99
898 | 8.98 | 1248.66
899 | 8.99 | 1252.33
900 | 9 | 1256
901 | 9.01 | 1259.81
902 | 9.02 | 1263.62
903 | 9.03 | 1267.43
904 | 9.04 | 1271.24
905 | 9.05 | 1275.05
906 | 9.06 | 1278.86
907 | 9.07 | 1282.67
908 | 9.08 | 1286.48
909 | 9.09 | 1290.29
910 | 9.1 | 1294.1
911 | 9.11 | 1297.91
912 | 9.12 | 1301.72
913 | 9.13 | 1305.53
914 | 9.14 | 1309.34
915 | 9.15 | 1313.15
916 | 9.16 | 1316.96
917 | 9.17 | 1320.77
918 | 9.18 | 1324.58
919 | 9.19 | 1328.39
920 | 9.2 | 1332.2
921 | 9.21 | 1336.01
922 | 9.22 | 1339.82
923 | 9.23 | 1343.63
924 | 9.24 | 1347.44
925 | 9.25 | 1351.25
926 | 9.26 | 1355.06
927 | 9.27 | 1358.87
928 | 9.28 | 1362.68
929 | 9.29 | 1366.49
930 | 9.3 | 1370.3
931 | 9.31 | 1374.11
932 | 9.32 | 1377.92
933 | 9.33 | 1381.73
934 | 9.34 | 1385.54
935 | 9.35 | 1389.35
936 | 9.36 | 1393.16
937 | 9.37 | 1396.97
938 | 9.38 | 1400.78
939 | 9.39 | 1404.59
940 | 9.4 | 1408.4
941 | 9.41 | 1412.21
942 | 9.42 | 1416.02
943 | 9.43 | 1419.83
944 | 9.44 | 1423.64
945 | 9.45 | 1427.45
946 | 9.46 | 1431.26
947 | 9.47 | 1435.07
948 | 9.48 | 1438.88
949 | 9.49 | 1442.69
950 | 9.5 | 1446.5
951 | 9.51 | 1450.31
952 | 9.52 | 1454.12
953 | 9.53 | 1457.93
954 | 9.54 | 1461.74
955 | 9.55 | 1465.55
956 | 9.56 | 1469.36
957 | 9.57 | 1473.17
958 | 9.58 | 1476.98
959 | 9.59 | 1480.79
960 | 9.6 | 1484.6
961 | 9.61 | 1488.41
962 | 9.62 | 1492.22
963 | 9.63 | 1496.03
964 | 9.64 | 1499.84
965 | 9.65 | 1503.65
966 | 9.66 | 1507.46
967 | 9.67 | 1511.27
968 | 9.68 | 1515.08
969 | 9.69 | 1518.89
970 | 9.7 | 1522.7
971 | 9.71 | 1526.51
972 | 9.72 | 1530.32
973 | 9.73 | 1534.13
974 | 9.74 | 1537.94
975 | 9.75 | 1541.75
976 | 9.76 | 1545.56
977 | 9.77 | 1549.37
978 | 9.78 | 1553.18
979 | 9.79 | 1556.99
980 | 9.8 | 1560.8
981 | 9.81 | 1564.61
982 | 9.82 | 1568.42
983 | 9.83 | 1572.23
984 | 9.84 | 1576.04
985 | 9.85 | 1579.85
986 | 9.86 | 1583.66
987 | 9.87 | 1587.47
988 | 9.88 | 1591.28
989 | 9.89 | 1595.09
990 | 9.9 | 1598.9
991 | 9.91 | 1602.71
992 | 9.92 | 1606.52
993 | 9.93 | 1610.33
994 | 9.94 | 1614.14
995 | 9.95 | 1617.95
996 | 9.96 | 1621.76
997 | 9.97 | 1625.57
998 | 9.98 | 1629.38
999 | 9.99 | 1633.19
1000 | 10 | 1637
1001 | 10.01 | 1639.67
1002 | 10.02 | 1642.34
1003 | 10.03 | 1645.01
1004 | 10.04 | 1647.68
1005 | 10.05 | 1650.35
1006 | 10.06 | 1653.02
1007 | 10.07 | 1655.69
1008 | 10.08 | 1658.36
1009 | 10.09 | 1661.03
1010 | 10.1 | 1663.7
1011 | 10.11 | 1666.37
1012 | 10.12 | 1669.04
1013 | 10.13 | 1671.71
1014 | 10.14 | 1674.38
1015 | 10.15 | 1677.05
1016 | 10.16 | 1679.72
1017 | 10.17 | 1682.39
1018 | 10.18 | 1685.06
1019 | 10.19 | 1687.73
1020 | 10.2 | 1690.4
1021 | 10.21 | 1693.07
1022 | 10.22 | 1695.74
1023 | 10.23 | 1698.41
1024 | 10.24 | 1701.08
1025 | 10.25 | 1703.75
1026 | 10.26 | 1706.42
1027 | 10.27 | 1709.09
1028 | 10.28 | 1711.76
1029 | 10.29 | 1714.43
1030 | 10.3 | 1717.1
1031 | 10.31 | 1719.77
1032 | 10.32 | 1722.44
1033 | 10.33 | 1725.11
1034 | 10.34 | 1727.78
1035 | 10.35 | 1730.45
1036 | 10.36 | 1733.12
1037 | 10.37 | 1735.79
1038 | 10.38 | 1738.46
1039 | 10.39 | 1741.13
1040 | 10.4 | 1743.8
1041 | 10.41 | 1746.47
1042 | 10.42 | 1749.14
1043 | 10.43 | 1751.81
1044 | 10.44 | 1754.48
1045 | 10.45 | 1757.15
1046 | 10.46 | 1759.82
1047 | 10.47 | 1762.49
1048 | 10.48 | 1765.16
1049 | 10.49 | 1767.83
1050 | 10.5 | 1770.5
1051 | 10.51 | 1773.17
1052 | 10.52 | 1775.84
1053 | 10.53 | 1778.51
1054 | 10.54 | 1781.18
1055 | 10.55 | 1783.85
1056 | 10.56 | 1786.52
1057 | 10.57 | 1789.19
1058 | 10.58 | 1791.86
1059 | 10.59 | 1794.53
1060 | 10.6 | 1797.2
1061 | 10.61 | 1799.87
1062 | 10.62 | 1802.54
1063 | 10.63 | 1805.21
1064 | 10.64 | 1807.88
1065 | 10.65 | 1810.55
1066 | 10.66 | 1813.22
1067 | 10.67 | 1815.89
1068 | 10.68 | 1818.56
1069 | 10.69 | 1821.23
1070 | 10.7 | 1823.9
1071 | 10.71 | 1826.57
1072 | 10.72 | 1829.24
1073 | 10.73 | 1831.91
1074 | 10.74 | 1834.58
1075 | 10.75 | 1837.25
1076 | 10.76 | 1839.92
1077 | 10.77 | 1842.59
1078 | 10.78 | 1845.26
1079 | 10.79 | 1847.93
1080 | 10.8 | 1850.6
1081 | 10.81 | 1853.27
1082 | 10.82 | 1855.94
1083 | 10.83 | 1858.61
1084 | 10.84 | 1861.28
1085 | 10.85 | 1863.95
1086 | 10.86 | 1866.62
1087 | 10.87 | 1869.29
1088 | 10.88 | 1871.96
1089 | 10.89 | 1874.63
1090 | 10.9 | 1877.3
1091 | 10.91 | 1879.97
1092 | 10.92 | 1882.64
1093 | 10.93 | 1885.31
1094 | 10.94 | 1887.98
1095 | 10.95 | 1890.65
1096 | 10.96 | 1893.32
1097 | 10.97 | 1895.99
1098 | 10.98 | 1898.66
1099 | 10.99 | 1901.33
1100 | 11 | 1904
1101 | 11.01 | 1904.84
1102 | 11.02 | 1905.68
1103 | 11.03 | 1906.52
1104 | 11.04 | 1907.36
1105 | 11.05 | 1908.2
1106 | 11.06 | 1909.04
1107 | 11.07 | 1909.88
1108 | 11.08 | 1910.72
1109 | 11.09 | 1911.56
1110 | 11.1 | 1912.4
1111 | 11.11 | 1913.24
1112 | 11.12 | 1914.08
1113 | 11.13 | 1914.92
1114 | 11.14 | 1915.76
1115 | 11.15 | 1916.6
1116 | 11.16 | 1917.44
1117 | 11.17 | 1918.28
1118 | 11.18 | 1919.12
1119 | 11.19 | 1919.96
1120 | 11.2 | 1920.8
1121 | 11.21 | 1921.64
1122 | 11.22 | 1922.48
1123 | 11.23 | 1923.32
1124 | 11.24 | 1924.16
1125 | 11.25 | 1925
1126 | 11.26 | 1925.84
1127 | 11.27 | 1926.68
1128 | 11.28 | 1927.52
1129 | 11.29 | 1928.36
1130 | 11.3 | 1929.2
1131 | 11.31 | 1930.04
1132 | 11.32 | 1930.88
1133 | 11.33 | 1931.72
1134 | 11.34 | 1932.56
1135 | 11.35 | 1933.4
1136 | 11.36 | 1934.24
1137 | 11.37 | 1935.08
1138 | 11.38 | 1935.92
1139 | 11.39 | 1936.76
1140 | 11.4 | 1937.6
1141 | 11.41 | 1938.44
1142 | 11.42 | 1939.28
1143 | 11.43 | 1940.12
1144 | 11.44 | 1940.96
1145 | 11.45 | 1941.8
1146 | 11.46 | 1942.64
1147 | 11.47 | 1943.48
1148 | 11.48 | 1944.32
1149 | 11.49 | 1945.16
1150 | 11.5 | 1946
1151 | 11.51 | 1946.84
1152 | 11.52 | 1947.68
1153 | 11.53 | 1948.52
1154 | 11.54 | 1949.36
1155 | 11.55 | 1950.2
1156 | 11.56 | 1951.04
1157 | 11.57 | 1951.88
1158 | 11.58 | 1952.72
1159 | 11.59 | 1953.56
1160 | 11.6 | 1954.4
1161 | 11.61 | 1955.24
1162 | 11.62 | 1956.08
1163 | 11.63 | 1956.92
1164 | 11.64 | 1957.76
1165 | 11.65 | 1958.6
1166 | 11.66 | 1959.44
1167 | 11.67 | 1960.28
1168 | 11.68 | 1961.12
1169 | 11.69 | 1961.96
1170 | 11.7 | 1962.8
1171 | 11.71 | 1963.64
1172 | 11.72 | 1964.48
1173 | 11.73 | 1965.32
1174 | 11.74 | 1966.16
1175 | 11.75 | 1967
1176 | 11.76 | 1967.84
1177 | 11.77 | 1968.68
1178 | 11.78 | 1969.52
1179 | 11.79 | 1970.36
1180 | 11.8 | 1971.2
1181 | 11.81 | 1972.04
1182 | 11.82 | 1972.88
1183 | 11.83 | 1973.72
1184 | 11.84 | 1974.56
1185 | 11.85 | 1975.4
1186 | 11.86 | 1976.24
1187 | 11.87 | 1977.08
1188 | 11.88 | 1977.92
1189 | 11.89 | 1978.76
1190 | 11.9 | 1979.6
1191 | 11.91 | 1980.44
1192 | 11.92 | 1981.28
1193 | 11.93 | 1982.12
1194 | 11.94 | 1982.96
1195 | 11.95 | 1983.8
1196 | 11.96 | 1984.64
1197 | 11.97 | 1985.48
1198 | 11.98 | 1986.32
1199 | 11.99 | 1987.16
1200 | 12 | 1988
1201 | 12.01 | 1988.11
1202 | 12.02 | 1988.22
1203 | 12.03 | 1988.33
1204 | 12.04 | 1988.44
1205 | 12.05 | 1988.55
1206 | 12.06 | 1988.66
1207 | 12.07 | 1988.77
1208 | 12.08 | 1988.88
1209 | 12.09 | 1988.99
1210 | 12.1 | 1989.1
1211 | 12.11 | 1989.21
1212 | 12.12 | 1989.32
1213 | 12.13 | 1989.43
1214 | 12.14 | 1989.54
1215 | 12.15 | 1989.65
1216 | 12.16 | 1989.76
1217 | 12.17 | 1989.87
1218 | 12.18 | 1989.98
1219 | 12.19 | 1990.09
1220 | 12.2 | 1990.2
1221 | 12.21 | 1990.31
1222 | 12.22 | 1990.42
1223 | 12.23 | 1990.53
1224 | 12.24 | 1990.64
1225 | 12.25 | 1990.75
1226 | 12.26 | 1990.86
1227 | 12.27 | 1990.97
1228 | 12.28 | 1991.08
1229 | 12.29 | 1991.19
1230 | 12.3 | 1991.3
1231 | 12.31 | 1991.41
1232 | 12.32 | 1991.52
1233 | 12.33 | 1991.63
1234 | 12.34 | 1991.74
1235 | 12.35 | 1991.85
1236 | 12.36 | 1991.96
1237 | 12.37 | 1992.07
1238 | 12.38 | 1992.18
1239 | 12.39 | 1992.29
1240 | 12.4 | 1992.4
1241 | 12.41 | 1992.51
1242 | 12.42 | 1992.62
1243 | 12.43 | 1992.73
1244 | 12.44 | 1992.84
1245 | 12.45 | 1992.95
1246 | 12.46 | 1993.06
1247 | 12.47 | 1993.17
1248 | 12.48 | 1993.28
1249 | 12.49 | 1993.39
1250 | 12.5 | 1993.5
1251 | 12.51 | 1993.61
1252 | 12.52 | 1993.72
1253 | 12.53 | 1993.83
1254 | 12.54 | 1993.94
1255 | 12.55 | 1994.05
1256 | 12.56 | 1994.16
1257 | 12.57 | 1994.27
1258 | 12.58 | 1994.38
1259 | 12.59 | 1994.49
1260 | 12.6 | 1994.6
1261 | 12.61 | 1994.71
1262 | 12.62 | 1994.82
1263 | 12.63 | 1994.93
1264 | 12.64 | 1995.04
1265 | 12.65 | 1995.15
1266 | 12.66 | 1995.26
1267 | 12.67 | 1995.37
1268 | 12.68 | 1995.48
1269 | 12.69 | 1995.59
1270 | 12.7 | 1995.7
1271 | 12.71 | 1995.81
1272 | 12.72 | 1995.92
1273 | 12.73 | 1996.03
1274 | 12.74 | 1996.14
1275 | 12.75 | 1996.25
1276 | 12.76 | 1996.36
1277 | 12.77 | 1996.47
1278 | 12.78 | 1996.58
1279 | 12.79 | 1996.69
1280 | 12.8 | 1996.8
1281 | 12.81 | 1996.91
1282 | 12.82 | 1997.02
1283 | 12.83 | 1997.13
1284 | 12.84 | 1997.24
1285 | 12.85 | 1997.35
1286 | 12.86 | 1997.46
1287 | 12.87 | 1997.57
1288 | 12.88 | 1997.68
1289 | 12.89 | 1997.79
1290 | 12.9 | 1997.9
1291 | 12.91 | 1998.01
1292 | 12.92 | 1998.12
1293 | 12.93 | 1998.23
1294 | 12.94 | 1998.34
1295 | 12.95 | 1998.45
1296 | 12.96 | 1998.56
1297 | 12.97 | 1998.67
1298 | 12.98 | 1998.78
1299 | 12.99 | 1998.89
1300 | 13 | 1999
1301 | 13.01 | 1999.01
1302 | 13.02 | 1999.02
1303 | 13.03 | 1999.03
1304 | 13.04 | 1999.04
1305 | 13.05 | 1999.05
1306 | 13.06 | 1999.06
1307 | 13.07 | 1999.07
1308 | 13.08 | 1999.08
1309 | 13.09 | 1999.09
1310 | 13.1 | 1999.1
1311 | 13.11 | 1999.11
1312 | 13.12 | 1999.12
1313 | 13.13 | 1999.13
1314 | 13.14 | 1999.14
1315 | 13.15 | 1999.15
1316 | 13.16 | 1999.16
1317 | 13.17 | 1999.17
1318 | 13.18 | 1999.18
1319 | 13.19 | 1999.19
1320 | 13.2 | 1999.2
1321 | 13.21 | 1999.21
1322 | 13.22 | 1999.22
1323 | 13.23 | 1999.23
1324 | 13.24 | 1999.24
1325 | 13.25 | 1999.25
1326 | 13.26 | 1999.26
1327 | 13.27 | 1999.27
1328 | 13.28 | 1999.28
1329 | 13.29 | 1999.29
1330 | 13.3 | 1999.3
1331 | 13.31 | 1999.31
1332 | 13.32 | 1999.32
1333 | 13.33 | 1999.33
1334 | 13.34 | 1999.34
1335 | 13.35 | 1999.35
1336 | 13.36 | 1999.36
1337 | 13.37 | 1999.37
1338 | 13.38 | 1999.38
1339 | 13.39 | 1999.39
1340 | 13.4 | 1999.4
1341 | 13.41 | 1999.41
1342 | 13.42 | 1999.42
1343 | 13.43 | 1999.43
1344 | 13.44 | 1999.44
1345 | 13.45 | 1999.45
1346 | 13.46 | 1999.46
1347 | 13.47 | 1999.47
1348 | 13.48 | 1999.48
1349 | 13.49 | 1999.49
1350 | 13.5 | 1999.5
1351 | 13.51 | 1999.51
1352 | 13.52 | 1999.52
1353 | 13.53 | 1999.53
1354 | 13.54 | 1999.54
1355 | 13.55 | 1999.55
1356 | 13.56 | 1999.56
1357 | 13.57 | 1999.57
1358 | 13.58 | 1999.58
1359 | 13.59 | 1999.59
1360 | 13.6 | 1999.6
1361 | 13.61 | 1999.61
1362 | 13.62 | 1999.62
1363 | 13.63 | 1999.63
1364 | 13.64 | 1999.64
1365 | 13.65 | 1999.65
1366 | 13.66 | 1999.66
1367 | 13.67 | 1999.67
1368 | 13.68 | 1999.68
1369 | 13.69 | 1999.69
1370 | 13.7 | 1999.7
1371 | 13.71 | 1999.71
1372 | 13.72 | 1999.72
1373 | 13.73 | 1999.73
1374 | 13.74 | 1999.74
1375 | 13.75 | 1999.75
1376 | 13.76 | 1999.76
1377 | 13.77 | 1999.77
1378 | 13.78 | 1999.78
1379 | 13.79 | 1999.79
1380 | 13.8 | 1999.8
1381 | 13.81 | 1999.81
1382 | 13.82 | 1999.82
1383 | 13.83 | 1999.83
1384 | 13.84 | 1999.84
1385 | 13.85 | 1999.85
1386 | 13.86 | 1999.86
1387 | 13.87 | 1999.87
1388 | 13.88 | 1999.88
1389 | 13.89 | 1999.89
1390 | 13.9 | 1999.9
1391 | 13.91 | 1999.91
1392 | 13.92 | 1999.92
1393 | 13.93 | 1999.93
1394 | 13.94 | 1999.94
1395 | 13.95 | 1999.95
1396 | 13.96 | 1999.96
1397 | 13.97 | 1999.97
1398 | 13.98 | 1999.98
1399 | 13.99 | 1999.99
1400 | 14 | 2000
1401 | 14.01 | 2000
1402 | 14.02 | 2000
1403 | 14.03 | 2000
1404 | 14.04 | 2000
1405 | 14.05 | 2000
1406 | 14.06 | 2000
1407 | 14.07 | 2000
1408 | 14.08 | 2000
1409 | 14.09 | 2000
1410 | 14.1 | 2000
1411 | 14.11 | 2000
1412 | 14.12 | 2000
1413 | 14.13 | 2000
1414 | 14.14 | 2000
1415 | 14.15 | 2000
1416 | 14.16 | 2000
1417 | 14.17 | 2000
1418 | 14.18 | 2000
1419 | 14.19 | 2000
1420 | 14.2 | 2000
1421 | 14.21 | 2000
1422 | 14.22 | 2000
1423 | 14.23 | 2000
1424 | 14.24 | 2000
1425 | 14.25 | 2000
1426 | 14.26 | 2000
1427 | 14.27 | 2000
1428 | 14.28 | 2000
1429 | 14.29 | 2000
1430 | 14.3 | 2000
1431 | 14.31 | 2000
1432 | 14.32 | 2000
1433 | 14.33 | 2000
1434 | 14.34 | 2000
1435 | 14.35 | 2000
1436 | 14.36 | 2000
1437 | 14.37 | 2000
1438 | 14.38 | 2000
1439 | 14.39 | 2000
1440 | 14.4 | 2000
1441 | 14.41 | 2000
1442 | 14.42 | 2000
1443 | 14.43 | 2000
1444 | 14.44 | 2000
1445 | 14.45 | 2000
1446 | 14.46 | 2000
1447 | 14.47 | 2000
1448 | 14.48 | 2000
1449 | 14.49 | 2000
1450 | 14.5 | 2000
1451 | 14.51 | 2000
1452 | 14.52 | 2000
1453 | 14.53 | 2000
1454 | 14.54 | 2000
1455 | 14.55 | 2000
1456 | 14.56 | 2000
1457 | 14.57 | 2000
1458 | 14.58 | 2000
1459 | 14.59 | 2000
1460 | 14.6 | 2000
1461 | 14.61 | 2000
1462 | 14.62 | 2000
1463 | 14.63 | 2000
1464 | 14.64 | 2000
1465 | 14.65 | 2000
1466 | 14.66 | 2000
1467 | 14.67 | 2000
1468 | 14.68 | 2000
1469 | 14.69 | 2000
1470 | 14.7 | 2000
1471 | 14.71 | 2000
1472 | 14.72 | 2000
1473 | 14.73 | 2000
1474 | 14.74 | 2000
1475 | 14.75 | 2000
1476 | 14.76 | 2000
1477 | 14.77 | 2000
1478 | 14.78 | 2000
1479 | 14.79 | 2000
1480 | 14.8 | 2000
1481 | 14.81 | 2000
1482 | 14.82 | 2000
1483 | 14.83 | 2000
1484 | 14.84 | 2000
1485 | 14.85 | 2000
1486 | 14.86 | 2000
1487 | 14.87 | 2000
1488 | 14.88 | 2000
1489 | 14.89 | 2000
1490 | 14.9 | 2000
1491 | 14.91 | 2000
1492 | 14.92 | 2000
1493 | 14.93 | 2000
1494 | 14.94 | 2000
1495 | 14.95 | 2000
1496 | 14.96 | 2000
1497 | 14.97 | 2000
1498 | 14.98 | 2000
1499 | 14.99 | 2000
1500 | 15 | 2000
1501 | 15.01 | 2000
1502 | 15.02 | 2000
1503 | 15.03 | 2000
1504 | 15.04 | 2000
1505 | 15.05 | 2000
1506 | 15.06 | 2000
1507 | 15.07 | 2000
1508 | 15.08 | 2000
1509 | 15.09 | 2000
1510 | 15.1 | 2000
1511 | 15.11 | 2000
1512 | 15.12 | 2000
1513 | 15.13 | 2000
1514 | 15.14 | 2000
1515 | 15.15 | 2000
1516 | 15.16 | 2000
1517 | 15.17 | 2000
1518 | 15.18 | 2000
1519 | 15.19 | 2000
1520 | 15.2 | 2000
1521 | 15.21 | 2000
1522 | 15.22 | 2000
1523 | 15.23 | 2000
1524 | 15.24 | 2000
1525 | 15.25 | 2000
1526 | 15.26 | 2000
1527 | 15.27 | 2000
1528 | 15.28 | 2000
1529 | 15.29 | 2000
1530 | 15.3 | 2000
1531 | 15.31 | 2000
1532 | 15.32 | 2000
1533 | 15.33 | 2000
1534 | 15.34 | 2000
1535 | 15.35 | 2000
1536 | 15.36 | 2000
1537 | 15.37 | 2000
1538 | 15.38 | 2000
1539 | 15.39 | 2000
1540 | 15.4 | 2000
1541 | 15.41 | 2000
1542 | 15.42 | 2000
1543 | 15.43 | 2000
1544 | 15.44 | 2000
1545 | 15.45 | 2000
1546 | 15.46 | 2000
1547 | 15.47 | 2000
1548 | 15.48 | 2000
1549 | 15.49 | 2000
1550 | 15.5 | 2000
1551 | 15.51 | 2000
1552 | 15.52 | 2000
1553 | 15.53 | 2000
1554 | 15.54 | 2000
1555 | 15.55 | 2000
1556 | 15.56 | 2000
1557 | 15.57 | 2000
1558 | 15.58 | 2000
1559 | 15.59 | 2000
1560 | 15.6 | 2000
1561 | 15.61 | 2000
1562 | 15.62 | 2000
1563 | 15.63 | 2000
1564 | 15.64 | 2000
1565 | 15.65 | 2000
1566 | 15.66 | 2000
1567 | 15.67 | 2000
1568 | 15.68 | 2000
1569 | 15.69 | 2000
1570 | 15.7 | 2000
1571 | 15.71 | 2000
1572 | 15.72 | 2000
1573 | 15.73 | 2000
1574 | 15.74 | 2000
1575 | 15.75 | 2000
1576 | 15.76 | 2000
1577 | 15.77 | 2000
1578 | 15.78 | 2000
1579 | 15.79 | 2000
1580 | 15.8 | 2000
1581 | 15.81 | 2000
1582 | 15.82 | 2000
1583 | 15.83 | 2000
1584 | 15.84 | 2000
1585 | 15.85 | 2000
1586 | 15.86 | 2000
1587 | 15.87 | 2000
1588 | 15.88 | 2000
1589 | 15.89 | 2000
1590 | 15.9 | 2000
1591 | 15.91 | 2000
1592 | 15.92 | 2000
1593 | 15.93 | 2000
1594 | 15.94 | 2000
1595 | 15.95 | 2000
1596 | 15.96 | 2000
1597 | 15.97 | 2000
1598 | 15.98 | 2000
1599 | 15.99 | 2000
1600 | 16 | 2000
1601 | 16.01 | 2000
1602 | 16.02 | 2000
1603 | 16.03 | 2000
1604 | 16.04 | 2000
1605 | 16.05 | 2000
1606 | 16.06 | 2000
1607 | 16.07 | 2000
1608 | 16.08 | 2000
1609 | 16.09 | 2000
1610 | 16.1 | 2000
1611 | 16.11 | 2000
1612 | 16.12 | 2000
1613 | 16.13 | 2000
1614 | 16.14 | 2000
1615 | 16.15 | 2000
1616 | 16.16 | 2000
1617 | 16.17 | 2000
1618 | 16.18 | 2000
1619 | 16.19 | 2000
1620 | 16.2 | 2000
1621 | 16.21 | 2000
1622 | 16.22 | 2000
1623 | 16.23 | 2000
1624 | 16.24 | 2000
1625 | 16.25 | 2000
1626 | 16.26 | 2000
1627 | 16.27 | 2000
1628 | 16.28 | 2000
1629 | 16.29 | 2000
1630 | 16.3 | 2000
1631 | 16.31 | 2000
1632 | 16.32 | 2000
1633 | 16.33 | 2000
1634 | 16.34 | 2000
1635 | 16.35 | 2000
1636 | 16.36 | 2000
1637 | 16.37 | 2000
1638 | 16.38 | 2000
1639 | 16.39 | 2000
1640 | 16.4 | 2000
1641 | 16.41 | 2000
1642 | 16.42 | 2000
1643 | 16.43 | 2000
1644 | 16.44 | 2000
1645 | 16.45 | 2000
1646 | 16.46 | 2000
1647 | 16.47 | 2000
1648 | 16.48 | 2000
1649 | 16.49 | 2000
1650 | 16.5 | 2000
1651 | 16.51 | 2000
1652 | 16.52 | 2000
1653 | 16.53 | 2000
1654 | 16.54 | 2000
1655 | 16.55 | 2000
1656 | 16.56 | 2000
1657 | 16.57 | 2000
1658 | 16.58 | 2000
1659 | 16.59 | 2000
1660 | 16.6 | 2000
1661 | 16.61 | 2000
1662 | 16.62 | 2000
1663 | 16.63 | 2000
1664 | 16.64 | 2000
1665 | 16.65 | 2000
1666 | 16.66 | 2000
1667 | 16.67 | 2000
1668 | 16.68 | 2000
1669 | 16.69 | 2000
1670 | 16.7 | 2000
1671 | 16.71 | 2000
1672 | 16.72 | 2000
1673 | 16.73 | 2000
1674 | 16.74 | 2000
1675 | 16.75 | 2000
1676 | 16.76 | 2000
1677 | 16.77 | 2000
1678 | 16.78 | 2000
1679 | 16.79 | 2000
1680 | 16.8 | 2000
1681 | 16.81 | 2000
1682 | 16.82 | 2000
1683 | 16.83 | 2000
1684 | 16.84 | 2000
1685 | 16.85 | 2000
1686 | 16.86 | 2000
1687 | 16.87 | 2000
1688 | 16.88 | 2000
1689 | 16.89 | 2000
1690 | 16.9 | 2000
1691 | 16.91 | 2000
1692 | 16.92 | 2000
1693 | 16.93 | 2000
1694 | 16.94 | 2000
1695 | 16.95 | 2000
1696 | 16.96 | 2000
1697 | 16.97 | 2000
1698 | 16.98 | 2000
1699 | 16.99 | 2000
1700 | 17 | 2000
1701 | 17.01 | 2000
1702 | 17.02 | 2000
1703 | 17.03 | 2000
1704 | 17.04 | 2000
1705 | 17.05 | 2000
1706 | 17.06 | 2000
1707 | 17.07 | 2000
1708 | 17.08 | 2000
1709 | 17.09 | 2000
1710 | 17.1 | 2000
1711 | 17.11 | 2000
1712 | 17.12 | 2000
1713 | 17.13 | 2000
1714 | 17.14 | 2000
1715 | 17.15 | 2000
1716 | 17.16 | 2000
1717 | 17.17 | 2000
1718 | 17.18 | 2000
1719 | 17.19 | 2000
1720 | 17.2 | 2000
1721 | 17.21 | 2000
1722 | 17.22 | 2000
1723 | 17.23 | 2000
1724 | 17.24 | 2000
1725 | 17.25 | 2000
1726 | 17.26 | 2000
1727 | 17.27 | 2000
1728 | 17.28 | 2000
1729 | 17.29 | 2000
1730 | 17.3 | 2000
1731 | 17.31 | 2000
1732 | 17.32 | 2000
1733 | 17.33 | 2000
1734 | 17.34 | 2000
1735 | 17.35 | 2000
1736 | 17.36 | 2000
1737 | 17.37 | 2000
1738 | 17.38 | 2000
1739 | 17.39 | 2000
1740 | 17.4 | 2000
1741 | 17.41 | 2000
1742 | 17.42 | 2000
1743 | 17.43 | 2000
1744 | 17.44 | 2000
1745 | 17.45 | 2000
1746 | 17.46 | 2000
1747 | 17.47 | 2000
1748 | 17.48 | 2000
1749 | 17.49 | 2000
1750 | 17.5 | 2000
1751 | 17.51 | 2000
1752 | 17.52 | 2000
1753 | 17.53 | 2000
1754 | 17.54 | 2000
1755 | 17.55 | 2000
1756 | 17.56 | 2000
1757 | 17.57 | 2000
1758 | 17.58 | 2000
1759 | 17.59 | 2000
1760 | 17.6 | 2000
1761 | 17.61 | 2000
1762 | 17.62 | 2000
1763 | 17.63 | 2000
1764 | 17.64 | 2000
1765 | 17.65 | 2000
1766 | 17.66 | 2000
1767 | 17.67 | 2000
1768 | 17.68 | 2000
1769 | 17.69 | 2000
1770 | 17.7 | 2000
1771 | 17.71 | 2000
1772 | 17.72 | 2000
1773 | 17.73 | 2000
1774 | 17.74 | 2000
1775 | 17.75 | 2000
1776 | 17.76 | 2000
1777 | 17.77 | 2000
1778 | 17.78 | 2000
1779 | 17.79 | 2000
1780 | 17.8 | 2000
1781 | 17.81 | 2000
1782 | 17.82 | 2000
1783 | 17.83 | 2000
1784 | 17.84 | 2000
1785 | 17.85 | 2000
1786 | 17.86 | 2000
1787 | 17.87 | 2000
1788 | 17.88 | 2000
1789 | 17.89 | 2000
1790 | 17.9 | 2000
1791 | 17.91 | 2000
1792 | 17.92 | 2000
1793 | 17.93 | 2000
1794 | 17.94 | 2000
1795 | 17.95 | 2000
1796 | 17.96 | 2000
1797 | 17.97 | 2000
1798 | 17.98 | 2000
1799 | 17.99 | 2000
1800 | 18 | 2000
1801 | 18.01 | 2000
1802 | 18.02 | 2000
1803 | 18.03 | 2000
1804 | 18.04 | 2000
1805 | 18.05 | 2000
1806 | 18.06 | 2000
1807 | 18.07 | 2000
1808 | 18.08 | 2000
1809 | 18.09 | 2000
1810 | 18.1 | 2000
1811 | 18.11 | 2000
1812 | 18.12 | 2000
1813 | 18.13 | 2000
1814 | 18.14 | 2000
1815 | 18.15 | 2000
1816 | 18.16 | 2000
1817 | 18.17 | 2000
1818 | 18.18 | 2000
1819 | 18.19 | 2000
1820 | 18.2 | 2000
1821 | 18.21 | 2000
1822 | 18.22 | 2000
1823 | 18.23 | 2000
1824 | 18.24 | 2000
1825 | 18.25 | 2000
1826 | 18.26 | 2000
1827 | 18.27 | 2000
1828 | 18.28 | 2000
1829 | 18.29 | 2000
1830 | 18.3 | 2000
1831 | 18.31 | 2000
1832 | 18.32 | 2000
1833 | 18.33 | 2000
1834 | 18.34 | 2000
1835 | 18.35 | 2000
1836 | 18.36 | 2000
1837 | 18.37 | 2000
1838 | 18.38 | 2000
1839 | 18.39 | 2000
1840 | 18.4 | 2000
1841 | 18.41 | 2000
1842 | 18.42 | 2000
1843 | 18.43 | 2000
1844 | 18.44 | 2000
1845 | 18.45 | 2000
1846 | 18.46 | 2000
1847 | 18.47 | 2000
1848 | 18.48 | 2000
1849 | 18.49 | 2000
1850 | 18.5 | 2000
1851 | 18.51 | 2000
1852 | 18.52 | 2000
1853 | 18.53 | 2000
1854 | 18.54 | 2000
1855 | 18.55 | 2000
1856 | 18.56 | 2000
1857 | 18.57 | 2000
1858 | 18.58 | 2000
1859 | 18.59 | 2000
1860 | 18.6 | 2000
1861 | 18.61 | 2000
1862 | 18.62 | 2000
1863 | 18.63 | 2000
1864 | 18.64 | 2000
1865 | 18.65 | 2000
1866 | 18.66 | 2000
1867 | 18.67 | 2000
1868 | 18.68 | 2000
1869 | 18.69 | 2000
1870 | 18.7 | 2000
1871 | 18.71 | 2000
1872 | 18.72 | 2000
1873 | 18.73 | 2000
1874 | 18.74 | 2000
1875 | 18.75 | 2000
1876 | 18.76 | 2000
1877 | 18.77 | 2000
1878 | 18.78 | 2000
1879 | 18.79 | 2000
1880 | 18.8 | 2000
1881 | 18.81 | 2000
1882 | 18.82 | 2000
1883 | 18.83 | 2000
1884 | 18.84 | 2000
1885 | 18.85 | 2000
1886 | 18.86 | 2000
1887 | 18.87 | 2000
1888 | 18.88 | 2000
1889 | 18.89 | 2000
1890 | 18.9 | 2000
1891 | 18.91 | 2000
1892 | 18.92 | 2000
1893 | 18.93 | 2000
1894 | 18.94 | 2000
1895 | 18.95 | 2000
1896 | 18.96 | 2000
1897 | 18.97 | 2000
1898 | 18.98 | 2000
1899 | 18.99 | 2000
1900 | 19 | 2000
1901 | 19.01 | 2000
1902 | 19.02 | 2000
1903 | 19.03 | 2000
1904 | 19.04 | 2000
1905 | 19.05 | 2000
1906 | 19.06 | 2000
1907 | 19.07 | 2000
1908 | 19.08 | 2000
1909 | 19.09 | 2000
1910 | 19.1 | 2000
1911 | 19.11 | 2000
1912 | 19.12 | 2000
1913 | 19.13 | 2000
1914 | 19.14 | 2000
1915 | 19.15 | 2000
1916 | 19.16 | 2000
1917 | 19.17 | 2000
1918 | 19.18 | 2000
1919 | 19.19 | 2000
1920 | 19.2 | 2000
1921 | 19.21 | 2000
1922 | 19.22 | 2000
1923 | 19.23 | 2000
1924 | 19.24 | 2000
1925 | 19.25 | 2000
1926 | 19.26 | 2000
1927 | 19.27 | 2000
1928 | 19.28 | 2000
1929 | 19.29 | 2000
1930 | 19.3 | 2000
1931 | 19.31 | 2000
1932 | 19.32 | 2000
1933 | 19.33 | 2000
1934 | 19.34 | 2000
1935 | 19.35 | 2000
1936 | 19.36 | 2000
1937 | 19.37 | 2000
1938 | 19.38 | 2000
1939 | 19.39 | 2000
1940 | 19.4 | 2000
1941 | 19.41 | 2000
1942 | 19.42 | 2000
1943 | 19.43 | 2000
1944 | 19.44 | 2000
1945 | 19.45 | 2000
1946 | 19.46 | 2000
1947 | 19.47 | 2000
1948 | 19.48 | 2000
1949 | 19.49 | 2000
1950 | 19.5 | 2000
1951 | 19.51 | 2000
1952 | 19.52 | 2000
1953 | 19.53 | 2000
1954 | 19.54 | 2000
1955 | 19.55 | 2000
1956 | 19.56 | 2000
1957 | 19.57 | 2000
1958 | 19.58 | 2000
1959 | 19.59 | 2000
1960 | 19.6 | 2000
1961 | 19.61 | 2000
1962 | 19.62 | 2000
1963 | 19.63 | 2000
1964 | 19.64 | 2000
1965 | 19.65 | 2000
1966 | 19.66 | 2000
1967 | 19.67 | 2000
1968 | 19.68 | 2000
1969 | 19.69 | 2000
1970 | 19.7 | 2000
1971 | 19.71 | 2000
1972 | 19.72 | 2000
1973 | 19.73 | 2000
1974 | 19.74 | 2000
1975 | 19.75 | 2000
1976 | 19.76 | 2000
1977 | 19.77 | 2000
1978 | 19.78 | 2000
1979 | 19.79 | 2000
1980 | 19.8 | 2000
1981 | 19.81 | 2000
1982 | 19.82 | 2000
1983 | 19.83 | 2000
1984 | 19.84 | 2000
1985 | 19.85 | 2000
1986 | 19.86 | 2000
1987 | 19.87 | 2000
1988 | 19.88 | 2000
1989 | 19.89 | 2000
1990 | 19.9 | 2000
1991 | 19.91 | 2000
1992 | 19.92 | 2000
1993 | 19.93 | 2000
1994 | 19.94 | 2000
1995 | 19.95 | 2000
1996 | 19.96 | 2000
1997 | 19.97 | 2000
1998 | 19.98 | 2000
1999 | 19.99 | 2000
2000 | 20 | 2000
2001 | 20.01 | 2000
2002 | 20.02 | 2000
2003 | 20.03 | 2000
2004 | 20.04 | 2000
2005 | 20.05 | 2000
2006 | 20.06 | 2000
2007 | 20.07 | 2000
2008 | 20.08 | 2000
2009 | 20.09 | 2000
2010 | 20.1 | 2000
2011 | 20.11 | 2000
2012 | 20.12 | 2000
2013 | 20.13 | 2000
2014 | 20.14 | 2000
2015 | 20.15 | 2000
2016 | 20.16 | 2000
2017 | 20.17 | 2000
2018 | 20.18 | 2000
2019 | 20.19 | 2000
2020 | 20.2 | 2000
2021 | 20.21 | 2000
2022 | 20.22 | 2000
2023 | 20.23 | 2000
2024 | 20.24 | 2000
2025 | 20.25 | 2000
2026 | 20.26 | 2000
2027 | 20.27 | 2000
2028 | 20.28 | 2000
2029 | 20.29 | 2000
2030 | 20.3 | 2000
2031 | 20.31 | 2000
2032 | 20.32 | 2000
2033 | 20.33 | 2000
2034 | 20.34 | 2000
2035 | 20.35 | 2000
2036 | 20.36 | 2000
2037 | 20.37 | 2000
2038 | 20.38 | 2000
2039 | 20.39 | 2000
2040 | 20.4 | 2000
2041 | 20.41 | 2000
2042 | 20.42 | 2000
2043 | 20.43 | 2000
2044 | 20.44 | 2000
2045 | 20.45 | 2000
2046 | 20.46 | 2000
2047 | 20.47 | 2000
2048 | 20.48 | 2000
2049 | 20.49 | 2000
2050 | 20.5 | 2000
2051 | 20.51 | 2000
2052 | 20.52 | 2000
2053 | 20.53 | 2000
2054 | 20.54 | 2000
2055 | 20.55 | 2000
2056 | 20.56 | 2000
2057 | 20.57 | 2000
2058 | 20.58 | 2000
2059 | 20.59 | 2000
2060 | 20.6 | 2000
2061 | 20.61 | 2000
2062 | 20.62 | 2000
2063 | 20.63 | 2000
2064 | 20.64 | 2000
2065 | 20.65 | 2000
2066 | 20.66 | 2000
2067 | 20.67 | 2000
2068 | 20.68 | 2000
2069 | 20.69 | 2000
2070 | 20.7 | 2000
2071 | 20.71 | 2000
2072 | 20.72 | 2000
2073 | 20.73 | 2000
2074 | 20.74 | 2000
2075 | 20.75 | 2000
2076 | 20.76 | 2000
2077 | 20.77 | 2000
2078 | 20.78 | 2000
2079 | 20.79 | 2000
2080 | 20.8 | 2000
2081 | 20.81 | 2000
2082 | 20.82 | 2000
2083 | 20.83 | 2000
2084 | 20.84 | 2000
2085 | 20.85 | 2000
2086 | 20.86 | 2000
2087 | 20.87 | 2000
2088 | 20.88 | 2000
2089 | 20.89 | 2000
2090 | 20.9 | 2000
2091 | 20.91 | 2000
2092 | 20.92 | 2000
2093 | 20.93 | 2000
2094 | 20.94 | 2000
2095 | 20.95 | 2000
2096 | 20.96 | 2000
2097 | 20.97 | 2000
2098 | 20.98 | 2000
2099 | 20.99 | 2000
2100 | 21 | 2000
2101 | 21.01 | 2000
2102 | 21.02 | 2000
2103 | 21.03 | 2000
2104 | 21.04 | 2000
2105 | 21.05 | 2000
2106 | 21.06 | 2000
2107 | 21.07 | 2000
2108 | 21.08 | 2000
2109 | 21.09 | 2000
2110 | 21.1 | 2000
2111 | 21.11 | 2000
2112 | 21.12 | 2000
2113 | 21.13 | 2000
2114 | 21.14 | 2000
2115 | 21.15 | 2000
2116 | 21.16 | 2000
2117 | 21.17 | 2000
2118 | 21.18 | 2000
2119 | 21.19 | 2000
2120 | 21.2 | 2000
2121 | 21.21 | 2000
2122 | 21.22 | 2000
2123 | 21.23 | 2000
2124 | 21.24 | 2000
2125 | 21.25 | 2000
2126 | 21.26 | 2000
2127 | 21.27 | 2000
2128 | 21.28 | 2000
2129 | 21.29 | 2000
2130 | 21.3 | 2000
2131 | 21.31 | 2000
2132 | 21.32 | 2000
2133 | 21.33 | 2000
2134 | 21.34 | 2000
2135 | 21.35 | 2000
2136 | 21.36 | 2000
2137 | 21.37 | 2000
2138 | 21.38 | 2000
2139 | 21.39 | 2000
2140 | 21.4 | 2000
2141 | 21.41 | 2000
2142 | 21.42 | 2000
2143 | 21.43 | 2000
2144 | 21.44 | 2000
2145 | 21.45 | 2000
2146 | 21.46 | 2000
2147 | 21.47 | 2000
2148 | 21.48 | 2000
2149 | 21.49 | 2000
2150 | 21.5 | 2000
2151 | 21.51 | 2000
2152 | 21.52 | 2000
2153 | 21.53 | 2000
2154 | 21.54 | 2000
2155 | 21.55 | 2000
2156 | 21.56 | 2000
2157 | 21.57 | 2000
2158 | 21.58 | 2000
2159 | 21.59 | 2000
2160 | 21.6 | 2000
2161 | 21.61 | 2000
2162 | 21.62 | 2000
2163 | 21.63 | 2000
2164 | 21.64 | 2000
2165 | 21.65 | 2000
2166 | 21.66 | 2000
2167 | 21.67 | 2000
2168 | 21.68 | 2000
2169 | 21.69 | 2000
2170 | 21.7 | 2000
2171 | 21.71 | 2000
2172 | 21.72 | 2000
2173 | 21.73 | 2000
2174 | 21.74 | 2000
2175 | 21.75 | 2000
2176 | 21.76 | 2000
2177 | 21.77 | 2000
2178 | 21.78 | 2000
2179 | 21.79 | 2000
2180 | 21.8 | 2000
2181 | 21.81 | 2000
2182 | 21.82 | 2000
2183 | 21.83 | 2000
2184 | 21.84 | 2000
2185 | 21.85 | 2000
2186 | 21.86 | 2000
2187 | 21.87 | 2000
2188 | 21.88 | 2000
2189 | 21.89 | 2000
2190 | 21.9 | 2000
2191 | 21.91 | 2000
2192 | 21.92 | 2000
2193 | 21.93 | 2000
2194 | 21.94 | 2000
2195 | 21.95 | 2000
2196 | 21.96 | 2000
2197 | 21.97 | 2000
2198 | 21.98 | 2000
2199 | 21.99 | 2000
2200 | 22 | 2000
2201 | 22.01 | 2000
2202 | 22.02 | 2000
2203 | 22.03 | 2000
2204 | 22.04 | 2000
2205 | 22.05 | 2000
2206 | 22.06 | 2000
2207 | 22.07 | 2000
2208 | 22.08 | 2000
2209 | 22.09 | 2000
2210 | 22.1 | 2000
2211 | 22.11 | 2000
2212 | 22.12 | 2000
2213 | 22.13 | 2000
2214 | 22.14 | 2000
2215 | 22.15 | 2000
2216 | 22.16 | 2000
2217 | 22.17 | 2000
2218 | 22.18 | 2000
2219 | 22.19 | 2000
2220 | 22.2 | 2000
2221 | 22.21 | 2000
2222 | 22.22 | 2000
2223 | 22.23 | 2000
2224 | 22.24 | 2000
2225 | 22.25 | 2000
2226 | 22.26 | 2000
2227 | 22.27 | 2000
2228 | 22.28 | 2000
2229 | 22.29 | 2000
2230 | 22.3 | 2000
2231 | 22.31 | 2000
2232 | 22.32 | 2000
2233 | 22.33 | 2000
2234 | 22.34 | 2000
2235 | 22.35 | 2000
2236 | 22.36 | 2000
2237 | 22.37 | 2000
2238 | 22.38 | 2000
2239 | 22.39 | 2000
2240 | 22.4 | 2000
2241 | 22.41 | 2000
2242 | 22.42 | 2000
2243 | 22.43 | 2000
2244 | 22.44 | 2000
2245 | 22.45 | 2000
2246 | 22.46 | 2000
2247 | 22.47 | 2000
2248 | 22.48 | 2000
2249 | 22.49 | 2000
2250 | 22.5 | 2000
2251 | 22.51 | 2000
2252 | 22.52 | 2000
2253 | 22.53 | 2000
2254 | 22.54 | 2000
2255 | 22.55 | 2000
2256 | 22.56 | 2000
2257 | 22.57 | 2000
2258 | 22.58 | 2000
2259 | 22.59 | 2000
2260 | 22.6 | 2000
2261 | 22.61 | 2000
2262 | 22.62 | 2000
2263 | 22.63 | 2000
2264 | 22.64 | 2000
2265 | 22.65 | 2000
2266 | 22.66 | 2000
2267 | 22.67 | 2000
2268 | 22.68 | 2000
2269 | 22.69 | 2000
2270 | 22.7 | 2000
2271 | 22.71 | 2000
2272 | 22.72 | 2000
2273 | 22.73 | 2000
2274 | 22.74 | 2000
2275 | 22.75 | 2000
2276 | 22.76 | 2000
2277 | 22.77 | 2000
2278 | 22.78 | 2000
2279 | 22.79 | 2000
2280 | 22.8 | 2000
2281 | 22.81 | 2000
2282 | 22.82 | 2000
2283 | 22.83 | 2000
2284 | 22.84 | 2000
2285 | 22.85 | 2000
2286 | 22.86 | 2000
2287 | 22.87 | 2000
2288 | 22.88 | 2000
2289 | 22.89 | 2000
2290 | 22.9 | 2000
2291 | 22.91 | 2000
2292 | 22.92 | 2000
2293 | 22.93 | 2000
2294 | 22.94 | 2000
2295 | 22.95 | 2000
2296 | 22.96 | 2000
2297 | 22.97 | 2000
2298 | 22.98 | 2000
2299 | 22.99 | 2000
2300 | 23 | 2000
2301 | 23.01 | 2000
2302 | 23.02 | 2000
2303 | 23.03 | 2000
2304 | 23.04 | 2000
2305 | 23.05 | 2000
2306 | 23.06 | 2000
2307 | 23.07 | 2000
2308 | 23.08 | 2000
2309 | 23.09 | 2000
2310 | 23.1 | 2000
2311 | 23.11 | 2000
2312 | 23.12 | 2000
2313 | 23.13 | 2000
2314 | 23.14 | 2000
2315 | 23.15 | 2000
2316 | 23.16 | 2000
2317 | 23.17 | 2000
2318 | 23.18 | 2000
2319 | 23.19 | 2000
2320 | 23.2 | 2000
2321 | 23.21 | 2000
2322 | 23.22 | 2000
2323 | 23.23 | 2000
2324 | 23.24 | 2000
2325 | 23.25 | 2000
2326 | 23.26 | 2000
2327 | 23.27 | 2000
2328 | 23.28 | 2000
2329 | 23.29 | 2000
2330 | 23.3 | 2000
2331 | 23.31 | 2000
2332 | 23.32 | 2000
2333 | 23.33 | 2000
2334 | 23.34 | 2000
2335 | 23.35 | 2000
2336 | 23.36 | 2000
2337 | 23.37 | 2000
2338 | 23.38 | 2000
2339 | 23.39 | 2000
2340 | 23.4 | 2000
2341 | 23.41 | 2000
2342 | 23.42 | 2000
2343 | 23.43 | 2000
2344 | 23.44 | 2000
2345 | 23.45 | 2000
2346 | 23.46 | 2000
2347 | 23.47 | 2000
2348 | 23.48 | 2000
2349 | 23.49 | 2000
2350 | 23.5 | 2000
2351 | 23.51 | 2000
2352 | 23.52 | 2000
2353 | 23.53 | 2000
2354 | 23.54 | 2000
2355 | 23.55 | 2000
2356 | 23.56 | 2000
2357 | 23.57 | 2000
2358 | 23.58 | 2000
2359 | 23.59 | 2000
2360 | 23.6 | 2000
2361 | 23.61 | 2000
2362 | 23.62 | 2000
2363 | 23.63 | 2000
2364 | 23.64 | 2000
2365 | 23.65 | 2000
2366 | 23.66 | 2000
2367 | 23.67 | 2000
2368 | 23.68 | 2000
2369 | 23.69 | 2000
2370 | 23.7 | 2000
2371 | 23.71 | 2000
2372 | 23.72 | 2000
2373 | 23.73 | 2000
2374 | 23.74 | 2000
2375 | 23.75 | 2000
2376 | 23.76 | 2000
2377 | 23.77 | 2000
2378 | 23.78 | 2000
2379 | 23.79 | 2000
2380 | 23.8 | 2000
2381 | 23.81 | 2000
2382 | 23.82 | 2000
2383 | 23.83 | 2000
2384 | 23.84 | 2000
2385 | 23.85 | 2000
2386 | 23.86 | 2000
2387 | 23.87 | 2000
2388 | 23.88 | 2000
2389 | 23.89 | 2000
2390 | 23.9 | 2000
2391 | 23.91 | 2000
2392 | 23.92 | 2000
2393 | 23.93 | 2000
2394 | 23.94 | 2000
2395 | 23.95 | 2000
2396 | 23.96 | 2000
2397 | 23.97 | 2000
2398 | 23.98 | 2000
2399 | 23.99 | 2000
2400 | 24 | 2000
2401 | 24.01 | 2000
2402 | 24.02 | 2000
2403 | 24.03 | 2000
2404 | 24.04 | 2000
2405 | 24.05 | 2000
2406 | 24.06 | 2000
2407 | 24.07 | 2000
2408 | 24.08 | 2000
2409 | 24.09 | 2000
2410 | 24.1 | 2000
2411 | 24.11 | 2000
2412 | 24.12 | 2000
2413 | 24.13 | 2000
2414 | 24.14 | 2000
2415 | 24.15 | 2000
2416 | 24.16 | 2000
2417 | 24.17 | 2000
2418 | 24.18 | 2000
2419 | 24.19 | 2000
2420 | 24.2 | 2000
2421 | 24.21 | 2000
2422 | 24.22 | 2000
2423 | 24.23 | 2000
2424 | 24.24 | 2000
2425 | 24.25 | 2000
2426 | 24.26 | 2000
2427 | 24.27 | 2000
2428 | 24.28 | 2000
2429 | 24.29 | 2000
2430 | 24.3 | 2000
2431 | 24.31 | 2000
2432 | 24.32 | 2000
2433 | 24.33 | 2000
2434 | 24.34 | 2000
2435 | 24.35 | 2000
2436 | 24.36 | 2000
2437 | 24.37 | 2000
2438 | 24.38 | 2000
2439 | 24.39 | 2000
2440 | 24.4 | 2000
2441 | 24.41 | 2000
2442 | 24.42 | 2000
2443 | 24.43 | 2000
2444 | 24.44 | 2000
2445 | 24.45 | 2000
2446 | 24.46 | 2000
2447 | 24.47 | 2000
2448 | 24.48 | 2000
2449 | 24.49 | 2000
2450 | 24.5 | 2000
2451 | 24.51 | 2000
2452 | 24.52 | 2000
2453 | 24.53 | 2000
2454 | 24.54 | 2000
2455 | 24.55 | 2000
2456 | 24.56 | 2000
2457 | 24.57 | 2000
2458 | 24.58 | 2000
2459 | 24.59 | 2000
2460 | 24.6 | 2000
2461 | 24.61 | 2000
2462 | 24.62 | 2000
2463 | 24.63 | 2000
2464 | 24.64 | 2000
2465 | 24.65 | 2000
2466 | 24.66 | 2000
2467 | 24.67 | 2000
2468 | 24.68 | 2000
2469 | 24.69 | 2000
2470 | 24.7 | 2000
2471 | 24.71 | 2000
2472 | 24.72 | 2000
2473 | 24.73 | 2000
2474 | 24.74 | 2000
2475 | 24.75 | 2000
2476 | 24.76 | 2000
2477 | 24.77 | 2000
2478 | 24.78 | 2000
2479 | 24.79 | 2000
2480 | 24.8 | 2000
2481 | 24.81 | 2000
2482 | 24.82 | 2000
2483 | 24.83 | 2000
2484 | 24.84 | 2000
2485 | 24.85 | 2000
2486 | 24.86 | 2000
2487 | 24.87 | 2000
2488 | 24.88 | 2000
2489 | 24.89 | 2000
2490 | 24.9 | 2000
2491 | 24.91 | 2000
2492 | 24.92 | 2000
2493 | 24.93 | 2000
2494 | 24.94 | 2000
2495 | 24.95 | 2000
2496 | 24.96 | 2000
2497 | 24.97 | 2000
2498 | 24.98 | 2000
2499 | 24.99 | 2000
2500 | 25 | 0
2501 | 25.01 | 0
2502 | 25.02 | 0
2503 | 25.03 | 0
2504 | 25.04 | 0
2505 | 25.05 | 0
2506 | 25.06 | 0
2507 | 25.07 | 0
2508 | 25.08 | 0
2509 | 25.09 | 0
2510 | 25.1 | 0
2511 | 25.11 | 0
2512 | 25.12 | 0
2513 | 25.13 | 0
2514 | 25.14 | 0
2515 | 25.15 | 0
2516 | 25.16 | 0
2517 | 25.17 | 0
2518 | 25.18 | 0
2519 | 25.19 | 0
2520 | 25.2 | 0
2521 | 25.21 | 0
2522 | 25.22 | 0
2523 | 25.23 | 0
2524 | 25.24 | 0
2525 | 25.25 | 0
2526 | 25.26 | 0
2527 | 25.27 | 0
2528 | 25.28 | 0
2529 | 25.29 | 0
2530 | 25.3 | 0
2531 | 25.31 | 0
2532 | 25.32 | 0
2533 | 25.33 | 0
2534 | 25.34 | 0
2535 | 25.35 | 0
2536 | 25.36 | 0
2537 | 25.37 | 0
2538 | 25.38 | 0
2539 | 25.39 | 0
2540 | 25.4 | 0
2541 | 25.41 | 0
2542 | 25.42 | 0
2543 | 25.43 | 0
2544 | 25.44 | 0
2545 | 25.45 | 0
2546 | 25.46 | 0
2547 | 25.47 | 0
2548 | 25.48 | 0
2549 | 25.49 | 0
2550 | 25.5 | 0
2551 | 25.51 | 0
2552 | 25.52 | 0
2553 | 25.53 | 0
2554 | 25.54 | 0
2555 | 25.55 | 0
2556 | 25.56 | 0
2557 | 25.57 | 0
2558 | 25.58 | 0
2559 | 25.59 | 0
2560 | 25.6 | 0
2561 | 25.61 | 0
2562 | 25.62 | 0
2563 | 25.63 | 0
2564 | 25.64 | 0
2565 | 25.65 | 0
2566 | 25.66 | 0
2567 | 25.67 | 0
2568 | 25.68 | 0
2569 | 25.69 | 0
2570 | 25.7 | 0
2571 | 25.71 | 0
2572 | 25.72 | 0
2573 | 25.73 | 0
2574 | 25.74 | 0
2575 | 25.75 | 0
2576 | 25.76 | 0
2577 | 25.77 | 0
2578 | 25.78 | 0
2579 | 25.79 | 0
2580 | 25.8 | 0
2581 | 25.81 | 0
2582 | 25.82 | 0
2583 | 25.83 | 0
2584 | 25.84 | 0
2585 | 25.85 | 0
2586 | 25.86 | 0
2587 | 25.87 | 0
2588 | 25.88 | 0
2589 | 25.89 | 0
2590 | 25.9 | 0
2591 | 25.91 | 0
2592 | 25.92 | 0
2593 | 25.93 | 0
2594 | 25.94 | 0
2595 | 25.95 | 0
2596 | 25.96 | 0
2597 | 25.97 | 0
2598 | 25.98 | 0
2599 | 25.99 | 0
2600 | 26 | 0
2601 | 26.01 | 0
2602 | 26.02 | 0
2603 | 26.03 | 0
2604 | 26.04 | 0
2605 | 26.05 | 0
2606 | 26.06 | 0
2607 | 26.07 | 0
2608 | 26.08 | 0
2609 | 26.09 | 0
2610 | 26.1 | 0
2611 | 26.11 | 0
2612 | 26.12 | 0
2613 | 26.13 | 0
2614 | 26.14 | 0
2615 | 26.15 | 0
2616 | 26.16 | 0
2617 | 26.17 | 0
2618 | 26.18 | 0
2619 | 26.19 | 0
2620 | 26.2 | 0
2621 | 26.21 | 0
2622 | 26.22 | 0
2623 | 26.23 | 0
2624 | 26.24 | 0
2625 | 26.25 | 0
2626 | 26.26 | 0
2627 | 26.27 | 0
2628 | 26.28 | 0
2629 | 26.29 | 0
2630 | 26.3 | 0
2631 | 26.31 | 0
2632 | 26.32 | 0
2633 | 26.33 | 0
2634 | 26.34 | 0
2635 | 26.35 | 0
2636 | 26.36 | 0
2637 | 26.37 | 0
2638 | 26.38 | 0
2639 | 26.39 | 0
2640 | 26.4 | 0
2641 | 26.41 | 0
2642 | 26.42 | 0
2643 | 26.43 | 0
2644 | 26.44 | 0
2645 | 26.45 | 0
2646 | 26.46 | 0
2647 | 26.47 | 0
2648 | 26.48 | 0
2649 | 26.49 | 0
2650 | 26.5 | 0
2651 | 26.51 | 0
2652 | 26.52 | 0
2653 | 26.53 | 0
2654 | 26.54 | 0
2655 | 26.55 | 0
2656 | 26.56 | 0
2657 | 26.57 | 0
2658 | 26.58 | 0
2659 | 26.59 | 0
2660 | 26.6 | 0
2661 | 26.61 | 0
2662 | 26.62 | 0
2663 | 26.63 | 0
2664 | 26.64 | 0
2665 | 26.65 | 0
2666 | 26.66 | 0
2667 | 26.67 | 0
2668 | 26.68 | 0
2669 | 26.69 | 0
2670 | 26.7 | 0
2671 | 26.71 | 0
2672 | 26.72 | 0
2673 | 26.73 | 0
2674 | 26.74 | 0
2675 | 26.75 | 0
2676 | 26.76 | 0
2677 | 26.77 | 0
2678 | 26.78 | 0
2679 | 26.79 | 0
2680 | 26.8 | 0
2681 | 26.81 | 0
2682 | 26.82 | 0
2683 | 26.83 | 0
2684 | 26.84 | 0
2685 | 26.85 | 0
2686 | 26.86 | 0
2687 | 26.87 | 0
2688 | 26.88 | 0
2689 | 26.89 | 0
2690 | 26.9 | 0
2691 | 26.91 | 0
2692 | 26.92 | 0
2693 | 26.93 | 0
2694 | 26.94 | 0
2695 | 26.95 | 0
2696 | 26.96 | 0
2697 | 26.97 | 0
2698 | 26.98 | 0
2699 | 26.99 | 0
2700 | 27 | 0
2701 | 27.01 | 0
2702 | 27.02 | 0
2703 | 27.03 | 0
2704 | 27.04 | 0
2705 | 27.05 | 0
2706 | 27.06 | 0
2707 | 27.07 | 0
2708 | 27.08 | 0
2709 | 27.09 | 0
2710 | 27.1 | 0
2711 | 27.11 | 0
2712 | 27.12 | 0
2713 | 27.13 | 0
2714 | 27.14 | 0
2715 | 27.15 | 0
2716 | 27.16 | 0
2717 | 27.17 | 0
2718 | 27.18 | 0
2719 | 27.19 | 0
2720 | 27.2 | 0
2721 | 27.21 | 0
2722 | 27.22 | 0
2723 | 27.23 | 0
2724 | 27.24 | 0
2725 | 27.25 | 0
2726 | 27.26 | 0
2727 | 27.27 | 0
2728 | 27.28 | 0
2729 | 27.29 | 0
2730 | 27.3 | 0
2731 | 27.31 | 0
2732 | 27.32 | 0
2733 | 27.33 | 0
2734 | 27.34 | 0
2735 | 27.35 | 0
2736 | 27.36 | 0
2737 | 27.37 | 0
2738 | 27.38 | 0
2739 | 27.39 | 0
2740 | 27.4 | 0
2741 | 27.41 | 0
2742 | 27.42 | 0
2743 | 27.43 | 0
2744 | 27.44 | 0
2745 | 27.45 | 0
2746 | 27.46 | 0
2747 | 27.47 | 0
2748 | 27.48 | 0
2749 | 27.49 | 0
2750 | 27.5 | 0
2751 | 27.51 | 0
2752 | 27.52 | 0
2753 | 27.53 | 0
2754 | 27.54 | 0
2755 | 27.55 | 0
2756 | 27.56 | 0
2757 | 27.57 | 0
2758 | 27.58 | 0
2759 | 27.59 | 0
2760 | 27.6 | 0
2761 | 27.61 | 0
2762 | 27.62 | 0
2763 | 27.63 | 0
2764 | 27.64 | 0
2765 | 27.65 | 0
2766 | 27.66 | 0
2767 | 27.67 | 0
2768 | 27.68 | 0
2769 | 27.69 | 0
2770 | 27.7 | 0
2771 | 27.71 | 0
2772 | 27.72 | 0
2773 | 27.73 | 0
2774 | 27.74 | 0
2775 | 27.75 | 0
2776 | 27.76 | 0
2777 | 27.77 | 0
2778 | 27.78 | 0
2779 | 27.79 | 0
2780 | 27.8 | 0
2781 | 27.81 | 0
2782 | 27.82 | 0
2783 | 27.83 | 0
2784 | 27.84 | 0
2785 | 27.85 | 0
2786 | 27.86 | 0
2787 | 27.87 | 0
2788 | 27.88 | 0
2789 | 27.89 | 0
2790 | 27.9 | 0
2791 | 27.91 | 0
2792 | 27.92 | 0
2793 | 27.93 | 0
2794 | 27.94 | 0
2795 | 27.95 | 0
2796 | 27.96 | 0
2797 | 27.97 | 0
2798 | 27.98 | 0
2799 | 27.99 | 0
2800 | 28 | 0
2801 | 28.01 | 0
2802 | 28.02 | 0
2803 | 28.03 | 0
2804 | 28.04 | 0
2805 | 28.05 | 0
2806 | 28.06 | 0
2807 | 28.07 | 0
2808 | 28.08 | 0
2809 | 28.09 | 0
2810 | 28.1 | 0
2811 | 28.11 | 0
2812 | 28.12 | 0
2813 | 28.13 | 0
2814 | 28.14 | 0
2815 | 28.15 | 0
2816 | 28.16 | 0
2817 | 28.17 | 0
2818 | 28.18 | 0
2819 | 28.19 | 0
2820 | 28.2 | 0
2821 | 28.21 | 0
2822 | 28.22 | 0
2823 | 28.23 | 0
2824 | 28.24 | 0
2825 | 28.25 | 0
2826 | 28.26 | 0
2827 | 28.27 | 0
2828 | 28.28 | 0
2829 | 28.29 | 0
2830 | 28.3 | 0
2831 | 28.31 | 0
2832 | 28.32 | 0
2833 | 28.33 | 0
2834 | 28.34 | 0
2835 | 28.35 | 0
2836 | 28.36 | 0
2837 | 28.37 | 0
2838 | 28.38 | 0
2839 | 28.39 | 0
2840 | 28.4 | 0
2841 | 28.41 | 0
2842 | 28.42 | 0
2843 | 28.43 | 0
2844 | 28.44 | 0
2845 | 28.45 | 0
2846 | 28.46 | 0
2847 | 28.47 | 0
2848 | 28.48 | 0
2849 | 28.49 | 0
2850 | 28.5 | 0
2851 | 28.51 | 0
2852 | 28.52 | 0
2853 | 28.53 | 0
2854 | 28.54 | 0
2855 | 28.55 | 0
2856 | 28.56 | 0
2857 | 28.57 | 0
2858 | 28.58 | 0
2859 | 28.59 | 0
2860 | 28.6 | 0
2861 | 28.61 | 0
2862 | 28.62 | 0
2863 | 28.63 | 0
2864 | 28.64 | 0
2865 | 28.65 | 0
2866 | 28.66 | 0
2867 | 28.67 | 0
2868 | 28.68 | 0
2869 | 28.69 | 0
2870 | 28.7 | 0
2871 | 28.71 | 0
2872 | 28.72 | 0
2873 | 28.73 | 0
2874 | 28.74 | 0
2875 | 28.75 | 0
2876 | 28.76 | 0
2877 | 28.77 | 0
2878 | 28.78 | 0
2879 | 28.79 | 0
2880 | 28.8 | 0
2881 | 28.81 | 0
2882 | 28.82 | 0
2883 | 28.83 | 0
2884 | 28.84 | 0
2885 | 28.85 | 0
2886 | 28.86 | 0
2887 | 28.87 | 0
2888 | 28.88 | 0
2889 | 28.89 | 0
2890 | 28.9 | 0
2891 | 28.91 | 0
2892 | 28.92 | 0
2893 | 28.93 | 0
2894 | 28.94 | 0
2895 | 28.95 | 0
2896 | 28.96 | 0
2897 | 28.97 | 0
2898 | 28.98 | 0
2899 | 28.99 | 0
2900 | 29 | 0
2901 | 29.01 | 0
2902 | 29.02 | 0
2903 | 29.03 | 0
2904 | 29.04 | 0
2905 | 29.05 | 0
2906 | 29.06 | 0
2907 | 29.07 | 0
2908 | 29.08 | 0
2909 | 29.09 | 0
2910 | 29.1 | 0
2911 | 29.11 | 0
2912 | 29.12 | 0
2913 | 29.13 | 0
2914 | 29.14 | 0
2915 | 29.15 | 0
2916 | 29.16 | 0
2917 | 29.17 | 0
2918 | 29.18 | 0
2919 | 29.19 | 0
2920 | 29.2 | 0
2921 | 29.21 | 0
2922 | 29.22 | 0
2923 | 29.23 | 0
2924 | 29.24 | 0
2925 | 29.25 | 0
2926 | 29.26 | 0
2927 | 29.27 | 0
2928 | 29.28 | 0
2929 | 29.29 | 0
2930 | 29.3 | 0
2931 | 29.31 | 0
2932 | 29.32 | 0
2933 | 29.33 | 0
2934 | 29.34 | 0
2935 | 29.35 | 0
2936 | 29.36 | 0
2937 | 29.37 | 0
2938 | 29.38 | 0
2939 | 29.39 | 0
2940 | 29.4 | 0
2941 | 29.41 | 0
2942 | 29.42 | 0
2943 | 29.43 | 0
2944 | 29.44 | 0
2945 | 29.45 | 0
2946 | 29.46 | 0
2947 | 29.47 | 0
2948 | 29.48 | 0
2949 | 29.49 | 0
2950 | 29.5 | 0
2951 | 29.51 | 0
2952 | 29.52 | 0
2953 | 29.53 | 0
2954 | 29.54 | 0
2955 | 29.55 | 0
2956 | 29.56 | 0
2957 | 29.57 | 0
2958 | 29.58 | 0
2959 | 29.59 | 0
2960 | 29.6 | 0
2961 | 29.61 | 0
2962 | 29.62 | 0
2963 | 29.63 | 0
2964 | 29.64 | 0
2965 | 29.65 | 0
2966 | 29.66 | 0
2967 | 29.67 | 0
2968 | 29.68 | 0
2969 | 29.69 | 0
2970 | 29.7 | 0
2971 | 29.71 | 0
2972 | 29.72 | 0
2973 | 29.73 | 0
2974 | 29.74 | 0
2975 | 29.75 | 0
2976 | 29.76 | 0
2977 | 29.77 | 0
2978 | 29.78 | 0
2979 | 29.79 | 0
2980 | 29.8 | 0
2981 | 29.81 | 0
2982 | 29.82 | 0
2983 | 29.83 | 0
2984 | 29.84 | 0
2985 | 29.85 | 0
2986 | 29.86 | 0
2987 | 29.87 | 0
2988 | 29.88 | 0
2989 | 29.89 | 0
2990 | 29.9 | 0
2991 | 29.91 | 0
2992 | 29.92 | 0
2993 | 29.93 | 0
2994 | 29.94 | 0
2995 | 29.95 | 0
2996 | 29.96 | 0
2997 | 29.97 | 0
2998 | 29.98 | 0
2999 | 29.99 | 0

## Levels
Hub | 96 | Level | Bottom | Top | Delta | Level Type | Adjacent | Cos Half Angle | Angle | Cumulative Area | Area | Area Fraction
Diameter | 90 | [8 empty] | 0
Radius | 45 | 137.5 | 132.5 | 141 | 8.5 | -1 | 36.5 | 0.81111 | 1.2495 | 304.4274 | 304.4274 | 4.785%
Upper Tip | 141 | 127.5 | 122.5 | 132.5 | 10 | -1 | 26.5 | 0.58889 | 1.8822 | 941.9585 | 637.5311 | 10.02%
Lower Tip | 51 | 117.5 | 112.5 | 122.5 | 10 | -1 | 16.5 | 0.36667 | 2.3907 | 1729.8431 | 787.8846 | 12.38%
Area | 6361.7251 | 107.5 | 102.5 | 112.5 | 10 | -1 | 6.5 | 0.14444 | 2.8517 | 2597.9032 | 868.0601 | 13.65%
|  | 97.5 | 92.5 | 102.5 | 10 | 0 | #N/A | #N/A | #N/A | #N/A | 897.6414 | 14.11%
Max Level | 137.5 | 87.5 | 82.5 | 92.5 | 10 | 1 | 3.5 | 0.077778 | 2.9859 | 2866.1804 | 881.8386 | 13.86%
Min Level | 52.5 | 77.5 | 72.5 | 82.5 | 10 | 1 | 13.5 | 0.3 | 2.5322 | 1984.3419 | 817.971 | 12.86%
|  | 67.5 | 60 | 72.5 | 12.5 | 1 | 23.5 | 0.52222 | 2.0427 | 1166.3709 | 835.2812 | 13.13%
|  | 52.5 | 51 | 60 | 9 | 1 | 36 | 0.8 | 1.287 | 331.0897 | 331.0897 | 5.204%
0
[5 empty] | 90 | [6 empty] | 100%
Spanning Level Index | 5 | Spanning Level
Spanning Level Center | 97.5 | Bottom Section | 92.5 | 96 | 3.5 | 1 | 0 | 0 | 3.1416 | 3180.8626 | 314.6821 | 4.946%
Spanning Level Bottom | 92.5 | Top Section | 96 | 102.5 | 6.5 | -1 | 0 | 0 | 3.1416 | 3180.8626 | 582.9593 | 9.164%
Spanning Level Top | 102.5
Note on I2: -1 = Above 0 = Spanning 1 = Below
Note on M2: From Nearest Tip

## Analysis
|  | 4.785% | 10.02% | 12.38% | 13.65% | 14.11% | 13.86% | 12.86% | 13.13% | 5.204%
Date & Time Stamp | LiDAR - 142.5m Wind Speed Mean | LiDAR - 137.5m Wind Speed Mean | LiDAR - 127.5m Wind Speed Mean | LiDAR - 117.5m Wind Speed Mean | LiDAR - 107.5m Wind Speed Mean | LiDAR - 97.5m Wind Speed Mean | LiDAR - 87.5m Wind Speed Mean | LiDAR - 77.5m Wind Speed Mean | LiDAR - 67.5m Wind Speed Mean | LiDAR - 52.5m Wind Speed Mean | LiDAR - 142.5m Windvane Mean | LiDAR - 137.5m Windvane Mean | LiDAR - 127.5m Windvane Mean | LiDAR - 117.5m Windvane Mean | LiDAR - 107.5m Windvane Mean | LiDAR - 97.5m Windvane Mean | LiDAR - 87.5m Windvane Mean | LiDAR - 77.5m Windvane Mean | LiDAR - 67.5m Windvane Mean | LiDAR - 52.5m Windvane Mean | Mast - 92.1m Wind Direction Mean | Mast - 96.0m Wind Speed Mean | Mast - 96.0m Wind Speed Std Dev | Mast - 89.1m Wind Speed Mean | Mast - 40.0m Wind Speed Mean | Mast - 96.0m Turbulence Intensity | LiDAR Hub Direction | LiDAR Equivalent Wind Speed | LiDAR Piecewise Exponent | LiDAR Hub Wind Speed | LiDAR Rotor to Hub Ratio | Equiv Wind Speed | Power (base) | Power (rotor eq)
2011-10-07 12:50 | 15.93 | 15.81 | 15.69 | 15.56 | 15.36 | 15.18 | 15.01 | 14.85 | 14.6 | 14.09 | 299.3 | 299.3 | 299.1 | 299.2 | 298.7 | 298.4 | 298.1 | 298.1 | 298.1 | 297.6 | 294.1 | 15.5 | 2.1 | 15.32 | 13.59 | 13.55% | 298.355 | 15.1458 | 0.10407 | 15.1555 | 0.99936 | 15.4901 | 2000 | 2000
2011-10-07 13:00 | 15.6 | 15.44 | 15.35 | 15.21 | 15.05 | 14.92 | 14.77 | 14.55 | 14.33 | 14.17 | 295 | 294.7 | 294.6 | 294.6 | 294.3 | 294.2 | 294.2 | 294.2 | 294.1 | 294 | 291.4 | 15.7 | 1.92 | 15.6 | 14.19 | 12.23% | 294.2 | 14.8658 | 0.093376 | 14.8984 | 0.99781 | 15.6656 | 2000 | 2000
2011-10-07 13:10 | 17.86 | 17.79 | 17.56 | 17.34 | 17.02 | 16.62 | 16.3 | 16.06 | 15.73 | 15.2 | 299.2 | 299.1 | 298.9 | 298.8 | 298.4 | 298.3 | 298.1 | 297.8 | 297.6 | 297.4 | 293.8 | 16.66 | 2.01 | 16.49 | 14.47 | 12.06% | 298.27 | 16.6364 | 0.17966 | 16.5738 | 1.0038 | 16.723 | 2000 | 2000
2011-10-07 13:20 | 14.95 | 14.81 | 14.62 | 14.52 | 14.5 | 14.52 | 14.49 | 14.41 | 14.25 | 14.03 | 298.6 | 298.5 | 298.1 | 297.4 | 297 | 296.8 | 296.5 | 296.4 | 296.4 | 296.1 | 293.7 | 15.2 | 2.4 | 15.11 | 13.46 | 15.79% | 296.755 | 14.4626 | 0.019113 | 14.5157 | 0.99635 | 15.1444 | 2000 | 2000
2011-10-07 13:30 | 16.21 | 16.23 | 15.96 | 15.65 | 15.44 | 15.24 | 14.95 | 14.61 | 14.25 | 13.78 | 296.5 | 296.7 | 296.9 | 296.9 | 297.3 | 297.8 | 298.2 | 298.3 | 298.3 | 298.5 | 294.4 | 15.43 | 2.11 | 15.2 | 13.45 | 13.67% | 297.86 | 15.1364 | 0.17754 | 15.1981 | 0.99594 | 15.3674 | 2000 | 2000
2011-10-07 13:40 | 14.9 | 14.76 | 14.52 | 14.37 | 14.26 | 14.06 | 13.83 | 13.66 | 13.45 | 13.05 | 298.2 | 298 | 296.9 | 296.2 | 295.7 | 295.6 | 295.5 | 295.8 | 296.3 | 296 | 292 | 14.41 | 2.15 | 14.33 | 12.88 | 14.92% | 295.585 | 14.0012 | 0.15242 | 14.0268 | 0.99818 | 14.3837 | 2000 | 2000
2011-10-07 13:50 | 15.36 | 15.23 | 14.97 | 14.74 | 14.55 | 14.39 | 14.29 | 14.2 | 13.99 | 13.57 | 300 | 300 | 300.1 | 299.9 | 299.5 | 299.3 | 299.5 | 299.7 | 299.8 | 299.9 | 294.1 | 15.11 | 2.12 | 14.98 | 13.4 | 14.03% | 299.33 | 14.4298 | 0.064442 | 14.3756 | 1.0038 | 15.1669 | 2000 | 2000
2011-10-07 14:00 | 15.43 | 15.38 | 15.25 | 15.04 | 14.82 | 14.56 | 14.37 | 14.2 | 14 | 13.64 | 302.2 | 302.5 | 302.9 | 302.9 | 302.9 | 302.9 | 303.1 | 303.3 | 303.3 | 302.8 | 298 | 14.98 | 2.12 | 14.86 | 13.53 | 14.15% | 302.93 | 14.5846 | 0.12138 | 14.5326 | 1.0036 | 15.0335 | 2000 | 2000
2011-10-07 14:10 | 16.53 | 16.38 | 16.07 | 15.82 | 15.6 | 15.45 | 15.26 | 15.09 | 14.83 | 14.29 | 302.3 | 302.1 | 301.5 | 301 | 300.7 | 300.7 | 300.5 | 300.3 | 300.1 | 300 | 296.5 | 15.61 | 2.34 | 15.38 | 13.61 | 14.99% | 300.67 | 15.4234 | 0.11435 | 15.4226 | 1.0001 | 15.6108 | 2000 | 2000
2011-10-07 14:30 | 14.88 | 14.8 | 14.66 | 14.51 | 14.38 | 14.3 | 14.17 | 13.91 | 13.62 | 13.2 | 303.9 | 303.8 | 303.4 | 302.8 | 302.5 | 302.7 | 302.6 | 302.5 | 302.5 | 301.6 | 298 | 15 | 2.07 | 14.81 | 12.98 | 13.8% | 302.685 | 14.1932 | 0.084393 | 14.2813 | 0.99383 | 14.9075 | 2000 | 2000
2011-10-07 14:40 | 14.93 | 14.77 | 14.57 | 14.49 | 14.46 | 14.44 | 14.34 | 14.13 | 13.92 | 13.68 | 304.4 | 304.1 | 304.2 | 304.5 | 304.8 | 304.8 | 304.6 | 304.2 | 303.8 | 303.4 | 298.9 | 14.4 | 1.88 | 14.35 | 13.21 | 13.06% | 304.77 | 14.3205 | 0.064218 | 14.4256 | 0.99271 | 14.295 | 2000 | 2000
2011-10-07 14:50 | 14.44 | 14.34 | 14.13 | 13.9 | 13.71 | 13.52 | 13.27 | 12.97 | 12.72 | 12.14 | 304.7 | 304.4 | 304.5 | 304.2 | 303.8 | 303.5 | 303.3 | 303.1 | 303 | 303.1 | 299.5 | 13.88 | 1.77 | 13.74 | 12.45 | 12.75% | 303.47 | 13.4335 | 0.17248 | 13.4839 | 0.99626 | 13.8281 | 1999.88 | 1999.83
2011-10-07 15:00 | 13.95 | 13.84 | 13.58 | 13.34 | 13.2 | 13 | 12.7 | 12.37 | 12.08 | 11.67 | 304 | 303.9 | 304 | 304.2 | 304.2 | 303.8 | 303.3 | 303.3 | 303.5 | 303.6 | 300.5 | 13.01 | 1.65 | 12.73 | 11.25 | 12.68% | 303.725 | 12.8806 | 0.21575 | 12.9566 | 0.99414 | 12.9337 | 1999.01 | 1998.23
2011-10-07 15:10 | 13.58 | 13.46 | 13.25 | 13.02 | 12.76 | 12.52 | 12.34 | 12.19 | 12.05 | 11.74 | 305.1 | 305.1 | 304.9 | 304.8 | 304.6 | 304.4 | 304.2 | 304.2 | 304.2 | 303.9 | 299.8 | 12.77 | 1.49 | 12.67 | 11.38 | 11.67% | 304.37 | 12.5798 | 0.13382 | 12.4941 | 1.0069 | 12.8576 | 1996.47 | 1997.46
2011-10-07 15:20 | 13.91 | 13.82 | 13.54 | 13.29 | 13.08 | 12.81 | 12.58 | 12.39 | 12.17 | 11.63 | 303.4 | 303.3 | 303.1 | 303.4 | 303.9 | 304.4 | 304.5 | 304.6 | 304.5 | 304 | 300.6 | 13.34 | 1.68 | 13.13 | 11.65 | 12.59% | 304.415 | 12.8186 | 0.16743 | 12.7768 | 1.0033 | 13.3837 | 1999.34 | 1999.38
2011-10-07 15:30 | 13.46 | 13.38 | 13.24 | 13.12 | 13.06 | 12.96 | 12.8 | 12.53 | 12.23 | 11.8 | 305.3 | 305.1 | 305 | 305.4 | 306 | 306.3 | 306.8 | 307 | 306.4 | 305.8 | 300 | 12.93 | 2.06 | 12.82 | 11.32 | 15.93% | 306.375 | 12.8197 | 0.1148 | 12.937 | 0.99093 | 12.8128 | 1998.23 | 1996.91
2011-10-07 15:40 | 13.22 | 13.11 | 12.84 | 12.51 | 12.16 | 11.8 | 11.5 | 11.27 | 11.06 | 10.66 | 304.9 | 304.8 | 304.9 | 304.9 | 304.9 | 304.9 | 305.3 | 305.9 | 305.9 | 306.3 | 299.5 | 12.14 | 1.62 | 12.03 | 10.13 | 13.34% | 304.96 | 11.8759 | 0.23798 | 11.7565 | 1.0102 | 12.2633 | 1989.54 | 1990.86
2011-10-07 15:50 | 12.76 | 12.6 | 12.34 | 12.14 | 11.96 | 11.73 | 11.48 | 11.28 | 11.13 | 10.81 | 300.7 | 300.6 | 300.7 | 300.7 | 300.4 | 300.2 | 300.4 | 301 | 301.6 | 302.1 | 296.2 | 12.65 | 1.95 | 12.52 | 10.91 | 15.42% | 300.23 | 11.7142 | 0.19908 | 11.6939 | 1.0017 | 12.672 | 1995.15 | 1995.37
2011-10-07 16:00 | 13.69 | 13.57 | 13.32 | 13.09 | 12.82 | 12.55 | 12.28 | 12 | 11.8 | 11.49 | 303 | 302.8 | 302.4 | 302.1 | 302.1 | 302.6 | 302.7 | 302.7 | 303 | 303.7 | 298 | 13.02 | 1.56 | 12.82 | 11.19 | 11.98% | 302.615 | 12.5444 | 0.20098 | 12.511 | 1.0027 | 13.0548 | 1999.02 | 1999.05
2011-10-07 16:10 | 14.37 | 14.25 | 13.96 | 13.57 | 13.21 | 12.91 | 12.74 | 12.6 | 12.37 | 11.85 | 305.5 | 305.5 | 305.6 | 305.4 | 305 | 304.9 | 304.7 | 304.5 | 304.5 | 304.7 | 300.4 | 12.95 | 1.39 | 12.77 | 11.05 | 10.73% | 304.87 | 13.0403 | 0.12249 | 12.8855 | 1.012 | 13.1056 | 1998.45 | 1999.11
2011-10-07 16:20 | 13.61 | 13.49 | 13.25 | 12.97 | 12.7 | 12.38 | 12.04 | 11.72 | 11.46 | 11.12 | 306.8 | 306.6 | 306.4 | 306.3 | 306 | 305.7 | 305.6 | 305.5 | 305.7 | 306.3 | 300.7 | 12.45 | 1.61 | 12.16 | 10.76 | 12.93% | 305.685 | 12.355 | 0.25734 | 12.3307 | 1.002 | 12.4746 | 1992.95 | 1993.17
2011-10-07 16:30 | 12.77 | 12.64 | 12.37 | 12.07 | 11.75 | 11.42 | 11.14 | 10.86 | 10.51 | 10.12 | 306.3 | 306.1 | 305.8 | 305.7 | 305.8 | 305.9 | 306 | 306.1 | 305.9 | 305.8 | 301.2 | 12.01 | 1.46 | 11.77 | 10.25 | 12.16% | 305.915 | 11.4428 | 0.2294 | 11.3795 | 1.0056 | 12.0768 | 1988.11 | 1988.88
2011-10-07 16:40 | 12.74 | 12.55 | 12.2 | 11.85 | 11.57 | 11.36 | 11.18 | 10.94 | 10.68 | 10.13 | 307.3 | 307 | 306.7 | 306.8 | 306.8 | 306.8 | 306.9 | 306.8 | 307 | 307.4 | 302.6 | 11.75 | 1.45 | 11.52 | 9.96 | 12.34% | 306.815 | 11.3881 | 0.1476 | 11.334 | 1.0048 | 11.8061 | 1967 | 1972.04
2011-10-07 16:50 | 11.83 | 11.75 | 11.59 | 11.28 | 10.98 | 10.74 | 10.51 | 10.27 | 10.01 | 9.54 | 309.4 | 309.2 | 309 | 308.8 | 308.8 | 308.9 | 308.9 | 308.9 | 309.2 | 309.6 | 302.9 | 11.43 | 1.25 | 11.22 | 9.9 | 10.94% | 308.9 | 10.7546 | 0.20005 | 10.7067 | 1.0045 | 11.4811 | 1940.12 | 1944.32
2011-10-07 17:00 | 11.89 | 11.71 | 11.38 | 11.07 | 10.81 | 10.53 | 10.18 | 9.79 | 9.4 | 8.88 | 307.8 | 307.8 | 307.8 | 307.9 | 307.9 | 307.7 | 307.6 | 307.6 | 307.4 | 306.7 | 301.4 | 10.59 | 1.18 | 10.42 | 8.9 | 11.14% | 307.685 | 10.4525 | 0.31238 | 10.4791 | 0.99746 | 10.5631 | 1794.53 | 1786.52
2011-10-07 17:10 | 11.25 | 11.12 | 10.92 | 10.71 | 10.47 | 10.2 | 9.92 | 9.66 | 9.42 | 9 | 307.7 | 307.5 | 307.2 | 306.9 | 306.5 | 306.3 | 305.9 | 305.6 | 305.4 | 304.7 | 300.8 | 10.72 | 1.24 | 10.56 | 9.1 | 11.57% | 306.24 | 10.1751 | 0.25722 | 10.1594 | 1.0015 | 10.7366 | 1829.24 | 1834.58
2011-10-07 17:20 | 11.91 | 11.76 | 11.45 | 11.14 | 10.81 | 10.45 | 10.19 | 9.93 | 9.66 | 9.32 | 309.6 | 309.3 | 308.8 | 308.5 | 308.1 | 307.9 | 307.7 | 307.6 | 307.6 | 307.6 | 303.6 | 10.7 | 1.15 | 10.49 | 9.14 | 10.75% | 307.87 | 10.5245 | 0.23283 | 10.4123 | 1.0108 | 10.8152 | 1823.9 | 1855.94
2011-10-07 17:30 | 11.91 | 11.83 | 11.61 | 11.35 | 11.14 | 10.92 | 10.69 | 10.45 | 10.17 | 9.61 | 308.9 | 308.8 | 308.4 | 308.4 | 308.5 | 308.5 | 308.5 | 308.5 | 308.6 | 308.3 | 303.2 | 11.12 | 1.3 | 10.92 | 9.3 | 11.69% | 308.5 | 10.8855 | 0.19672 | 10.8867 | 0.99988 | 11.1187 | 1914.08 | 1914.08
2011-10-07 17:40 | 12.07 | 11.93 | 11.71 | 11.43 | 11.19 | 10.93 | 10.65 | 10.37 | 10.09 | 9.47 | 308.7 | 308.8 | 309 | 308.9 | 308.6 | 308.2 | 307.7 | 307.7 | 307.9 | 308 | 302.6 | 11.01 | 1.16 | 10.67 | 8.86 | 10.54% | 308.125 | 10.8922 | 0.23982 | 10.8894 | 1.0003 | 11.0128 | 1904.84 | 1904.84
2011-10-07 17:50 | 11.99 | 11.82 | 11.52 | 11.16 | 10.74 | 10.31 | 9.93 | 9.61 | 9.31 | 8.83 | 308.7 | 308.7 | 308.7 | 308.7 | 308.8 | 308.9 | 309.1 | 308.9 | 308.3 | 308 | 303.9 | 10.81 | 1.3 | 10.45 | 8.88 | 12.03% | 308.93 | 10.3838 | 0.34703 | 10.2547 | 1.0126 | 10.9461 | 1853.27 | 1890.65
2011-10-07 18:00 | 12.29 | 12.1 | 11.75 | 11.42 | 11.02 | 10.6 | 10.31 | 10.03 | 9.7 | 9.2 | 309.6 | 309.5 | 309.2 | 309 | 308.9 | 308.5 | 308.3 | 308.4 | 308.8 | 308.9 | 302.8 | 10.84 | 1.29 | 10.55 | 8.98 | 11.9% | 308.47 | 10.6979 | 0.25634 | 10.558 | 1.0133 | 10.9837 | 1861.28 | 1898.66
2011-10-07 18:10 | 12.12 | 12.01 | 11.77 | 11.53 | 11.33 | 11.08 | 10.76 | 10.37 | 9.98 | 9.46 | 307.6 | 307.3 | 306.7 | 306.3 | 306.4 | 306.5 | 306.6 | 306.7 | 306.9 | 306.9 | 301.4 | 11.09 | 1.16 | 10.82 | 9.03 | 10.46% | 306.515 | 10.9616 | 0.27082 | 11.0336 | 0.99348 | 11.0177 | 1911.56 | 1905.68
2011-10-07 18:20 | 11.17 | 11 | 10.7 | 10.44 | 10.16 | 9.77 | 9.34 | 8.96 | 8.7 | 8.38 | 305.2 | 305.1 | 305.2 | 305.7 | 305.9 | 305.9 | 305.6 | 305 | 304.4 | 303.8 | 301.5 | 10.15 | 1.14 | 9.89 | 8.37 | 11.23% | 305.855 | 9.7413 | 0.41594 | 9.7072 | 1.0035 | 10.1856 | 1677.05 | 1687.73
2011-10-07 18:30 | 10.76 | 10.55 | 10.21 | 9.9 | 9.6 | 9.26 | 8.9 | 8.51 | 8.17 | 7.66 | 304.2 | 304.2 | 304.3 | 304.6 | 304.5 | 304.3 | 304.1 | 303.9 | 304.2 | 304.7 | 298.7 | 9.73 | 1.24 | 9.44 | 7.73 | 12.74% | 304.27 | 9.2354 | 0.36643 | 9.2075 | 1.003 | 9.7595 | 1534.13 | 1545.56
2011-10-07 18:40 | 11.25 | 11.03 | 10.68 | 10.36 | 10.07 | 9.74 | 9.45 | 9.22 | 8.92 | 8.39 | 307.5 | 307.3 | 307 | 306.5 | 306.3 | 306.7 | 307.5 | 308.1 | 308.5 | 308.1 | 301.7 | 9.78 | 1.2 | 9.65 | 8.16 | 12.27% | 306.82 | 9.7789 | 0.27932 | 9.6979 | 1.0083 | 9.8617 | 1553.18 | 1583.66
2011-10-07 18:50 | 11.45 | 11.29 | 10.99 | 10.67 | 10.37 | 10.07 | 9.77 | 9.45 | 9.19 | 8.83 | 308.5 | 308.4 | 307.9 | 307.7 | 307.6 | 307.7 | 307.8 | 308 | 308.5 | 309.6 | 303.8 | 9.94 | 1.2 | 9.72 | 8.47 | 12.07% | 307.715 | 10.0793 | 0.27949 | 10.0265 | 1.0053 | 9.9924 | 1614.14 | 1633.19
2011-10-07 19:00 | 10.96 | 10.87 | 10.61 | 10.31 | 10.05 | 9.72 | 9.4 | 9.1 | 8.86 | 8.51 | 314 | 314.1 | 314.4 | 314.3 | 314.5 | 314.8 | 315.2 | 315.2 | 315.2 | 315.4 | 308.3 | 9.77 | 1.26 | 9.55 | 8.08 | 12.9% | 314.86 | 9.727 | 0.30935 | 9.6735 | 1.0055 | 9.824 | 1549.37 | 1568.42
2011-10-07 19:10 | 10.41 | 10.29 | 10.04 | 9.83 | 9.59 | 9.24 | 8.85 | 8.5 | 8.14 | 7.63 | 308.6 | 308.5 | 308.4 | 308.6 | 309 | 309.6 | 310.1 | 310.5 | 311 | 311.7 | 305.4 | 9.23 | 1.14 | 8.94 | 7.39 | 12.35% | 309.675 | 9.1716 | 0.39851 | 9.1831 | 0.99875 | 9.2185 | 1343.63 | 1339.82
2011-10-07 19:20 | 10.77 | 10.53 | 10.07 | 9.62 | 9.31 | 9.09 | 8.87 | 8.66 | 8.42 | 8.04 | 308.6 | 308.8 | 309.1 | 308.9 | 308.5 | 308.5 | 308.5 | 308.4 | 308.6 | 307.7 | 304.5 | 9.66 | 1.3 | 9.34 | 8.44 | 13.46% | 308.5 | 9.1664 | 0.22641 | 9.0581 | 1.0119 | 9.7754 | 1507.46 | 1553.18
2011-10-07 19:30 | 10.64 | 10.45 | 10.14 | 9.89 | 9.72 | 9.62 | 9.56 | 9.47 | 9.33 | 8.95 | 311.3 | 311.3 | 311.5 | 311.8 | 311.9 | 311.8 | 311.8 | 312 | 312.2 | 312.3 | 305.3 | 9.52 | 1.17 | 9.39 | 8.42 | 12.29% | 311.8 | 9.6694 | 0.057817 | 9.6114 | 1.006 | 9.5774 | 1454.12 | 1476.98
2011-10-07 19:40 | 10.51 | 10.34 | 9.94 | 9.56 | 9.29 | 9.04 | 8.72 | 8.4 | 8.14 | 7.73 | 308.8 | 308.9 | 308.6 | 308.4 | 308.1 | 307.9 | 307.6 | 307.5 | 307.4 | 307.3 | 303.3 | 9.44 | 1.28 | 9.2 | 7.56 | 13.56% | 307.855 | 9.029 | 0.33304 | 8.9934 | 1.0039 | 9.4773 | 1423.64 | 1438.88
2011-10-07 19:50 | 10.38 | 10.24 | 9.99 | 9.73 | 9.55 | 9.33 | 9.05 | 8.71 | 8.35 | 7.81 | 308.2 | 308 | 307.4 | 307 | 307 | 307 | 307.4 | 308 | 308.1 | 307.9 | 302.7 | 9.27 | 1.29 | 9.01 | 7.5 | 13.92% | 307.06 | 9.2352 | 0.28158 | 9.2894 | 0.99416 | 9.2159 | 1358.87 | 1339.82
2011-10-07 20:00 | 10.03 | 9.88 | 9.54 | 9.2 | 8.9 | 8.62 | 8.34 | 8.12 | 7.92 | 7.55 | 309.6 | 309.6 | 309.8 | 309.5 | 309.2 | 308.6 | 307.6 | 306.7 | 306.1 | 305.5 | 304.1 | 9.06 | 1.29 | 8.83 | 7.63 | 14.24% | 308.45 | 8.6735 | 0.30515 | 8.5793 | 1.011 | 9.1594 | 1278.86 | 1316.96
2011-10-07 20:10 | 10.19 | 10.09 | 9.85 | 9.66 | 9.47 | 9.26 | 9.06 | 8.84 | 8.55 | 8.03 | 309.1 | 308.8 | 308.3 | 307.7 | 307.1 | 306.7 | 306.7 | 306.9 | 307.1 | 306.8 | 304 | 9.61 | 1.08 | 9.43 | 8.12 | 11.24% | 306.7 | 9.2253 | 0.20178 | 9.2311 | 0.99937 | 9.604 | 1488.41 | 1484.6
2011-10-07 20:20 | 10.79 | 10.63 | 10.37 | 10.11 | 9.91 | 9.73 | 9.5 | 9.26 | 9.06 | 8.7 | 308.3 | 308.1 | 307.8 | 307.4 | 306.9 | 306.5 | 306.3 | 306.1 | 305.8 | 305.4 | 301.4 | 9.72 | 0.98 | 9.56 | 8.14 | 10.08% | 306.47 | 9.6997 | 0.22106 | 9.6967 | 1.0003 | 9.723 | 1530.32 | 1530.32
2011-10-07 20:30 | 8.89 | 8.76 | 8.53 | 8.31 | 8.02 | 7.73 | 7.5 | 7.24 | 6.93 | 6.45 | 308.7 | 308.4 | 307.6 | 306.8 | 306.1 | 305.8 | 306 | 306.2 | 306.1 | 305.6 | 303.1 | 8 | 1.46 | 7.77 | 6.59 | 18.25% | 305.83 | 7.7512 | 0.27913 | 7.6966 | 1.0071 | 8.0568 | 889 | 911.02
2011-10-07 20:40 | 9.5 | 9.4 | 9.26 | 9.02 | 8.73 | 8.51 | 8.37 | 8.26 | 8.13 | 7.75 | 311.5 | 311.3 | 310.8 | 310.5 | 310.2 | 309.5 | 308.6 | 307.7 | 307.1 | 307.1 | 304 | 8.52 | 1.13 | 8.32 | 7.35 | 13.26% | 309.365 | 8.5994 | 0.15329 | 8.4898 | 1.0129 | 8.6299 | 1079.84 | 1120.21
2011-10-07 20:50 | 9.14 | 9.01 | 8.74 | 8.49 | 8.15 | 7.84 | 7.6 | 7.31 | 7.03 | 6.75 | 305.3 | 305 | 304.3 | 304 | 304.1 | 303.8 | 303 | 302.8 | 302.6 | 301.8 | 301 | 8.08 | 1.04 | 7.88 | 6.8 | 12.87% | 303.68 | 7.8951 | 0.28731 | 7.8052 | 1.0115 | 8.1731 | 918.36 | 951.39
2011-10-07 21:00 | 8.69 | 8.52 | 8.24 | 7.96 | 7.66 | 7.28 | 6.88 | 6.57 | 6.41 | 6.17 | 306.6 | 306.6 | 306.3 | 305.5 | 304.7 | 304.4 | 304.5 | 305 | 305.1 | 305.4 | 300.6 | 7.53 | 0.98 | 7.35 | 6.17 | 13.01% | 304.415 | 7.3192 | 0.52223 | 7.2213 | 1.0136 | 7.6321 | 747.53 | 777.63
2011-10-07 21:10 | 9.35 | 9.2 | 8.91 | 8.63 | 8.42 | 8.22 | 7.95 | 7.65 | 7.34 | 6.86 | 302.9 | 302.7 | 302.1 | 301.3 | 301.2 | 301.1 | 300.8 | 300.4 | 300.3 | 300.7 | 296 | 8.51 | 1.08 | 8.26 | 6.8 | 12.69% | 301.055 | 8.1603 | 0.30863 | 8.1808 | 0.9975 | 8.4887 | 1076.17 | 1068.83
2011-10-07 21:20 | 10.27 | 10.13 | 9.88 | 9.61 | 9.37 | 9.11 | 8.83 | 8.54 | 8.34 | 8.11 | 305.5 | 305.1 | 304.7 | 304.4 | 304.3 | 304.5 | 304.8 | 304.7 | 304.5 | 304.6 | 300.7 | 9.09 | 1.25 | 8.94 | 7.36 | 13.75% | 304.545 | 9.1044 | 0.28848 | 9.0693 | 1.0039 | 9.1251 | 1290.29 | 1305.53
2011-10-07 21:30 | 10.26 | 10.1 | 9.93 | 9.71 | 9.43 | 9.09 | 8.78 | 8.48 | 8.18 | 7.81 | 309 | 308.8 | 308.6 | 307.9 | 307.4 | 307.3 | 307.4 | 307.3 | 307.3 | 307.2 | 302.1 | 9.61 | 1.29 | 9.32 | 7.53 | 13.42% | 307.315 | 9.0854 | 0.32065 | 9.0449 | 1.0045 | 9.653 | 1488.41 | 1503.65
2011-10-07 21:40 | 10.95 | 10.74 | 10.46 | 10.08 | 9.72 | 9.37 | 9.14 | 8.94 | 8.66 | 8.24 | 309.2 | 309.2 | 309.4 | 309.4 | 309.4 | 309.4 | 309.6 | 310 | 310.2 | 309.7 | 304.5 | 9.62 | 0.87 | 9.4 | 8.3 | 9.044% | 309.43 | 9.4885 | 0.22966 | 9.3367 | 1.0163 | 9.7764 | 1492.22 | 1553.18
2011-10-07 21:50 | 10.44 | 10.28 | 10.04 | 9.71 | 9.34 | 9.01 | 8.78 | 8.58 | 8.31 | 7.8 | 309 | 308.7 | 308.6 | 308.5 | 308.2 | 308.2 | 308.4 | 308.7 | 309 | 309.3 | 304 | 9.41 | 1.19 | 9.13 | 7.27 | 12.65% | 308.23 | 9.1105 | 0.23896 | 8.9767 | 1.0149 | 9.5503 | 1412.21 | 1465.55
2011-10-07 22:00 | 11.04 | 10.9 | 10.67 | 10.43 | 10.17 | 9.89 | 9.57 | 9.22 | 8.88 | 8.4 | 312.3 | 312.2 | 312 | 311.6 | 311.2 | 310.6 | 310.2 | 310 | 309.8 | 309.6 | 306 | 9.98 | 0.87 | 9.7 | 7.88 | 8.717% | 310.54 | 9.8269 | 0.30394 | 9.8435 | 0.99831 | 9.9631 | 1629.38 | 1621.76
2011-10-07 22:10 | 11.13 | 10.98 | 10.71 | 10.48 | 10.28 | 10.04 | 9.73 | 9.4 | 9.09 | 8.61 | 309 | 308.9 | 308.5 | 307.9 | 307.7 | 307.4 | 307.2 | 307 | 306.7 | 306.4 | 303.4 | 10.01 | 0.81 | 9.76 | 8.29 | 8.092% | 307.37 | 9.9536 | 0.28983 | 9.995 | 0.99586 | 9.9686 | 1639.67 | 1625.57
2011-10-07 22:20 | 11.06 | 10.9 | 10.65 | 10.37 | 10.06 | 9.75 | 9.41 | 9.08 | 8.74 | 8.2 | 312.2 | 311.9 | 311.7 | 311.5 | 311.1 | 310.5 | 310.1 | 309.9 | 310.1 | 311.1 | 305.7 | 10.01 | 0.74 | 9.7 | 7.84 | 7.393% | 310.44 | 9.7212 | 0.328 | 9.7005 | 1.0021 | 10.0313 | 1639.67 | 1645.01
2011-10-07 22:30 | 10.92 | 10.8 | 10.54 | 10.26 | 9.96 | 9.62 | 9.32 | 9.04 | 8.74 | 8.17 | 311 | 310.8 | 310.3 | 309.8 | 309.5 | 309.5 | 309.2 | 308.9 | 308.5 | 308.5 | 304.1 | 9.75 | 0.8 | 9.51 | 7.75 | 8.205% | 309.455 | 9.6366 | 0.29277 | 9.5764 | 1.0063 | 9.8113 | 1541.75 | 1564.61
2011-10-07 22:40 | 10.42 | 10.29 | 10.02 | 9.76 | 9.47 | 9.12 | 8.77 | 8.47 | 8.18 | 7.68 | 306.9 | 306.6 | 306.2 | 305.5 | 305.2 | 305 | 305.2 | 305.4 | 305.7 | 306.2 | 301.7 | 9.33 | 1.07 | 9.1 | 7.44 | 11.47% | 305.03 | 9.1174 | 0.36163 | 9.069 | 1.0053 | 9.3798 | 1381.73 | 1400.78
2011-10-07 22:50 | 10.97 | 10.82 | 10.52 | 10.15 | 9.83 | 9.54 | 9.28 | 9.02 | 8.72 | 8.26 | 302.9 | 302.6 | 301.9 | 301.4 | 301.1 | 300.8 | 300.7 | 300.7 | 300.7 | 300.8 | 297.4 | 10.07 | 1.15 | 9.84 | 8.02 | 11.42% | 300.785 | 9.5838 | 0.25535 | 9.5023 | 1.0086 | 10.1563 | 1655.69 | 1679.72
2011-10-07 23:00 | 10.63 | 10.53 | 10.28 | 10.04 | 9.78 | 9.49 | 9.18 | 8.88 | 8.54 | 7.86 | 303.2 | 302.9 | 302.4 | 301.9 | 301.6 | 301.6 | 301.7 | 301.4 | 301.1 | 301.3 | 297.7 | 9.77 | 1.13 | 9.48 | 7.98 | 11.57% | 301.615 | 9.4449 | 0.30691 | 9.445 | 1 | 9.77 | 1549.37 | 1549.37
2011-10-07 23:10 | 10.08 | 9.93 | 9.69 | 9.5 | 9.37 | 9.17 | 8.84 | 8.5 | 8.21 | 7.74 | 306.8 | 306.5 | 305.6 | 305.2 | 304.9 | 304.6 | 304.3 | 304 | 303.6 | 304.3 | 300.1 | 9.46 | 1.11 | 9.17 | 7.43 | 11.73% | 304.555 | 9.0311 | 0.33869 | 9.122 | 0.99004 | 9.3658 | 1431.26 | 1396.97
2011-10-07 23:20 | 10.16 | 10.01 | 9.71 | 9.42 | 9.13 | 8.82 | 8.49 | 8.18 | 7.93 | 7.52 | 305.5 | 305.3 | 304.9 | 304.6 | 304.3 | 303.8 | 302.9 | 302.1 | 301.9 | 301.7 | 299.6 | 9.13 | 0.99 | 8.9 | 7.48 | 10.84% | 303.665 | 8.8208 | 0.35239 | 8.7719 | 1.0056 | 9.1809 | 1305.53 | 1324.58
2011-10-07 23:30 | 9.6 | 9.45 | 9.14 | 8.77 | 8.47 | 8.2 | 7.97 | 7.78 | 7.66 | 7.34 | 307.1 | 306.8 | 306.1 | 305.6 | 305.1 | 305 | 304.7 | 304 | 303.5 | 303.1 | 299.8 | 8.8 | 0.88 | 8.62 | 7.39 | 10% | 304.955 | 8.2973 | 0.2629 | 8.1666 | 1.016 | 8.9408 | 1182.6 | 1233.98
2011-10-07 23:40 | 9.23 | 9.03 | 8.71 | 8.44 | 8.23 | 8.02 | 7.79 | 7.55 | 7.24 | 6.7 | 306.4 | 306.1 | 305.6 | 304.9 | 304.3 | 303.5 | 303 | 302.3 | 301.6 | 300.7 | 298.3 | 8.11 | 0.94 | 8 | 6.32 | 11.59% | 303.425 | 7.9926 | 0.26889 | 7.9866 | 1.0007 | 8.1161 | 929.37 | 933.04
2011-10-07 23:50 | 8.66 | 8.53 | 8.3 | 8.06 | 7.81 | 7.53 | 7.24 | 6.97 | 6.78 | 6.42 | 302.4 | 301.9 | 300.8 | 299.9 | 299.3 | 298.5 | 297.7 | 296.6 | 295.6 | 295.9 | 295.2 | 7.83 | 0.87 | 7.57 | 6.44 | 11.11% | 298.38 | 7.5318 | 0.36293 | 7.4877 | 1.0059 | 7.876 | 837.83 | 852.88
2011-10-08 | 9.97 | 9.82 | 9.57 | 9.25 | 8.85 | 8.45 | 8.12 | 7.87 | 7.62 | 7.11 | 301 | 300.8 | 300.3 | 299.6 | 298.8 | 298.1 | 298 | 298.4 | 298.7 | 298.8 | 295.4 | 8.51 | 1.2 | 8.21 | 6.34 | 14.1% | 298.085 | 8.5457 | 0.36813 | 8.4019 | 1.0171 | 8.6556 | 1076.17 | 1131.22
2011-10-08 00:10 | 10.48 | 10.34 | 10.08 | 9.81 | 9.54 | 9.25 | 8.96 | 8.63 | 8.3 | 7.8 | 304.8 | 304.5 | 304.2 | 304.2 | 304.6 | 304.7 | 304.5 | 303.9 | 303.2 | 302.4 | 298.9 | 9.17 | 1.23 | 8.96 | 7.22 | 13.41% | 304.67 | 9.223 | 0.29436 | 9.2079 | 1.0016 | 9.1851 | 1320.77 | 1328.39
2011-10-08 00:20 | 10.9 | 10.81 | 10.66 | 10.49 | 10.24 | 9.93 | 9.63 | 9.33 | 9.03 | 8.51 | 306.5 | 306.4 | 306.2 | 305.8 | 305.5 | 305.7 | 306.1 | 306.3 | 306.4 | 307.4 | 301.1 | 9.94 | 1.1 | 9.68 | 8.12 | 11.07% | 305.76 | 9.8865 | 0.28349 | 9.8865 | 1 | 9.9401 | 1614.14 | 1614.14
2011-10-08 00:30 | 9.65 | 9.48 | 9.22 | 9.08 | 8.93 | 8.7 | 8.43 | 8.15 | 7.88 | 7.53 | 310.1 | 309.9 | 309.1 | 308.5 | 308.1 | 307.6 | 307.2 | 306.7 | 306.7 | 307.1 | 303.2 | 8.72 | 0.99 | 8.55 | 7.11 | 11.35% | 307.54 | 8.6219 | 0.29133 | 8.6608 | 0.99551 | 8.6809 | 1153.24 | 1138.56
2011-10-08 00:40 | 8.73 | 8.6 | 8.36 | 8.11 | 7.88 | 7.64 | 7.43 | 7.23 | 7 | 6.63 | 309.7 | 309.7 | 309.4 | 309 | 308.5 | 308.3 | 308 | 307.7 | 307.9 | 308.2 | 303.4 | 7.62 | 0.75 | 7.46 | 6.17 | 9.843% | 308.255 | 7.6648 | 0.25756 | 7.6096 | 1.0073 | 7.6753 | 774.62 | 792.68
2011-10-08 00:50 | 9.36 | 9.2 | 8.91 | 8.62 | 8.33 | 8.03 | 7.72 | 7.43 | 7.12 | 6.56 | 314.1 | 313.7 | 313.3 | 312.7 | 312.2 | 312.2 | 312.1 | 311.7 | 311.1 | 310.5 | 307.5 | 8.15 | 0.86 | 7.91 | 6.34 | 10.55% | 312.185 | 8.0304 | 0.36382 | 7.9848 | 1.0057 | 8.1965 | 944.05 | 962.4
2011-10-08 01:00 | 9.05 | 8.92 | 8.64 | 8.38 | 8.15 | 7.91 | 7.69 | 7.46 | 7.19 | 6.78 | 309 | 308.9 | 308.3 | 307.6 | 307 | 306.4 | 305.7 | 305.3 | 305 | 305.1 | 301.9 | 8.11 | 0.73 | 7.91 | 6.47 | 9.001% | 306.295 | 7.9171 | 0.26066 | 7.8781 | 1.0049 | 8.1501 | 929.37 | 944.05
2011-10-08 01:10 | 9.76 | 9.67 | 9.56 | 9.35 | 9.1 | 8.79 | 8.52 | 8.22 | 7.91 | 7.34 | 310 | 309.8 | 309.2 | 308.9 | 308.5 | 308.2 | 307.6 | 307.1 | 307.1 | 306.8 | 303.3 | 8.83 | 0.69 | 8.59 | 6.84 | 7.814% | 308.11 | 8.7642 | 0.2883 | 8.7508 | 1.0015 | 8.8435 | 1193.61 | 1197.28
2011-10-08 01:20 | 9.69 | 9.6 | 9.34 | 9.04 | 8.75 | 8.42 | 8.13 | 7.81 | 7.45 | 6.9 | 305.4 | 305.4 | 305.3 | 305 | 304.9 | 304.8 | 304.5 | 304 | 303.8 | 303.2 | 299.9 | 8.45 | 1.04 | 8.17 | 6.49 | 12.31% | 304.755 | 8.4257 | 0.32389 | 8.3778 | 1.0057 | 8.4983 | 1054.15 | 1072.5
2011-10-08 01:30 | 9.47 | 9.27 | 8.9 | 8.63 | 8.32 | 8 | 7.64 | 7.2 | 6.78 | 6.22 | 311.6 | 311.5 | 311.2 | 310.9 | 310.5 | 310 | 309.4 | 308.7 | 308.1 | 307.8 | 304.7 | 8.36 | 0.88 | 8.08 | 6.22 | 10.53% | 309.91 | 7.9485 | 0.42549 | 7.9474 | 1.0001 | 8.3612 | 1021.12 | 1021.12
2011-10-08 01:40 | 9.94 | 9.76 | 9.44 | 9.13 | 8.77 | 8.42 | 8.03 | 7.64 | 7.27 | 6.8 | 309.9 | 309.4 | 308.7 | 308.4 | 308.1 | 307.6 | 307.3 | 307.2 | 307.1 | 307.3 | 303.1 | 8.74 | 0.7 | 8.51 | 6.91 | 8.009% | 307.555 | 8.4111 | 0.43826 | 8.363 | 1.0058 | 8.7903 | 1160.58 | 1178.93
2011-10-08 01:50 | 9.65 | 9.46 | 9.19 | 8.83 | 8.47 | 8.15 | 7.87 | 7.57 | 7.24 | 6.69 | 310.7 | 310.3 | 309.6 | 309.4 | 308.9 | 308.6 | 308.5 | 308 | 307.4 | 306.9 | 303.7 | 8.25 | 0.7 | 7.92 | 6.19 | 8.485% | 308.585 | 8.2003 | 0.32306 | 8.1093 | 1.0112 | 8.3426 | 980.75 | 1013.78
2011-10-08 02:00 | 9.33 | 9.11 | 8.75 | 8.42 | 8.12 | 7.76 | 7.37 | 6.97 | 6.6 | 6.24 | 312.6 | 312.3 | 312.1 | 311.7 | 311.3 | 310.9 | 310.3 | 309.7 | 309.2 | 309.2 | 305.6 | 7.9 | 0.83 | 7.66 | 6.19 | 10.51% | 310.81 | 7.7498 | 0.47651 | 7.7029 | 1.0061 | 7.9481 | 858.9 | 873.95
2011-10-08 02:10 | 9.54 | 9.32 | 8.97 | 8.62 | 8.23 | 7.84 | 7.47 | 7.11 | 6.73 | 6.28 | 315.5 | 315.3 | 315.2 | 314.6 | 314 | 313.7 | 313.3 | 313.3 | 313.2 | 313.6 | 308.2 | 8.2 | 0.99 | 7.93 | 6.07 | 12.07% | 313.64 | 7.8901 | 0.44674 | 7.7859 | 1.0134 | 8.3097 | 962.4 | 1002.77
2011-10-08 02:20 | 10.28 | 10.1 | 9.75 | 9.42 | 9.15 | 8.82 | 8.47 | 8.12 | 7.7 | 7.07 | 314.8 | 314.5 | 314 | 313.5 | 313.2 | 312.8 | 312.7 | 312.8 | 313.1 | 313.2 | 308.9 | 9.11 | 0.85 | 8.87 | 6.69 | 9.33% | 312.785 | 8.7863 | 0.37418 | 8.769 | 1.002 | 9.128 | 1297.91 | 1305.53
2011-10-08 02:30 | 9.51 | 9.38 | 9.03 | 8.66 | 8.33 | 8.04 | 7.75 | 7.45 | 7.13 | 6.65 | 316.8 | 316.8 | 316.7 | 316.7 | 316.3 | 315.4 | 315.1 | 314.7 | 314 | 313.3 | 310.1 | 8.29 | 0.77 | 8 | 6.25 | 9.288% | 315.355 | 8.0734 | 0.33948 | 7.9978 | 1.0095 | 8.3684 | 995.43 | 1024.79
2011-10-08 02:40 | 8.34 | 8.08 | 7.57 | 7.23 | 6.9 | 6.64 | 6.41 | 6.09 | 5.76 | 5.44 | 314.7 | 314.6 | 314.5 | 313.3 | 312.7 | 312.6 | 312.5 | 312.6 | 312.4 | 312.1 | 307.2 | 6.87 | 1.29 | 6.53 | 5.22 | 18.78% | 312.585 | 6.6984 | 0.32577 | 6.6065 | 1.0139 | 6.9655 | 558.62 | 581.22
2011-10-08 02:50 | 9.17 | 8.98 | 8.74 | 8.42 | 8.14 | 7.93 | 7.74 | 7.53 | 7.34 | 7 | 315.7 | 315.6 | 315.4 | 315 | 314.3 | 313.5 | 312.7 | 312.2 | 311.8 | 312 | 306.7 | 8.31 | 1.27 | 8.13 | 6.95 | 15.28% | 313.38 | 7.9788 | 0.22411 | 7.9025 | 1.0097 | 8.3903 | 1002.77 | 1032.13
2011-10-08 03:00 | 9.85 | 9.6 | 9.27 | 8.94 | 8.62 | 8.37 | 8.14 | 7.88 | 7.56 | 7.09 | 309.4 | 309.3 | 309.2 | 308.9 | 308.7 | 308.8 | 308.2 | 307.5 | 307.2 | 306.8 | 304.7 | 8.32 | 1.2 | 8.15 | 7.08 | 14.42% | 308.71 | 8.4042 | 0.25749 | 8.3367 | 1.0081 | 8.3874 | 1006.44 | 1032.13
2011-10-08 03:10 | 10.69 | 10.5 | 10.16 | 9.75 | 9.31 | 8.87 | 8.47 | 8.09 | 7.74 | 7.29 | 310.6 | 310.3 | 310 | 310 | 309.3 | 308.6 | 307.8 | 307.3 | 306.6 | 306 | 303.7 | 9.15 | 1.05 | 8.8 | 7.21 | 11.48% | 308.48 | 8.9489 | 0.42642 | 8.8116 | 1.0156 | 9.2926 | 1313.15 | 1366.49
2011-10-08 03:20 | 10.74 | 10.53 | 10.2 | 9.82 | 9.46 | 9.08 | 8.73 | 8.39 | 8.05 | 7.5 | 312.5 | 312.4 | 311.9 | 311.3 | 310.8 | 310.4 | 310 | 309.8 | 309.8 | 309.4 | 305 | 9.03 | 0.88 | 8.79 | 7.16 | 9.745% | 310.34 | 9.1216 | 0.36325 | 9.029 | 1.0102 | 9.1226 | 1267.43 | 1301.72
2011-10-08 03:30 | 10.21 | 10.01 | 9.73 | 9.46 | 9.22 | 8.99 | 8.64 | 8.25 | 7.91 | 7.48 | 309.5 | 309.3 | 308.4 | 307.8 | 307.3 | 307 | 306.6 | 306.2 | 305.7 | 305.1 | 302.1 | 9.42 | 1.02 | 9.16 | 7.47 | 10.83% | 306.94 | 8.8902 | 0.36696 | 8.939 | 0.99454 | 9.3685 | 1416.02 | 1396.97
2011-10-08 03:40 | 10.59 | 10.46 | 10.21 | 9.89 | 9.55 | 9.16 | 8.78 | 8.44 | 8.11 | 7.47 | 308.3 | 307.8 | 306.7 | 305.5 | 304.3 | 303.6 | 302.9 | 302 | 301.1 | 300.7 | 299.3 | 9.55 | 0.78 | 9.29 | 7.17 | 8.168% | 303.495 | 9.1649 | 0.39154 | 9.1046 | 1.0066 | 9.6133 | 1465.55 | 1488.41
2011-10-08 03:50 | 10.75 | 10.66 | 10.47 | 10.25 | 10.08 | 9.82 | 9.55 | 9.21 | 8.78 | 8.16 | 309.6 | 309.3 | 308.9 | 308.4 | 307.9 | 307.5 | 307.4 | 307 | 306.2 | 305.2 | 303 | 10.01 | 0.77 | 9.62 | 7.79 | 7.692% | 307.485 | 9.7176 | 0.25764 | 9.7809 | 0.99353 | 9.9453 | 1639.67 | 1617.95
2011-10-08 04:00 | 10.4 | 10.28 | 9.96 | 9.63 | 9.34 | 9.1 | 8.87 | 8.61 | 8.26 | 7.71 | 310.6 | 310.6 | 310.3 | 310.3 | 309.9 | 309.6 | 309.2 | 308.7 | 308.4 | 308.4 | 304.4 | 9.29 | 0.85 | 9.05 | 7.93 | 9.15% | 309.54 | 9.1081 | 0.23657 | 9.0667 | 1.0046 | 9.3324 | 1366.49 | 1381.73
2011-10-08 04:10 | 10.98 | 10.81 | 10.48 | 10.17 | 9.84 | 9.42 | 8.95 | 8.54 | 8.22 | 7.76 | 310.4 | 310.4 | 310.3 | 310.5 | 310.7 | 311 | 311.4 | 311.6 | 311.8 | 312.1 | 306.9 | 9.77 | 1.06 | 9.35 | 7.51 | 10.85% | 311.06 | 9.4001 | 0.47297 | 9.3512 | 1.0052 | 9.8211 | 1549.37 | 1568.42
2011-10-08 04:20 | 11.16 | 10.97 | 10.56 | 10.16 | 9.76 | 9.41 | 9.09 | 8.75 | 8.4 | 8.05 | 309.6 | 309.6 | 309.3 | 309.2 | 309.3 | 309.6 | 309.8 | 309.9 | 310.1 | 310.4 | 303.8 | 9.62 | 1.53 | 9.32 | 7.76 | 15.9% | 309.63 | 9.4752 | 0.31972 | 9.3635 | 1.0119 | 9.7348 | 1492.22 | 1534.13
2011-10-08 04:30 | 10.78 | 10.63 | 10.27 | 9.9 | 9.64 | 9.38 | 9.05 | 8.61 | 8.19 | 7.6 | 313.5 | 313.2 | 312.6 | 312.5 | 312.6 | 312.2 | 312 | 312.1 | 312.8 | 313.9 | 307.4 | 9.67 | 1.01 | 9.4 | 7.32 | 10.44% | 312.17 | 9.3008 | 0.33097 | 9.332 | 0.99666 | 9.6377 | 1511.27 | 1499.84
2011-10-08 04:40 | 11.05 | 10.91 | 10.66 | 10.44 | 10.18 | 9.89 | 9.56 | 9.28 | 8.99 | 8.34 | 318.2 | 318.1 | 318.3 | 318.3 | 318.5 | 318.5 | 318.7 | 318.9 | 318.8 | 318.9 | 313.1 | 9.97 | 0.9 | 9.76 | 8 | 9.027% | 318.53 | 9.8454 | 0.31361 | 9.842 | 1.0003 | 9.9734 | 1625.57 | 1625.57
2011-10-08 04:50 | 12 | 11.88 | 11.61 | 11.3 | 11.04 | 10.71 | 10.47 | 10.19 | 9.81 | 9.1 | 319.8 | 319.9 | 320.1 | 320.5 | 320.7 | 320.9 | 321.2 | 321.3 | 321.6 | 322.2 | 316.3 | 10.95 | 1.41 | 10.73 | 9.01 | 12.88% | 320.945 | 10.7169 | 0.20944 | 10.6753 | 1.0039 | 10.9926 | 1890.65 | 1901.33
2011-10-08 05:00 | 10.95 | 10.82 | 10.51 | 10.24 | 10.03 | 9.76 | 9.51 | 9.32 | 9.13 | 8.72 | 318.2 | 318.3 | 318.3 | 318.3 | 318.4 | 318.7 | 319.1 | 319.2 | 319.1 | 320.1 | 314.1 | 9.95 | 1.3 | 9.68 | 8.12 | 13.07% | 318.76 | 9.7836 | 0.23979 | 9.7238 | 1.0061 | 10.0112 | 1617.95 | 1639.67
2011-10-08 05:10 | 11.03 | 10.9 | 10.76 | 10.56 | 10.28 | 9.96 | 9.72 | 9.43 | 9.12 | 8.65 | 309.5 | 309.7 | 309.7 | 309.9 | 309.9 | 309.8 | 309.8 | 309.9 | 309.8 | 309.1 | 305.3 | 10.31 | 0.87 | 10.03 | 8.65 | 8.438% | 309.8 | 9.9622 | 0.2254 | 9.9253 | 1.0037 | 10.3483 | 1719.77 | 1730.45
2011-10-08 05:20 | 10.61 | 10.52 | 10.33 | 10.16 | 10 | 9.78 | 9.56 | 9.39 | 9.19 | 8.8 | 306.9 | 306.8 | 306.4 | 306 | 305.6 | 304.8 | 303.7 | 303.4 | 303.2 | 303.2 | 301.9 | 10.06 | 0.94 | 9.83 | 8.17 | 9.344% | 304.635 | 9.7566 | 0.21025 | 9.7482 | 1.0009 | 10.0687 | 1653.02 | 1655.69
2011-10-08 05:30 | 9.22 | 9.12 | 8.88 | 8.65 | 8.44 | 8.23 | 7.96 | 7.67 | 7.41 | 7.07 | 311.2 | 311.3 | 311 | 310.1 | 309.3 | 308.7 | 308.3 | 307.8 | 307.4 | 306.9 | 303.7 | 8.3 | 1.02 | 8.03 | 6.79 | 12.29% | 308.64 | 8.1762 | 0.30825 | 8.1908 | 0.99822 | 8.2853 | 999.1 | 995.43
2011-10-08 05:40 | 8.1 | 7.96 | 7.69 | 7.45 | 7.24 | 7 | 6.76 | 6.52 | 6.25 | 5.86 | 307.5 | 307.1 | 307 | 306.5 | 305.8 | 305.3 | 304.6 | 304.1 | 303.5 | 302.6 | 300.7 | 7.42 | 1.03 | 7.26 | 5.87 | 13.88% | 305.195 | 6.992 | 0.32239 | 6.9651 | 1.0039 | 7.4487 | 714.42 | 723.45
2011-10-08 05:50 | 7.95 | 7.78 | 7.57 | 7.32 | 7.16 | 6.94 | 6.71 | 6.53 | 6.33 | 6.05 | 308.5 | 308.4 | 307.5 | 306.7 | 305.7 | 304.4 | 302.8 | 301.7 | 301.6 | 301.5 | 300.4 | 7.04 | 0.79 | 6.91 | 5.84 | 11.22% | 304.16 | 6.9345 | 0.31145 | 6.9066 | 1.004 | 7.0685 | 600.04 | 609.07
2011-10-08 06:20 | 8.31 | 8.08 | 7.82 | 7.58 | 7.3 | 7.08 | 6.85 | 6.7 | 6.53 | 6.22 | 300.9 | 300.8 | 300.3 | 299.7 | 299.7 | 299.5 | 299.4 | 299.6 | 299.9 | 300.4 | 296.8 | 7.2 | 0.94 | 7.07 | 6.26 | 13.06% | 299.485 | 7.1304 | 0.30519 | 7.0466 | 1.0119 | 7.2856 | 648.2 | 675.29
2011-10-08 06:30 | 8.97 | 8.75 | 8.44 | 8.2 | 8.04 | 7.9 | 7.72 | 7.52 | 7.3 | 6.89 | 306 | 306.1 | 304.9 | 304.5 | 304.2 | 303.7 | 302.9 | 302.2 | 302.4 | 302.4 | 299.1 | 7.56 | 0.97 | 7.4 | 6.21 | 12.83% | 303.58 | 7.8695 | 0.21299 | 7.874 | 0.99943 | 7.5557 | 756.56 | 756.56
2011-10-08 07:00 | 10.16 | 10.04 | 9.55 | 9.31 | 9.23 | 9.01 | 8.75 | 8.45 | 8.21 | 7.82 | 304.3 | 303.1 | 303.1 | 303.5 | 303.2 | 303.2 | 303.9 | 304.4 | 304.9 | 305.6 | 301.6 | 9.11 | 1.41 | 8.89 | 7.78 | 15.48% | 303.305 | 8.9376 | 0.27059 | 8.9723 | 0.99613 | 9.0747 | 1297.91 | 1282.67
2011-10-08 07:10 | 8.63 | 8.44 | 7.97 | 7.74 | 7.65 | 7.48 | 7.36 | 7.16 | 6.9 | 6.6 | 308.9 | 308.7 | 308.1 | 308.7 | 309.2 | 309.5 | 310 | 310.3 | 310.9 | 310.8 | 303.5 | 7.41 | 1.05 | 7.28 | 6.12 | 14.17% | 309.575 | 7.4739 | 0.14945 | 7.4627 | 1.0015 | 7.4211 | 711.41 | 714.42
2011-10-08 11:00 | 10.03 | 9.9 | 9.85 | 9.81 | 9.71 | 9.57 | 9.41 | 9.26 | 9.12 | 8.93 | 315.4 | 315.3 | 315 | 314.3 | 313.8 | 313.4 | 312.7 | 312.2 | 311.9 | 312.7 | 308.3 | 9.93 | 1.4 | 9.78 | 8.55 | 14.1% | 313.295 | 9.5153 | 0.15581 | 9.5469 | 0.99669 | 9.8971 | 1610.33 | 1598.9
2011-10-08 11:10 | 10.33 | 10.29 | 10.45 | 10.42 | 10.39 | 10.3 | 10.16 | 9.97 | 9.69 | 9.21 | 313.8 | 313.7 | 313.9 | 314.1 | 314.1 | 314 | 314.1 | 314.2 | 313.8 | 312.3 | 308.5 | 10.42 | 1.04 | 10.28 | 8.87 | 9.981% | 314.015 | 10.1533 | 0.12647 | 10.2798 | 0.98769 | 10.2918 | 1749.14 | 1714.43
2011-10-08 11:20 | 9.74 | 9.72 | 9.74 | 9.66 | 9.58 | 9.41 | 9.27 | 9.17 | 9.02 | 8.67 | 329.5 | 329.1 | 328.9 | 329.1 | 329 | 329.1 | 329.2 | 328.9 | 328.9 | 328.9 | 324.2 | 9.53 | 1.42 | 9.38 | 8.59 | 14.9% | 329.115 | 9.381 | 0.13852 | 9.3898 | 0.99906 | 9.521 | 1457.93 | 1454.12
2011-10-08 11:30 | 8.4 | 8.4 | 8.33 | 8.3 | 8.3 | 8.25 | 8.2 | 8.13 | 8.01 | 7.84 | 321.7 | 321.5 | 321.4 | 321.8 | 321.7 | 320.9 | 320.6 | 320.3 | 320 | 320.4 | 316.4 | 8.47 | 0.99 | 8.42 | 7.89 | 11.69% | 320.855 | 8.2047 | 0.056176 | 8.2428 | 0.99538 | 8.4309 | 1061.49 | 1046.81
2011-10-08 11:40 | 8.75 | 8.65 | 8.69 | 8.72 | 8.66 | 8.58 | 8.54 | 8.41 | 8.27 | 8.05 | 310.3 | 310.4 | 310.1 | 310.1 | 310.1 | 309.8 | 309.5 | 309.3 | 309.4 | 310.1 | 303.7 | 8.72 | 1.55 | 8.76 | 8.09 | 17.78% | 309.755 | 8.5306 | 0.043182 | 8.5743 | 0.99491 | 8.6756 | 1153.24 | 1138.56
2011-10-08 11:50 | 10.5 | 10.47 | 10.44 | 10.33 | 10.17 | 10.07 | 9.97 | 9.87 | 9.7 | 9.27 | 310.4 | 310.3 | 310 | 309.5 | 309.2 | 308.7 | 308.5 | 308.5 | 308.3 | 307.9 | 305.1 | 10.32 | 1.11 | 10.17 | 9.28 | 10.76% | 308.67 | 10.0502 | 0.092226 | 10.0556 | 0.99946 | 10.3144 | 1722.44 | 1719.77
2011-10-08 12:00 | 10.09 | 9.97 | 9.82 | 9.8 | 9.74 | 9.59 | 9.47 | 9.39 | 9.28 | 9.1 | 312.4 | 312.2 | 312.2 | 311.8 | 311.5 | 311.3 | 311.3 | 311.3 | 310.9 | 310.6 | 307.1 | 9.71 | 1.33 | 9.58 | 9.04 | 13.7% | 311.3 | 9.5743 | 0.11636 | 9.5727 | 1.0002 | 9.7116 | 1526.51 | 1526.51
2011-10-08 12:10 | 10.62 | 10.45 | 10.37 | 10.39 | 10.32 | 10.18 | 9.97 | 9.83 | 9.73 | 9.59 | 313.6 | 313.2 | 312.9 | 312.3 | 312.1 | 312 | 311.8 | 312 | 312.3 | 312.4 | 307.6 | 10.15 | 1.2 | 10.05 | 9.62 | 11.82% | 311.97 | 10.1002 | 0.19262 | 10.1496 | 0.99513 | 10.1005 | 1677.05 | 1663.7
2011-10-08 12:20 | 9.99 | 9.84 | 9.71 | 9.73 | 9.66 | 9.6 | 9.49 | 9.3 | 9.08 | 8.61 | 315.9 | 315.9 | 315.9 | 316 | 316.2 | 316 | 316.2 | 316.8 | 317.4 | 318.5 | 311.9 | 9.77 | 0.98 | 9.66 | 8.75 | 10.03% | 316.03 | 9.4818 | 0.1065 | 9.5842 | 0.98932 | 9.6656 | 1549.37 | 1511.27
2011-10-08 12:30 | 10.32 | 10.27 | 10.32 | 10.32 | 10.23 | 10.2 | 10.16 | 10.11 | 10.05 | 9.79 | 309.7 | 309.9 | 309.9 | 310.6 | 311.3 | 311.6 | 312 | 312.1 | 312.1 | 312.2 | 307.6 | 10.42 | 1.05 | 10.44 | 9.85 | 10.08% | 311.66 | 10.1766 | 0.03631 | 10.1943 | 0.99827 | 10.402 | 1749.14 | 1743.8
2011-10-08 12:40 | 10.65 | 10.56 | 10.49 | 10.43 | 10.36 | 10.24 | 10.13 | 10.03 | 9.92 | 9.77 | 310.4 | 310 | 309.7 | 309.8 | 309.6 | 309.5 | 309.4 | 309.4 | 309.4 | 310.1 | 305.5 | 10.89 | 1.14 | 10.8 | 9.77 | 10.47% | 309.485 | 10.2163 | 0.099805 | 10.2242 | 0.99923 | 10.8816 | 1874.63 | 1871.96
2011-10-08 12:50 | 9.3 | 9.21 | 9.16 | 9.1 | 9.08 | 9.07 | 9 | 8.91 | 8.8 | 8.56 | 311.8 | 311.6 | 312.3 | 312.6 | 312.3 | 312.4 | 312.7 | 312.5 | 312.1 | 311.9 | 306.3 | 9 | 1.76 | 8.89 | 8.03 | 19.56% | 312.445 | 9.001 | 0.071596 | 9.0599 | 0.9935 | 8.9415 | 1256 | 1233.98
2011-10-08 13:00 | 9.15 | 9.03 | 8.94 | 8.87 | 8.82 | 8.72 | 8.61 | 8.57 | 8.48 | 8.18 | 317.2 | 316.8 | 316.7 | 316.6 | 316.5 | 316.2 | 315.9 | 315.5 | 316 | 316.9 | 310.8 | 8.81 | 1.31 | 8.76 | 8.27 | 14.87% | 316.155 | 8.6993 | 0.11731 | 8.7042 | 0.99944 | 8.8051 | 1186.27 | 1186.27
2011-10-08 13:10 | 10.17 | 10.1 | 10.03 | 10.06 | 10.01 | 9.95 | 9.84 | 9.68 | 9.45 | 8.97 | 316.9 | 316.9 | 316.6 | 316.5 | 316.6 | 316.5 | 316.3 | 316.2 | 316.2 | 316.2 | 312.1 | 10.16 | 0.95 | 10.07 | 8.98 | 9.35% | 316.47 | 9.8284 | 0.10273 | 9.9342 | 0.98936 | 10.0519 | 1679.72 | 1650.35
2011-10-08 13:20 | 8.4 | 8.32 | 8.31 | 8.29 | 8.28 | 8.26 | 8.22 | 8.08 | 7.8 | 7.46 | 324.8 | 324.8 | 324.8 | 324.7 | 324.7 | 324.3 | 324 | 323.8 | 323.8 | 323.3 | 316.6 | 8.44 | 1.15 | 8.37 | 7.35 | 13.63% | 324.255 | 8.1497 | 0.044859 | 8.2543 | 0.98733 | 8.3331 | 1050.48 | 1010.11
2011-10-08 13:30 | 9.66 | 9.64 | 9.66 | 9.74 | 9.69 | 9.6 | 9.5 | 9.42 | 9.27 | 8.91 | 325.3 | 325.2 | 325.1 | 324.8 | 324.4 | 324.1 | 324 | 323.4 | 323 | 322.8 | 319.4 | 9.75 | 1.15 | 9.67 | 8.5 | 11.79% | 324.085 | 9.525 | 0.096765 | 9.5856 | 0.99367 | 9.6883 | 1541.75 | 1518.89
2011-10-08 13:40 | 8.13 | 8.11 | 8.23 | 8.34 | 8.38 | 8.36 | 8.33 | 8.39 | 8.4 | 8.2 | 326.1 | 326.4 | 326.4 | 326.4 | 325.8 | 325.7 | 325.4 | 325.1 | 324.8 | 324.6 | 316.9 | 8.44 | 1.04 | 8.37 | 7.75 | 12.32% | 325.655 | 8.3321 | 0.033221 | 8.3557 | 0.99718 | 8.4162 | 1050.48 | 1043.14
2011-10-08 13:50 | 8.32 | 8.21 | 8.12 | 8.03 | 7.95 | 7.8 | 7.67 | 7.59 | 7.49 | 7.36 | 323.4 | 323.4 | 323.7 | 323.2 | 322.8 | 322.7 | 322.2 | 321.6 | 321 | 320.5 | 315.7 | 8.04 | 0.96 | 7.91 | 7.12 | 11.94% | 322.625 | 7.7985 | 0.15531 | 7.7812 | 1.0022 | 8.0578 | 903.68 | 911.02
2011-10-08 14:00 | 8.72 | 8.69 | 8.7 | 8.81 | 8.86 | 8.89 | 8.87 | 8.83 | 8.66 | 8.19 | 327.5 | 327.5 | 326.9 | 326.6 | 326.7 | 326.5 | 326.6 | 326.5 | 326.1 | 325.7 | 320.5 | 9.06 | 0.93 | 8.91 | 7.77 | 10.26% | 326.515 | 8.7729 | 0.020813 | 8.8871 | 0.98715 | 8.9436 | 1278.86 | 1233.98
2011-10-08 15:50 | 9.1 | 9.04 | 8.92 | 8.84 | 8.7 | 8.54 | 8.33 | 8.07 | 7.78 | 7.37 | 324.3 | 323.8 | 323 | 322.3 | 322.1 | 321.5 | 321.2 | 321.3 | 321.5 | 322.4 | 316.6 | 8.48 | 1.11 | 8.23 | 6.82 | 13.09% | 321.455 | 8.4339 | 0.23008 | 8.5096 | 0.9911 | 8.4045 | 1065.16 | 1035.8
2011-10-08 16:00 | 9.41 | 9.3 | 9.13 | 9.02 | 8.82 | 8.61 | 8.36 | 8.1 | 7.8 | 7.44 | 324.1 | 324.1 | 324.2 | 324 | 324 | 323.9 | 323.6 | 323.6 | 323.6 | 323.3 | 318 | 8.59 | 0.75 | 8.37 | 7 | 8.731% | 323.855 | 8.5379 | 0.27229 | 8.5737 | 0.99582 | 8.5541 | 1105.53 | 1090.85
2011-10-08 20:10 | 4.31 | 4.2 | 3.97 | 3.74 | 3.47 | 3.2 | 2.92 | 2.62 | 2.33 | 2.04 | 35.7 | 35.7 | 36.9 | 36.7 | 37.2 | 36.6 | 36 | 35.3 | 33.8 | 34.8 | 29.37 | 3.19 | 0.7 | 2.88 | 1.69 | 21.94% | 36.51 | 3.2546 | 0.84617 | 3.1583 | 1.0305 | 3.2873 | 17.29 | 26.39
2011-10-08 21:20 | 4.12 | 4.04 | 3.95 | 3.86 | 3.86 | 3.74 | 3.65 | 3.51 | 3.41 | 3.14 | 10.1 | 8.4 | 5.4 | 4.3 | 3.7 | 1.4 | 1.1 | 0.8 | 0.6 | 0.5 | 357.6 | 3.69 | 0.31 | 3.55 | 2.72 | 8.401% | 1.355 | 3.6995 | 0.2251 | 3.727 | 0.99264 | 3.6628 | 62.79 | 60.06
2011-10-08 21:30 | 3.98 | 3.79 | 3.65 | 3.57 | 3.48 | 3.38 | 3.27 | 3.1 | 2.95 | 2.85 | 353.1 | 352 | 351.6 | 348.5 | 346.8 | 345.4 | 343.5 | 341.9 | 339.4 | 336.1 | 337.5 | 3.4 | 0.32 | 3.25 | 2.6 | 9.412% | 345.115 | 3.34 | 0.30574 | 3.364 | 0.99287 | 3.3758 | 36.4 | 34.58
2011-10-08 21:40 | 3.84 | 3.8 | 3.67 | 3.58 | 3.42 | 3.27 | 3.1 | 2.93 | 2.77 | 2.67 | 352.2 | 351.4 | 349.8 | 347.7 | 345.7 | 343.4 | 340.5 | 337.1 | 333.8 | 327.7 | 336.7 | 3.37 | 0.38 | 3.19 | 2.67 | 11.28% | 342.965 | 3.248 | 0.49336 | 3.2451 | 1.0009 | 3.373 | 33.67 | 33.67
2011-10-08 21:50 | 4.24 | 4.22 | 4.08 | 3.99 | 3.87 | 3.78 | 3.68 | 3.56 | 3.46 | 3.32 | 346.4 | 346.2 | 345.2 | 343.8 | 342.6 | 341.4 | 340 | 338.9 | 337.1 | 334.3 | 335.1 | 3.82 | 0.14 | 3.7 | 3.08 | 3.665% | 341.19 | 3.7711 | 0.24776 | 3.7655 | 1.0015 | 3.8256 | 74.62 | 75.53
2011-10-08 22:00 | 4.47 | 4.48 | 4.44 | 4.4 | 4.36 | 4.29 | 4.17 | 4.08 | 3.95 | 3.7 | 347.9 | 347.5 | 347.5 | 346.8 | 346.6 | 346.3 | 346.2 | 346.5 | 347.4 | 348.6 | 339 | 4.32 | 0.22 | 4.18 | 3.26 | 5.093% | 346.285 | 4.2277 | 0.26217 | 4.2726 | 0.98949 | 4.2746 | 125.88 | 120.43
2011-10-08 22:10 | 4.31 | 4.23 | 4.18 | 4.15 | 4.09 | 4.06 | 3.95 | 3.82 | 3.72 | 3.48 | 359.1 | 358.5 | 356.6 | 356.8 | 356.3 | 355.6 | 354.7 | 353.6 | 353.3 | 354 | 347.4 | 4.04 | 0.2 | 3.87 | 3.12 | 4.95% | 355.465 | 3.9827 | 0.25383 | 4.0441 | 0.98483 | 3.9787 | 95.36 | 89.18
2011-10-08 22:20 | 4.12 | 4.1 | 4.08 | 4.03 | 3.95 | 3.87 | 3.78 | 3.67 | 3.55 | 3.36 | 357.5 | 357 | 355.9 | 355.1 | 353.7 | 352.8 | 351.4 | 351 | 350 | 349.3 | 346.2 | 3.9 | 0.11 | 3.73 | 2.95 | 2.821% | 352.59 | 3.834 | 0.21744 | 3.857 | 0.99404 | 3.8767 | 81.9 | 80.08
2011-10-08 22:30 | 3.81 | 3.73 | 3.73 | 3.71 | 3.64 | 3.6 | 3.52 | 3.37 | 3.14 | 2.78 | 357.4 | 357.6 | 356.7 | 355 | 353.6 | 352.2 | 351.5 | 351.1 | 350.2 | 348.6 | 344.8 | 3.62 | 0.16 | 3.48 | 2.35 | 4.42% | 352.095 | 3.5086 | 0.20767 | 3.5884 | 0.97774 | 3.5394 | 56.42 | 49.14
2011-10-08 22:40 | 3.89 | 3.82 | 3.81 | 3.79 | 3.78 | 3.85 | 3.81 | 3.68 | 3.45 | 2.96 | 349.2 | 348.3 | 345.9 | 345.1 | 343.5 | 342.7 | 343 | 342.6 | 342.5 | 343.3 | 336.9 | 3.82 | 0.19 | 3.8 | 2.47 | 4.974% | 342.745 | 3.711 | 0.096512 | 3.8442 | 0.96535 | 3.6876 | 74.62 | 62.79
2011-10-08 22:50 | 4 | 3.99 | 3.99 | 3.98 | 3.98 | 4 | 3.97 | 3.97 | 3.92 | 3.69 | 352.2 | 352.3 | 351.8 | 350.2 | 349.6 | 348.4 | 347.6 | 346.4 | 345.4 | 344.4 | 341 | 4 | 0.12 | 3.92 | 3.27 | 3% | 348.28 | 3.9568 | 0.069569 | 3.9957 | 0.99026 | 3.961 | 91 | 87.36
2011-10-08 23:00 | 3.73 | 3.71 | 3.74 | 3.74 | 3.72 | 3.67 | 3.61 | 3.49 | 3.33 | 3.02 | 10.6 | 10.1 | 8.3 | 6.7 | 5.1 | 4.1 | 3.2 | 1.8 | 0.4 | 358.1 | 356.3 | 3.7 | 0.18 | 3.58 | 2.61 | 4.865% | 3.965 | 3.5897 | 0.15233 | 3.6613 | 0.98043 | 3.6276 | 63.7 | 57.33
2011-10-08 23:10 | 3.85 | 3.85 | 3.84 | 3.79 | 3.72 | 3.61 | 3.49 | 3.38 | 3.27 | 3.07 | 22 | 21.9 | 21.1 | 20.8 | 19.4 | 18.4 | 17.4 | 16.5 | 15.5 | 14.4 | 10.2 | 3.67 | 0.11 | 3.51 | 2.85 | 2.997% | 18.25 | 3.5744 | 0.3124 | 3.5926 | 0.99494 | 3.6514 | 60.97 | 59.15
2011-10-08 23:20 | 3.77 | 3.76 | 3.74 | 3.77 | 3.76 | 3.7 | 3.6 | 3.47 | 3.34 | 3.14 | 23.8 | 23.2 | 21.9 | 21.4 | 20.6 | 19.9 | 18.9 | 18 | 17.4 | 17.3 | 12 | 3.71 | 0.16 | 3.57 | 2.99 | 4.313% | 19.75 | 3.6115 | 0.25319 | 3.6855 | 0.97991 | 3.6355 | 64.61 | 58.24
2011-10-08 23:30 | 4.23 | 4.28 | 4.42 | 4.47 | 4.43 | 4.3 | 4.12 | 3.94 | 3.77 | 3.51 | 19.4 | 19 | 18.5 | 17.6 | 16.9 | 16.4 | 16.3 | 15.6 | 15.6 | 15.4 | 8.5 | 4.4 | 0.27 | 4.18 | 3.3 | 6.136% | 16.385 | 4.186 | 0.39516 | 4.2737 | 0.97947 | 4.3097 | 134.6 | 124.79
2011-10-08 23:40 | 4.16 | 4.16 | 4.14 | 4.09 | 4.07 | 4.03 | 3.95 | 3.83 | 3.69 | 3.44 | 20 | 19.7 | 18.7 | 17.4 | 16.7 | 16.3 | 16.6 | 17.3 | 18 | 19.8 | 9 | 4.1 | 0.14 | 3.97 | 3.23 | 3.415% | 16.345 | 3.9554 | 0.18529 | 4.0184 | 0.98431 | 4.0357 | 101.9 | 95.36
2011-10-08 23:50 | 3.66 | 3.61 | 3.51 | 3.42 | 3.4 | 3.37 | 3.31 | 3.25 | 3.19 | 3.12 | 17.7 | 17.2 | 15.5 | 13.5 | 12.5 | 11.5 | 10.6 | 9.9 | 9 | 8.1 | 4.4 | 3.39 | 0.27 | 3.27 | 2.96 | 7.965% | 11.365 | 3.3466 | 0.16601 | 3.3613 | 0.9956 | 3.3751 | 35.49 | 34.58
2011-10-09 | 3.59 | 3.6 | 3.59 | 3.56 | 3.45 | 3.33 | 3.2 | 3.09 | 2.96 | 2.78 | 24.6 | 24 | 22.5 | 20.6 | 18.8 | 17.5 | 15.9 | 14.4 | 13.6 | 11.2 | 9.5 | 3.36 | 0.2 | 3.21 | 2.66 | 5.952% | 17.26 | 3.2999 | 0.36799 | 3.3111 | 0.99663 | 3.3487 | 32.76 | 31.85
2011-10-09 00:10 | 3.6 | 3.59 | 3.54 | 3.45 | 3.37 | 3.27 | 3.18 | 3.04 | 2.91 | 2.71 | 23.3 | 22.1 | 19.6 | 17.2 | 15 | 12.7 | 11.2 | 10.2 | 9.7 | 8.7 | 6.4 | 3.33 | 0.29 | 3.18 | 2.51 | 8.709% | 12.475 | 3.2381 | 0.2579 | 3.257 | 0.9942 | 3.3107 | 30.03 | 28.21
2011-10-09 00:20 | 2.83 | 2.78 | 2.73 | 2.67 | 2.6 | 2.52 | 2.44 | 2.35 | 2.26 | 2.09 | 16.4 | 14.5 | 10.6 | 7 | 4.9 | 3.4 | 2 | 0.7 | 358.9 | 356.2 | 355.6 | 2.61 | 0.33 | 2.49 | 2.03 | 12.64% | 3.19 | 2.4985 | 0.29812 | 2.5084 | 0.99605 | 2.5997 | 0 | 0
2011-10-09 00:30 | 2.06 | 2.09 | 2.18 | 2.19 | 2.17 | 2.11 | 2 | 1.9 | 1.8 | 1.61 | 33.2 | 31.7 | 30.8 | 28.2 | 24 | 19.6 | 14.9 | 10.6 | 7.9 | 5.4 | 13.5 | 2.19 | 0.13 | 2.05 | 1.47 | 5.936% | 18.895 | 2.0174 | 0.49477 | 2.0939 | 0.96346 | 2.11 | 0 | 0
2011-10-09 00:40 | 1.96 | 1.98 | 2.06 | 2.15 | 2.16 | 2.1 | 1.99 | 1.87 | 1.75 | 1.54 | 36.9 | 35.2 | 32.3 | 29.4 | 26.5 | 22.1 | 16.8 | 12.8 | 9.4 | 5.5 | 17.6 | 2.17 | 0.22 | 2.05 | 1.47 | 10.14% | 21.305 | 1.9791 | 0.49719 | 2.0839 | 0.94972 | 2.0609 | 0 | 0
2011-10-09 00:50 | 2.01 | 2.01 | 2.02 | 2.03 | 2.02 | 2.07 | 2.11 | 2.09 | 2.02 | 1.79 | 72.7 | 70.4 | 65.9 | 59.8 | 54.4 | 49.3 | 46.1 | 41.8 | 37.4 | 34.2 | 43.1 | 2.03 | 0.12 | 2.03 | 1.54 | 5.911% | 48.82 | 2.0091 | -0.17687 | 2.0757 | 0.9679 | 1.9648 | 0 | 0
2011-10-09 01:00 | 2.2 | 2.11 | 2 | 1.9 | 1.79 | 1.72 | 1.76 | 1.84 | 1.9 | 1.85 | 91.5 | 89.9 | 86.5 | 83.6 | 77.9 | 68.4 | 57.3 | 46.9 | 38.5 | 32.4 | 64.99 | 1.71 | 0.2 | 1.64 | 1.72 | 11.7% | 66.735 | 1.7557 | -0.21245 | 1.7257 | 1.0174 | 1.7397 | 0 | 0
2011-10-09 01:10 | 2.3 | 2.18 | 2.02 | 1.96 | 1.97 | 2.07 | 2.15 | 2.21 | 2.27 | 2.27 | 71.4 | 68.4 | 63.1 | 55.2 | 49.2 | 42 | 30.3 | 19.3 | 13.5 | 10.9 | 40.17 | 1.98 | 0.13 | 2.05 | 2.21 | 6.566% | 40.245 | 2.0022 | -0.35041 | 2.0813 | 0.962 | 1.9048 | 0 | 0
2011-10-09 01:20 | 2.66 | 2.6 | 2.53 | 2.49 | 2.48 | 2.45 | 2.37 | 2.26 | 2.19 | 2.1 | 76.6 | 73.7 | 69.9 | 67.8 | 64.3 | 59.7 | 53.5 | 44.4 | 35.2 | 24.8 | 52.78 | 2.43 | 0.27 | 2.38 | 2.03 | 11.11% | 58.77 | 2.3373 | 0.30678 | 2.4384 | 0.95854 | 2.3292 | 0 | 0
2011-10-09 01:30 | 3.21 | 3.05 | 2.95 | 2.92 | 2.95 | 2.97 | 3 | 2.95 | 2.86 | 2.61 | 96.6 | 93.3 | 88.3 | 84 | 81.1 | 79.3 | 78.3 | 77.5 | 75.1 | 68.5 | 74.22 | 2.93 | 0.18 | 2.94 | 2.3 | 6.143% | 79.15 | 2.921 | -0.092875 | 2.9743 | 0.98209 | 2.8775 | 0 | 0
2011-10-09 01:40 | 3.38 | 3.25 | 3.12 | 3.07 | 3.06 | 3.12 | 3.15 | 3.19 | 3.13 | 2.85 | 93.4 | 90.1 | 83.2 | 79.1 | 76.7 | 75.2 | 74.7 | 73.8 | 72.5 | 67.4 | 71.19 | 2.99 | 0.13 | 3.05 | 2.62 | 4.348% | 75.125 | 3.1028 | -0.088431 | 3.1243 | 0.99312 | 2.9694 | 0 | 0
2011-10-09 01:50 | 3.16 | 3.13 | 3.15 | 3.13 | 3.1 | 3.05 | 2.94 | 2.76 | 2.54 | 2.26 | 88.1 | 86 | 82.8 | 81.4 | 80.3 | 80.2 | 78.8 | 75.9 | 71.4 | 62.6 | 75.64 | 3 | 0.12 | 2.95 | 2.01 | 4% | 79.99 | 2.933 | 0.33944 | 3.034 | 0.96672 | 2.9002 | 0 | 0
2011-10-09 02:00 | 3.33 | 3.27 | 3.13 | 3.12 | 3.11 | 3 | 2.94 | 2.88 | 2.85 | 2.71 | 113.5 | 110.2 | 102.8 | 94.3 | 88.6 | 85.2 | 84.3 | 83.8 | 82.9 | 78.7 | 80.62 | 3.03 | 0.08 | 2.93 | 2.42 | 2.64% | 85.065 | 2.9642 | 0.18669 | 2.9913 | 0.99093 | 3.0025 | 2.73 | 0
2011-10-09 02:10 | 3.6 | 3.49 | 3.38 | 3.4 | 3.31 | 3.22 | 3.16 | 3.11 | 2.99 | 2.66 | 108.7 | 105.1 | 97.5 | 91.4 | 88 | 86.5 | 85.4 | 84.4 | 83 | 79.3 | 82.28 | 3.13 | 0.09 | 3.07 | 2.3 | 2.875% | 86.335 | 3.1921 | 0.17382 | 3.2113 | 0.99402 | 3.1113 | 11.83 | 10.01
2011-10-09 03:50 | 3.79 | 3.61 | 3.38 | 3.29 | 3.28 | 3.37 | 3.53 | 3.59 | 3.62 | 3.73 | 166.4 | 164.7 | 162.8 | 159.9 | 155.5 | 149.7 | 143.4 | 137.2 | 131.5 | 122.7 | 143.8 | 3.19 | 0.51 | 3.46 | 4.04 | 15.99% | 148.755 | 3.3857 | -0.42864 | 3.3925 | 0.99799 | 3.1836 | 17.29 | 16.38
2011-10-09 04:00 | 3.87 | 3.77 | 3.57 | 3.39 | 3.34 | 3.31 | 3.41 | 3.57 | 3.76 | 4.05 | 170.8 | 169.3 | 168 | 165.5 | 161.5 | 157.1 | 151.2 | 146.1 | 140.7 | 131.6 | 151.7 | 3.08 | 0.47 | 3.18 | 4.29 | 15.26% | 156.215 | 3.4559 | -0.27505 | 3.3241 | 1.0396 | 3.2021 | 7.28 | 18.2
2011-10-09 04:10 | 4.28 | 4.27 | 4.19 | 4.08 | 4.04 | 4.07 | 4.19 | 4.28 | 4.43 | 4.73 | 156.7 | 156.3 | 154.9 | 153.6 | 151.9 | 150 | 147.4 | 143.9 | 139.7 | 133.3 | 144 | 4.05 | 0.49 | 4.21 | 4.93 | 12.1% | 149.61 | 4.1917 | -0.26852 | 4.087 | 1.0256 | 4.1538 | 96.45 | 107.35
2011-10-09 05:30 | 8.81 | 8.76 | 8.67 | 8.58 | 8.61 | 8.63 | 8.67 | 8.72 | 8.68 | 8.24 | 149.7 | 148.7 | 147.2 | 145.8 | 145 | 144.3 | 143.3 | 142.3 | 141.3 | 140.4 | 140.4 | 8.48 | 0.62 | 8.63 | 7.73 | 7.311% | 144.15 | 8.6298 | -0.042733 | 8.6357 | 0.99931 | 8.4742 | 1065.16 | 1061.49
2011-10-09 05:40 | 9.02 | 8.9 | 8.67 | 8.53 | 8.4 | 8.28 | 8.19 | 8.13 | 8.11 | 7.92 | 150.4 | 149.7 | 148.6 | 148 | 147.8 | 147.8 | 147.2 | 146.1 | 144.8 | 142.3 | 142.8 | 8.27 | 0.68 | 8.3 | 7.63 | 8.222% | 147.71 | 8.3262 | 0.101 | 8.267 | 1.0072 | 8.3292 | 988.09 | 1010.11
2011-10-09 05:50 | 8.33 | 8.22 | 8.07 | 8 | 7.92 | 7.87 | 7.84 | 7.76 | 7.6 | 7.29 | 152.5 | 152 | 151.1 | 150.7 | 150.6 | 150.5 | 150.5 | 149.9 | 148.4 | 145.5 | 146.3 | 7.66 | 1.13 | 7.79 | 6.87 | 14.75% | 150.5 | 7.8488 | 0.035293 | 7.8657 | 0.99785 | 7.6435 | 786.66 | 780.64
2011-10-09 06:00 | 7.8 | 7.55 | 7.11 | 6.85 | 6.67 | 6.52 | 6.44 | 6.39 | 6.38 | 6.32 | 153.2 | 152.4 | 152 | 152.1 | 151.9 | 151.9 | 151.7 | 151.6 | 151.6 | 149.5 | 153.4 | 6.27 | 1.06 | 6.34 | 6.04 | 16.91% | 151.87 | 6.6478 | 0.11409 | 6.5085 | 1.0214 | 6.4042 | 423.02 | 452.4
2011-10-09 06:10 | 8.6 | 8.33 | 7.86 | 7.51 | 7.25 | 7 | 6.92 | 6.94 | 6.93 | 6.85 | 160.7 | 160.3 | 159.6 | 158.7 | 158.5 | 158.6 | 158.3 | 157.7 | 157.9 | 158.7 | 157.3 | 6.36 | 1.04 | 6.55 | 7.03 | 16.35% | 158.555 | 7.2331 | 0.10622 | 6.9885 | 1.035 | 6.5826 | 443.36 | 493.08
2011-10-09 06:20 | 9.58 | 9.23 | 8.56 | 7.98 | 7.53 | 7.23 | 7.06 | 7.04 | 7.07 | 7.09 | 163 | 162.2 | 160.5 | 158.9 | 158 | 157.2 | 156.8 | 156.9 | 157 | 157.2 | 156.9 | 6.26 | 1.18 | 6.4 | 7.03 | 18.85% | 157.14 | 7.5637 | 0.21988 | 7.2054 | 1.0497 | 6.5713 | 420.76 | 490.82
2011-10-09 06:30 | 9.85 | 9.45 | 8.77 | 8.25 | 7.93 | 7.7 | 7.59 | 7.61 | 7.62 | 7.6 | 162 | 161.1 | 158.5 | 156.2 | 154.8 | 154 | 153.7 | 153.9 | 154.3 | 154.6 | 153.7 | 7.11 | 1.37 | 7.33 | 7.6 | 19.27% | 153.955 | 7.9709 | 0.13297 | 7.6841 | 1.0373 | 7.3754 | 621.11 | 702.38
2011-10-09 06:40 | 10.6 | 10.2 | 9.54 | 9.02 | 8.62 | 8.34 | 8.15 | 8 | 7.91 | 7.76 | 161.6 | 160.4 | 157.9 | 155.6 | 154 | 153.3 | 152.9 | 152.8 | 153 | 153.4 | 153.7 | 7.84 | 1.28 | 7.99 | 7.65 | 16.33% | 153.24 | 8.5535 | 0.21296 | 8.3125 | 1.029 | 8.0673 | 840.84 | 914.69
2011-10-09 06:50 | 10.52 | 10.18 | 9.62 | 9.21 | 8.85 | 8.57 | 8.41 | 8.28 | 8.1 | 7.76 | 159.2 | 158.2 | 155.9 | 154.3 | 153.6 | 153.5 | 153.3 | 153.6 | 153.6 | 153.5 | 151.3 | 8.37 | 1.14 | 8.41 | 7.44 | 13.62% | 153.47 | 8.7442 | 0.17416 | 8.5469 | 1.0231 | 8.5633 | 1024.79 | 1094.52
2011-10-09 07:00 | 9.41 | 9.05 | 8.56 | 8.1 | 7.75 | 7.59 | 7.41 | 7.25 | 7.04 | 6.76 | 159 | 157.6 | 155.3 | 153.9 | 154 | 154.5 | 154.7 | 154.7 | 155.1 | 156.7 | 150.6 | 7.83 | 1.31 | 7.74 | 6.86 | 16.73% | 154.53 | 7.6993 | 0.22179 | 7.5639 | 1.0179 | 7.9701 | 837.83 | 879.97
2011-10-09 07:10 | 9.03 | 8.78 | 8.41 | 8.12 | 7.85 | 7.6 | 7.44 | 7.22 | 6.94 | 6.66 | 154.8 | 154 | 153 | 152.7 | 153 | 152.9 | 152.4 | 151.5 | 150.7 | 150.5 | 150.3 | 7.51 | 1.1 | 7.52 | 6.43 | 14.65% | 152.825 | 7.6676 | 0.19662 | 7.5769 | 1.012 | 7.5999 | 741.51 | 768.6
2011-10-09 07:20 | 10.18 | 9.9 | 9.42 | 9.01 | 8.73 | 8.41 | 8.2 | 8.01 | 7.81 | 7.48 | 160.5 | 159.8 | 158.7 | 157.2 | 155.9 | 155.4 | 155.7 | 156.2 | 156.8 | 157.3 | 152.4 | 8.23 | 1.48 | 8.23 | 7.47 | 17.98% | 155.445 | 8.5329 | 0.23368 | 8.3796 | 1.0183 | 8.3806 | 973.41 | 1028.46
2011-10-09 07:30 | 10.61 | 10.3 | 9.75 | 9.34 | 9.1 | 8.88 | 8.76 | 8.64 | 8.54 | 8.26 | 159 | 158.1 | 156.5 | 154.9 | 154.8 | 155 | 155 | 155.7 | 155.9 | 155.5 | 152.5 | 8.73 | 1.28 | 8.81 | 8.16 | 14.66% | 155 | 9.0228 | 0.12573 | 8.8627 | 1.0181 | 8.8877 | 1156.91 | 1215.63
2011-10-09 07:40 | 10.82 | 10.47 | 9.85 | 9.49 | 9.15 | 8.84 | 8.57 | 8.35 | 8.11 | 7.87 | 159 | 157.9 | 156.1 | 155.1 | 154.8 | 154.8 | 154.5 | 154.3 | 154.4 | 154.2 | 150.4 | 8.81 | 1.24 | 8.72 | 7.78 | 14.07% | 154.755 | 8.9449 | 0.28665 | 8.8008 | 1.0164 | 8.9543 | 1186.27 | 1237.65
2011-10-09 07:50 | 10.71 | 10.32 | 9.73 | 9.28 | 8.93 | 8.69 | 8.46 | 8.18 | 7.84 | 7.37 | 159.6 | 158.3 | 156.2 | 154.8 | 154.1 | 154.3 | 154.9 | 155.3 | 155.5 | 154.6 | 151 | 8.6 | 1.24 | 8.58 | 7.18 | 14.42% | 154.39 | 8.7567 | 0.24788 | 8.6567 | 1.0116 | 8.6994 | 1109.2 | 1145.9
2011-10-09 08:00 | 10.8 | 10.47 | 10.02 | 9.58 | 9.19 | 8.91 | 8.74 | 8.58 | 8.39 | 8.06 | 160.2 | 159.5 | 157.9 | 156.5 | 155.5 | 155.2 | 155.6 | 156.1 | 156.1 | 157 | 152.3 | 8.57 | 1.27 | 8.69 | 8.02 | 14.82% | 155.26 | 9.0773 | 0.17802 | 8.8854 | 1.0216 | 8.7551 | 1098.19 | 1167.92
2011-10-09 08:10 | 10.73 | 10.4 | 9.86 | 9.41 | 9.01 | 8.67 | 8.49 | 8.31 | 8.12 | 7.86 | 161.1 | 160.1 | 158 | 156.6 | 155.6 | 154.7 | 153.8 | 153.2 | 153.3 | 153.5 | 152.1 | 8.41 | 1.39 | 8.43 | 7.58 | 16.53% | 154.565 | 8.8679 | 0.19387 | 8.644 | 1.0259 | 8.6278 | 1039.47 | 1120.21
2011-10-09 08:20 | 11.19 | 10.91 | 10.37 | 9.91 | 9.54 | 9.22 | 8.95 | 8.69 | 8.46 | 8.06 | 158.4 | 157.5 | 156.5 | 155.8 | 155.3 | 154.9 | 154.3 | 154.1 | 153.5 | 152.2 | 150 | 9.15 | 1.57 | 9.1 | 7.8 | 17.16% | 154.81 | 9.3347 | 0.27466 | 9.1808 | 1.0168 | 9.3034 | 1313.15 | 1370.3
2011-10-09 08:30 | 10.85 | 10.6 | 10.05 | 9.67 | 9.39 | 9.14 | 9 | 8.81 | 8.63 | 8.15 | 155.1 | 153.6 | 151.8 | 151 | 150.6 | 150.4 | 150 | 149.9 | 149.5 | 148.5 | 148.8 | 9.14 | 1.29 | 9.13 | 7.63 | 14.11% | 150.34 | 9.2539 | 0.14264 | 9.1198 | 1.0147 | 9.2744 | 1309.34 | 1358.87
2011-10-09 08:40 | 10.56 | 10.35 | 9.82 | 9.43 | 9.15 | 8.81 | 8.58 | 8.34 | 8.08 | 7.72 | 155.4 | 155 | 154.1 | 153.1 | 152.2 | 151.3 | 150.6 | 150.7 | 151.2 | 149.5 | 148.4 | 8.76 | 1.4 | 8.64 | 7.47 | 15.98% | 151.195 | 8.9093 | 0.24446 | 8.7767 | 1.0151 | 8.8924 | 1167.92 | 1215.63
2011-10-09 08:50 | 10.28 | 10 | 9.54 | 9.16 | 8.91 | 8.64 | 8.34 | 8.1 | 8.03 | 7.74 | 154 | 153 | 151.5 | 150.6 | 150.7 | 150.9 | 151.1 | 151.2 | 150.9 | 150.2 | 148.7 | 8.52 | 1.44 | 8.48 | 7.56 | 16.9% | 150.93 | 8.6991 | 0.32657 | 8.5964 | 1.012 | 8.6219 | 1079.84 | 1116.54
2011-10-09 09:00 | 10.03 | 9.79 | 9.41 | 9.01 | 8.74 | 8.53 | 8.41 | 8.32 | 8.25 | 7.88 | 153.1 | 152.2 | 150.9 | 150.2 | 149.5 | 148.5 | 147.3 | 146.9 | 146.4 | 146.4 | 147.3 | 8.42 | 1.6 | 8.56 | 7.37 | 19% | 148.32 | 8.6727 | 0.13093 | 8.5127 | 1.0188 | 8.5782 | 1043.14 | 1101.86
2011-10-09 09:10 | 9.98 | 9.7 | 9.3 | 8.97 | 8.67 | 8.47 | 8.31 | 8.16 | 7.98 | 7.64 | 156.1 | 155.3 | 154.5 | 154.7 | 155 | 155.4 | 155.6 | 155 | 154.5 | 153.1 | 151.1 | 8.07 | 1.42 | 8.2 | 7.35 | 17.6% | 155.43 | 8.5613 | 0.17623 | 8.4469 | 1.0135 | 8.1793 | 914.69 | 955.06
2011-10-09 09:20 | 10.45 | 10.22 | 9.78 | 9.43 | 9.11 | 8.91 | 8.68 | 8.47 | 8.26 | 7.8 | 158.5 | 157.7 | 156.2 | 154.7 | 153.7 | 153 | 152 | 152 | 152.4 | 152.8 | 150.8 | 8.71 | 1.38 | 8.7 | 7.39 | 15.84% | 152.85 | 8.9538 | 0.24168 | 8.8767 | 1.0087 | 8.7857 | 1149.57 | 1178.93
2011-10-09 09:30 | 10.64 | 10.29 | 9.72 | 9.33 | 9.01 | 8.79 | 8.58 | 8.32 | 8.06 | 7.86 | 156.5 | 155.5 | 153.4 | 152 | 151.9 | 152.2 | 152.5 | 152.7 | 152.2 | 151.8 | 149.5 | 8.46 | 1.22 | 8.53 | 7.82 | 14.42% | 152.245 | 8.8607 | 0.22345 | 8.7596 | 1.0115 | 8.5577 | 1057.82 | 1094.52
2011-10-09 09:40 | 10.51 | 10.22 | 9.67 | 9.22 | 8.89 | 8.71 | 8.51 | 8.28 | 8.13 | 7.78 | 154.1 | 153.7 | 151.9 | 150.7 | 150 | 149.3 | 149 | 148.8 | 148.7 | 147.7 | 149.1 | 8.47 | 1.37 | 8.49 | 7.22 | 16.17% | 149.255 | 8.7956 | 0.21467 | 8.6811 | 1.0132 | 8.5817 | 1061.49 | 1101.86
2011-10-09 09:50 | 10.87 | 10.48 | 10.01 | 9.75 | 9.55 | 9.35 | 9.18 | 8.96 | 8.73 | 8.34 | 152.9 | 151.4 | 149.6 | 148.7 | 148.1 | 146.8 | 145.3 | 144.5 | 144 | 143.3 | 143.9 | 9.26 | 1.48 | 9.25 | 7.82 | 15.98% | 146.575 | 9.3591 | 0.16956 | 9.3255 | 1.0036 | 9.2934 | 1355.06 | 1366.49
2011-10-09 10:00 | 10.74 | 10.44 | 9.95 | 9.46 | 9.14 | 8.81 | 8.56 | 8.43 | 8.33 | 8.04 | 156.6 | 155.9 | 154.6 | 152.3 | 149.8 | 148.7 | 147.7 | 147.3 | 146.9 | 145.3 | 144.8 | 8.95 | 1.48 | 8.78 | 7.26 | 16.54% | 148.55 | 8.9693 | 0.26602 | 8.7737 | 1.0223 | 9.1495 | 1237.65 | 1313.15
2011-10-09 15:50 | 15.49 | 15.26 | 14.83 | 14.43 | 14.02 | 13.54 | 13.07 | 12.67 | 12.33 | 11.63 | 177.7 | 177.3 | 176.7 | 176.2 | 175.5 | 175 | 174.8 | 174.4 | 173.8 | 171.9 | 170.1 | 13.66 | 1.72 | 13.29 | 10.8 | 12.59% | 174.97 | 13.5586 | 0.32647 | 13.4716 | 1.0065 | 13.7482 | 1999.66 | 1999.75
2011-10-09 16:00 | 15.89 | 15.73 | 15.36 | 14.98 | 14.67 | 14.32 | 13.95 | 13.52 | 13 | 12.02 | 180.3 | 180 | 179.5 | 178.6 | 177.8 | 177.2 | 176.8 | 176.3 | 175.6 | 174.6 | 172 | 14.55 | 1.59 | 14.05 | 10.96 | 10.93% | 177.14 | 14.2291 | 0.24191 | 14.2664 | 0.99739 | 14.512 | 2000 | 2000
2011-10-09 16:10 | 15.83 | 15.62 | 15.2 | 14.81 | 14.53 | 14.23 | 13.84 | 13.33 | 12.75 | 11.75 | 179.2 | 179 | 178.8 | 178.5 | 178.4 | 177.9 | 177.7 | 177.3 | 176.1 | 173.9 | 172.8 | 14.14 | 1.77 | 13.53 | 10.88 | 12.52% | 177.87 | 14.076 | 0.2568 | 14.1735 | 0.99312 | 14.0428 | 2000 | 2000
2011-10-09 16:20 | 16.58 | 16.4 | 16.09 | 15.78 | 15.45 | 15.03 | 14.54 | 14.01 | 13.44 | 12.56 | 181.2 | 181 | 180.6 | 180 | 179.5 | 178.9 | 178.4 | 177.9 | 177 | 175.5 | 174 | 15.06 | 1.74 | 14.22 | 11.55 | 11.55% | 178.825 | 14.8826 | 0.30629 | 14.9588 | 0.9949 | 14.9833 | 2000 | 2000
2011-10-09 16:30 | 17.23 | 17.06 | 16.73 | 16.39 | 16.06 | 15.67 | 15.22 | 14.73 | 14.13 | 13 | 181.8 | 181.6 | 181.2 | 181.2 | 181.1 | 180.7 | 180.2 | 179.6 | 179 | 178.1 | 174.8 | 15.63 | 2 | 14.77 | 11.51 | 12.8% | 180.625 | 15.527 | 0.26926 | 15.6047 | 0.99502 | 15.5521 | 2000 | 2000
2011-10-09 16:40 | 17.46 | 17.31 | 16.99 | 16.68 | 16.33 | 15.9 | 15.42 | 14.84 | 14.13 | 12.78 | 182.8 | 182.6 | 182.2 | 181.8 | 181.3 | 180.8 | 180.2 | 179.5 | 178.9 | 178.2 | 174.6 | 15.88 | 1.51 | 15.08 | 11.08 | 9.509% | 180.71 | 15.7147 | 0.28327 | 15.8303 | 0.9927 | 15.764 | 2000 | 2000
2011-10-09 16:50 | 17.64 | 17.43 | 17.09 | 16.75 | 16.36 | 15.86 | 15.33 | 14.71 | 14.03 | 13.14 | 182.2 | 182 | 181.7 | 181.4 | 181.1 | 180.5 | 179.9 | 179.3 | 178.8 | 179 | 175.5 | 16.2 | 1.57 | 15.2 | 11.92 | 9.691% | 180.41 | 15.7183 | 0.31409 | 15.783 | 0.9959 | 16.1336 | 2000 | 2000
2011-10-09 17:00 | 16.87 | 16.72 | 16.38 | 16.02 | 15.62 | 15.15 | 14.69 | 14.17 | 13.63 | 12.62 | 184.7 | 184.6 | 184.4 | 184.2 | 184.1 | 184 | 183.6 | 182.9 | 182.3 | 181.5 | 177.7 | 15.36 | 1.5 | 14.06 | 11.07 | 9.766% | 183.94 | 15.0741 | 0.28493 | 15.0832 | 0.99939 | 15.3507 | 2000 | 2000
2011-10-09 17:10 | 16.58 | 16.37 | 15.99 | 15.58 | 15.23 | 14.92 | 14.53 | 13.97 | 13.34 | 12.35 | 184.4 | 184.2 | 183.8 | 183.5 | 183.3 | 183.1 | 182.6 | 182.3 | 181.7 | 181.2 | 178.2 | 15.07 | 1.63 | 13.77 | 11.18 | 10.82% | 183.025 | 14.7718 | 0.24477 | 14.8635 | 0.99383 | 14.9771 | 2000 | 2000
2011-10-09 17:20 | 16.35 | 16.14 | 15.75 | 15.35 | 15 | 14.63 | 14.13 | 13.58 | 12.96 | 12.09 | 185.3 | 185.2 | 185.1 | 185.2 | 185 | 184.8 | 184.7 | 184.4 | 183.8 | 182.4 | 178 | 14.46 | 1.5 | 13.14 | 10.69 | 10.37% | 184.785 | 14.4758 | 0.32135 | 14.5573 | 0.9944 | 14.3791 | 2000 | 2000
2011-10-09 17:30 | 16.11 | 15.93 | 15.52 | 15.16 | 14.86 | 14.53 | 14.13 | 13.66 | 13.16 | 12.31 | 185.3 | 185.2 | 185 | 184.9 | 184.7 | 184.6 | 184.6 | 184.4 | 183.7 | 182.3 | 179 | 14.85 | 1.61 | 13.52 | 11.18 | 10.84% | 184.6 | 14.4142 | 0.25796 | 14.472 | 0.99601 | 14.7907 | 2000 | 2000
2011-10-09 17:40 | 15.34 | 15.18 | 14.93 | 14.7 | 14.45 | 14.18 | 13.86 | 13.48 | 13.01 | 12.36 | 187.5 | 187.2 | 186.7 | 186.3 | 185.9 | 185.7 | 185.7 | 185.1 | 184.4 | 184.1 | 180.7 | 14.51 | 1.58 | 12.78 | 10.92 | 10.89% | 185.7 | 14.0591 | 0.21093 | 14.1337 | 0.99473 | 14.4335 | 2000 | 2000
2011-10-09 17:50 | 15.19 | 15.04 | 14.79 | 14.59 | 14.42 | 14.21 | 13.92 | 13.53 | 12.95 | 12.01 | 187 | 186.7 | 186.3 | 186 | 185.7 | 185.4 | 184.8 | 184.4 | 184 | 183.4 | 180.8 | 14.53 | 1.69 | 12.74 | 10.97 | 11.63% | 185.31 | 14.0142 | 0.19054 | 14.1681 | 0.98914 | 14.3722 | 2000 | 2000
2011-10-09 18:00 | 16.11 | 15.9 | 15.53 | 15.2 | 14.92 | 14.66 | 14.34 | 13.98 | 13.45 | 12.4 | 188.7 | 188.4 | 188 | 187.7 | 187.3 | 186.8 | 186.3 | 185.8 | 185.3 | 185.2 | 181.3 | 14.89 | 1.42 | 12.84 | 10.78 | 9.537% | 186.725 | 14.5461 | 0.20395 | 14.6137 | 0.99537 | 14.8211 | 2000 | 2000
2011-10-09 18:10 | 15.27 | 15.04 | 14.62 | 14.29 | 14.08 | 13.91 | 13.68 | 13.3 | 12.92 | 12.29 | 188.4 | 187.9 | 186.9 | 186.5 | 186.6 | 187 | 187.2 | 186.8 | 186.2 | 185.4 | 181.4 | 14.49 | 1.49 | 12.67 | 10.57 | 10.28% | 187.03 | 13.8117 | 0.15408 | 13.8768 | 0.99531 | 14.4221 | 2000 | 2000
2011-10-09 18:20 | 14.67 | 14.43 | 13.99 | 13.65 | 13.41 | 13.23 | 13.06 | 12.83 | 12.55 | 12.07 | 190.3 | 189.9 | 189 | 188.6 | 188.4 | 188.3 | 187.9 | 187.1 | 186.2 | 185 | 182.9 | 14.06 | 1.35 | 11.93 | 10.71 | 9.602% | 188.24 | 13.2362 | 0.11951 | 13.2055 | 1.0023 | 14.0927 | 2000 | 2000
2011-10-09 18:30 | 14.33 | 14.1 | 13.67 | 13.32 | 13.07 | 12.84 | 12.62 | 12.43 | 12.16 | 11.6 | 190.1 | 189.6 | 188.7 | 188.2 | 188 | 187.7 | 187.2 | 186.9 | 186.4 | 186 | 182.7 | 13.51 | 1.38 | 11.55 | 10.08 | 10.21% | 187.625 | 12.8629 | 0.15971 | 12.8082 | 1.0043 | 13.5677 | 1999.51 | 1999.57
2011-10-09 18:40 | 13.9 | 13.62 | 13.14 | 12.7 | 12.34 | 12 | 11.75 | 11.57 | 11.36 | 10.98 | 191.3 | 190.6 | 189.3 | 188.5 | 188.4 | 188.5 | 188.8 | 188.9 | 188.7 | 188.2 | 183.2 | 12.8 | 1.21 | 10.82 | 9.52 | 9.453% | 188.545 | 12.1356 | 0.19455 | 11.9639 | 1.0144 | 12.9837 | 1996.8 | 1998.78
2011-10-09 18:50 | 13.79 | 13.52 | 13.06 | 12.73 | 12.55 | 12.44 | 12.41 | 12.32 | 12.13 | 11.57 | 190.4 | 190 | 189.4 | 189.2 | 189.1 | 188.9 | 188.7 | 188.5 | 187.8 | 186.8 | 183.5 | 13.24 | 1.29 | 11.35 | 9.95 | 9.743% | 188.87 | 12.5109 | 0.022312 | 12.4357 | 1.006 | 13.32 | 1999.24 | 1999.32
2011-10-09 19:00 | 13.72 | 13.46 | 13.03 | 12.72 | 12.46 | 12.23 | 12.05 | 11.9 | 11.69 | 11.13 | 191.4 | 190.9 | 189.9 | 189.3 | 189.1 | 189.3 | 189.1 | 188.5 | 187.8 | 186.7 | 184 | 12.7 | 1.22 | 10.77 | 9.71 | 9.606% | 189.27 | 12.2879 | 0.13702 | 12.204 | 1.0069 | 12.7873 | 1995.7 | 1996.69
2011-10-09 19:10 | 12.88 | 12.58 | 12.04 | 11.57 | 11.2 | 10.98 | 10.82 | 10.69 | 10.53 | 10.1 | 192.2 | 191.9 | 191.3 | 190.7 | 190.5 | 190.3 | 190.1 | 189.7 | 189.5 | 188.5 | 185 | 11.25 | 1.29 | 9.37 | 8.66 | 11.47% | 190.27 | 11.1325 | 0.13565 | 10.9569 | 1.016 | 11.4303 | 1925 | 1940.12
2011-10-09 19:20 | 12.95 | 12.67 | 12.18 | 11.77 | 11.38 | 11.04 | 10.76 | 10.57 | 10.33 | 9.85 | 193.9 | 193.6 | 193.3 | 193.2 | 192.9 | 192.4 | 191.9 | 191.3 | 190.7 | 190.2 | 186.7 | 11.05 | 1.4 | 9.17 | 8.17 | 12.67% | 192.325 | 11.1593 | 0.2374 | 10.9994 | 1.0145 | 11.2106 | 1908.2 | 1921.64
2011-10-09 19:30 | 12.43 | 12.17 | 11.72 | 11.37 | 11.14 | 10.92 | 10.71 | 10.42 | 10.09 | 9.54 | 193.9 | 193.7 | 193.3 | 193 | 193.1 | 193.3 | 193 | 192.6 | 192 | 190.9 | 186.4 | 10.58 | 1.31 | 8.98 | 8.07 | 12.38% | 193.255 | 10.9071 | 0.17944 | 10.8897 | 1.0016 | 10.5969 | 1791.86 | 1797.2
2011-10-09 19:40 | 12.39 | 12.16 | 11.76 | 11.45 | 11.25 | 11.03 | 10.78 | 10.52 | 10.23 | 9.85 | 192.7 | 192.3 | 191.3 | 190.5 | 190.3 | 190.4 | 190.1 | 189.4 | 188.7 | 186.5 | 185.4 | 11 | 1.2 | 9.34 | 8.86 | 10.91% | 190.355 | 11.0011 | 0.21186 | 10.9938 | 1.0007 | 11.0073 | 1904 | 1904.84
2011-10-09 19:50 | 11.92 | 11.68 | 11.29 | 10.97 | 10.73 | 10.55 | 10.41 | 10.25 | 10.07 | 9.77 | 191.8 | 191.4 | 190.6 | 190 | 189.6 | 189.4 | 189.2 | 188.7 | 188.2 | 187 | 184.8 | 10.98 | 1.22 | 9.33 | 8.85 | 11.11% | 189.37 | 10.6122 | 0.12345 | 10.5298 | 1.0078 | 11.0659 | 1898.66 | 1909.88
2011-10-09 20:00 | 12.04 | 11.83 | 11.49 | 11.18 | 10.95 | 10.75 | 10.59 | 10.42 | 10.18 | 9.82 | 193.7 | 193.5 | 193.1 | 193 | 192.9 | 192.7 | 192.1 | 191.1 | 189.9 | 188.5 | 186.8 | 10.54 | 1.05 | 8.89 | 8.45 | 9.962% | 192.61 | 10.7881 | 0.13857 | 10.7269 | 1.0057 | 10.6001 | 1781.18 | 1797.2
2011-10-09 20:10 | 12.82 | 12.59 | 12.19 | 11.82 | 11.49 | 11.23 | 11.05 | 10.93 | 10.8 | 10.45 | 195.1 | 194.8 | 194.3 | 194 | 193.6 | 193.4 | 193.5 | 193.6 | 192.9 | 191.2 | 186.5 | 10.92 | 1.07 | 9.15 | 8.64 | 9.799% | 193.415 | 11.3644 | 0.14932 | 11.204 | 1.0143 | 11.0763 | 1882.64 | 1910.72
2011-10-09 20:20 | 12.4 | 12.18 | 11.73 | 11.31 | 11.02 | 10.8 | 10.62 | 10.41 | 10.21 | 9.9 | 197.8 | 197.7 | 197.4 | 197 | 196.6 | 196.4 | 195.9 | 195 | 194.1 | 193.1 | 189.1 | 10.22 | 1.23 | 8.47 | 8.2 | 12.04% | 196.325 | 10.8807 | 0.15531 | 10.774 | 1.0099 | 10.3212 | 1695.74 | 1722.44
2011-10-09 20:30 | 12 | 11.75 | 11.31 | 10.95 | 10.63 | 10.28 | 9.94 | 9.7 | 9.48 | 9.16 | 198.9 | 198.8 | 198.6 | 198.4 | 198.4 | 198.2 | 197.7 | 196.4 | 195 | 193.3 | 190.3 | 9.56 | 1.16 | 7.73 | 7.34 | 12.13% | 198.125 | 10.3434 | 0.3108 | 10.2306 | 1.011 | 9.6655 | 1469.36 | 1511.27
2011-10-09 20:40 | 11.18 | 10.98 | 10.61 | 10.3 | 10.04 | 9.72 | 9.46 | 9.21 | 8.98 | 8.64 | 198.7 | 198.3 | 197.6 | 197.2 | 196.8 | 196.6 | 196.4 | 195.5 | 194.1 | 192.4 | 189.2 | 9.31 | 1.04 | 7.59 | 6.98 | 11.17% | 196.57 | 9.7671 | 0.25055 | 9.6823 | 1.0088 | 9.3915 | 1374.11 | 1404.59
2011-10-09 20:50 | 11.63 | 11.45 | 11.13 | 10.82 | 10.57 | 10.34 | 10.05 | 9.67 | 9.24 | 8.73 | 200 | 199.8 | 199.6 | 199.3 | 199 | 198.9 | 198.7 | 198.1 | 197.2 | 195.6 | 191.1 | 9.35 | 1.23 | 7.51 | 6.8 | 13.16% | 198.87 | 10.256 | 0.26288 | 10.2979 | 0.99592 | 9.3119 | 1389.35 | 1374.11
2011-10-09 21:00 | 11.77 | 11.61 | 11.31 | 11.01 | 10.77 | 10.55 | 10.32 | 10.09 | 9.82 | 9.34 | 201.4 | 201.2 | 200.9 | 200.7 | 200.7 | 201 | 201.1 | 200.4 | 199.4 | 197.2 | 193.2 | 9.52 | 1.02 | 7.54 | 6.99 | 10.71% | 201.015 | 10.5433 | 0.20369 | 10.5167 | 1.0025 | 9.5441 | 1454.12 | 1461.74
2011-10-09 21:10 | 11.93 | 11.8 | 11.53 | 11.29 | 11.11 | 10.94 | 10.69 | 10.39 | 10.04 | 9.61 | 202.3 | 201.9 | 201.4 | 200.9 | 200.6 | 200.6 | 200.8 | 200.1 | 198.3 | 196.4 | 194.5 | 10.14 | 1.38 | 8.05 | 7.18 | 13.61% | 200.63 | 10.841 | 0.21362 | 10.9038 | 0.99424 | 10.0816 | 1674.38 | 1658.36
2011-10-09 21:20 | 11.34 | 11.22 | 10.99 | 10.73 | 10.5 | 10.28 | 10.04 | 9.75 | 9.47 | 9.03 | 204.2 | 203.7 | 202.9 | 202.3 | 201.8 | 201.4 | 201.2 | 200.6 | 199.5 | 198.1 | 197.1 | 9.9 | 0.81 | 7.77 | 6.74 | 8.182% | 201.37 | 10.2388 | 0.2183 | 10.2453 | 0.99937 | 9.8937 | 1598.9 | 1595.09
2011-10-09 21:30 | 11.67 | 11.55 | 11.32 | 11.1 | 10.92 | 10.77 | 10.61 | 10.37 | 10.08 | 9.57 | 204.7 | 204.2 | 203.5 | 202.8 | 202.3 | 202 | 201.7 | 201 | 199.7 | 197.8 | 197.1 | 10.38 | 0.85 | 8.09 | 7.31 | 8.189% | 201.955 | 10.7154 | 0.13831 | 10.7469 | 0.99706 | 10.3495 | 1738.46 | 1730.45
2011-10-09 21:40 | 11.89 | 11.82 | 11.64 | 11.43 | 11.25 | 11.14 | 10.99 | 10.74 | 10.41 | 9.93 | 207.1 | 206.7 | 205.9 | 205.2 | 204.7 | 204.2 | 203.8 | 203.1 | 202.3 | 201.1 | 199 | 10.49 | 0.62 | 8.08 | 7.72 | 5.91% | 204.14 | 11.0592 | 0.12528 | 11.1184 | 0.99468 | 10.4341 | 1767.83 | 1751.81
2011-10-09 21:50 | 11.43 | 11.36 | 11.21 | 11.05 | 10.93 | 10.84 | 10.72 | 10.52 | 10.28 | 9.91 | 207.3 | 206.7 | 205.6 | 204.4 | 203.7 | 203.3 | 203.1 | 202.5 | 201.4 | 200 | 198 | 10.33 | 0.62 | 8.01 | 7.6 | 6.002% | 203.27 | 10.7685 | 0.10287 | 10.8227 | 0.99499 | 10.2782 | 1725.11 | 1711.76
2011-10-09 22:00 | 11.55 | 11.45 | 11.24 | 11.03 | 10.86 | 10.69 | 10.48 | 10.21 | 9.94 | 9.57 | 206.7 | 206.1 | 205.2 | 204.3 | 203.5 | 202.9 | 202.6 | 201.9 | 200.6 | 198.3 | 197.5 | 10.35 | 0.71 | 7.98 | 7.47 | 6.86% | 202.855 | 10.617 | 0.18334 | 10.6597 | 0.996 | 10.3086 | 1730.45 | 1719.77
2011-10-09 22:10 | 11.63 | 11.58 | 11.46 | 11.27 | 11.08 | 10.89 | 10.66 | 10.35 | 9.98 | 9.45 | 206.2 | 205.2 | 203.8 | 202.8 | 201.9 | 201.1 | 200.5 | 199.9 | 199.1 | 197.1 | 195.5 | 10.44 | 0.67 | 8.11 | 7.15 | 6.418% | 201.01 | 10.781 | 0.19726 | 10.8567 | 0.99302 | 10.3671 | 1754.48 | 1735.79
2011-10-09 22:20 | 11.83 | 11.77 | 11.65 | 11.5 | 11.3 | 11.12 | 10.92 | 10.66 | 10.32 | 9.74 | 208 | 207.3 | 205.8 | 204.4 | 203.5 | 203 | 202.5 | 201.8 | 200.9 | 198.4 | 198.4 | 10.37 | 0.7 | 8.14 | 7.52 | 6.75% | 202.925 | 11.0304 | 0.16772 | 11.0911 | 0.99453 | 10.3132 | 1735.79 | 1719.77
2011-10-09 22:30 | 11.33 | 11.24 | 11.12 | 11.04 | 10.92 | 10.76 | 10.58 | 10.35 | 10.02 | 9.43 | 209.6 | 208.8 | 207.3 | 205.8 | 204.8 | 204.4 | 203.8 | 202.8 | 201.5 | 199.3 | 199.7 | 10.14 | 0.71 | 7.97 | 7.43 | 7.002% | 204.31 | 10.6436 | 0.1559 | 10.734 | 0.99158 | 10.0546 | 1674.38 | 1650.35
2011-10-09 22:40 | 11.16 | 11.08 | 10.95 | 10.82 | 10.68 | 10.57 | 10.44 | 10.23 | 9.91 | 9.34 | 209.3 | 208.6 | 207.1 | 205.7 | 204.7 | 204 | 203.3 | 202.2 | 200.9 | 198.8 | 199.3 | 9.91 | 0.68 | 7.74 | 7.16 | 6.862% | 203.895 | 10.4744 | 0.11436 | 10.5513 | 0.99272 | 9.8378 | 1602.71 | 1576.04
2011-10-09 22:50 | 11.36 | 11.22 | 11.02 | 10.87 | 10.7 | 10.53 | 10.36 | 10.14 | 9.83 | 9.2 | 213.4 | 212.7 | 211.4 | 210.3 | 209 | 207.8 | 206.8 | 205.7 | 204.2 | 202.1 | 202.8 | 9.9 | 0.68 | 7.87 | 7.04 | 6.869% | 207.65 | 10.4534 | 0.15041 | 10.5055 | 0.99504 | 9.8509 | 1598.9 | 1579.85
2011-10-09 23:00 | 11.03 | 10.95 | 10.75 | 10.56 | 10.39 | 10.24 | 10.1 | 9.93 | 9.65 | 8.97 | 217.6 | 216.3 | 213.9 | 212.4 | 211.5 | 210.8 | 209.8 | 208.5 | 206.8 | 203.9 | 206 | 9.82 | 0.62 | 8.51 | 6.62 | 6.314% | 210.65 | 10.1908 | 0.12721 | 10.2198 | 0.99716 | 9.7921 | 1568.42 | 1556.99
2011-10-19 09:50 | 14.44 | 14.34 | 14.18 | 14.02 | 13.84 | 13.66 | 13.42 | 13.19 | 12.98 | 12.2 | 210.5 | 210.2 | 209.7 | 209.2 | 208.3 | 207.1 | 205.7 | 204.5 | 203.4 | 202.5 | 202.2 | 13.2 | 1.15 | 10.65 | 9.37 | 8.712% | 206.89 | 13.5629 | 0.1638 | 13.6254 | 0.99541 | 13.1395 | 1999.2 | 1999.14
2011-10-19 10:00 | 14.23 | 14.12 | 13.9 | 13.67 | 13.48 | 13.25 | 13.04 | 12.84 | 12.64 | 12.18 | 213 | 212.6 | 211.8 | 210.9 | 210 | 209.1 | 208.1 | 207.2 | 206.4 | 205.2 | 203 | 12.76 | 1.23 | 10.62 | 9.11 | 9.639% | 208.95 | 13.2325 | 0.14763 | 13.2197 | 1.001 | 12.7724 | 1996.36 | 1996.47
2011-10-19 10:10 | 13.49 | 13.3 | 13.02 | 12.75 | 12.58 | 12.41 | 12.24 | 12.08 | 11.8 | 11.17 | 214.1 | 213.9 | 213.7 | 213.2 | 212.5 | 211.7 | 210.7 | 209.4 | 208.2 | 206.7 | 206.9 | 12.3 | 1.39 | 10.83 | 9.2 | 11.3% | 211.55 | 12.3797 | 0.12746 | 12.3855 | 0.99953 | 12.2942 | 1991.3 | 1991.19
2011-10-19 10:30 | 14.36 | 14.21 | 13.94 | 13.66 | 13.35 | 13.1 | 12.82 | 12.57 | 12.31 | 11.8 | 215.8 | 215.2 | 213.9 | 212.9 | 212.2 | 211.7 | 210.9 | 210 | 209.1 | 207.6 | 208.4 | 12.91 | 1.31 | 11.47 | 9.21 | 10.15% | 211.58 | 13.0857 | 0.19966 | 13.0595 | 1.002 | 12.9359 | 1998.01 | 1998.34
2011-10-19 10:50 | 13.9 | 13.75 | 13.47 | 13.21 | 12.92 | 12.64 | 12.43 | 12.25 | 11.88 | 11.45 | 214.5 | 213.8 | 212.5 | 211.1 | 210.2 | 209.6 | 208.9 | 208.1 | 207.3 | 206.8 | 207.1 | 12.43 | 1.29 | 10.87 | 8.99 | 10.38% | 209.495 | 12.6649 | 0.15482 | 12.6097 | 1.0044 | 12.4844 | 1992.73 | 1993.28
2011-10-19 11:00 | 13.65 | 13.5 | 13.15 | 12.8 | 12.54 | 12.37 | 12.22 | 11.96 | 11.6 | 11.24 | 216.5 | 215.8 | 214.3 | 212.8 | 211.7 | 211.4 | 211.6 | 211.7 | 211.4 | 210.8 | 210 | 12.38 | 1.2 | 11.25 | 9.05 | 9.693% | 211.43 | 12.3663 | 0.11274 | 12.3484 | 1.0014 | 12.3979 | 1992.18 | 1992.4
2011-10-23 07:00 | 7.47 | 7.47 | 7.48 | 7.54 | 7.6 | 7.67 | 7.75 | 7.68 | 7.55 | 7.3 | 191.5 | 190.8 | 189.4 | 188.1 | 187.2 | 186.1 | 184.6 | 182 | 178.9 | 174.6 | 178.8 | 8.14 | 0.87 | 7.65 | 6.44 | 10.69% | 185.875 | 7.5746 | -0.095887 | 7.6814 | 0.9861 | 8.0268 | 940.38 | 900.01
2011-10-23 07:10 | 7.63 | 7.56 | 7.44 | 7.44 | 7.46 | 7.55 | 7.79 | 8 | 7.99 | 7.55 | 190.8 | 190.1 | 189 | 187.7 | 186.1 | 184.7 | 183.3 | 180.8 | 177.9 | 173.4 | 181.6 | 8.22 | 0.81 | 7.64 | 6.84 | 9.854% | 184.49 | 7.6464 | -0.28918 | 7.5839 | 1.0082 | 8.2877 | 969.74 | 995.43
2011-10-23 07:20 | 8.01 | 8.02 | 8.04 | 8.01 | 7.97 | 7.89 | 7.73 | 7.53 | 7.35 | 6.81 | 187.7 | 187.1 | 186.2 | 184.9 | 183.1 | 181.1 | 179.1 | 177.7 | 176.9 | 175.1 | 175.1 | 8.28 | 0.6 | 7.96 | 6.1 | 7.246% | 180.8 | 7.7394 | 0.18932 | 7.8669 | 0.98379 | 8.1458 | 991.76 | 944.05
2011-10-23 07:30 | 7.74 | 7.68 | 7.56 | 7.47 | 7.44 | 7.4 | 7.28 | 7.06 | 6.76 | 6.15 | 187.6 | 187.5 | 187.2 | 186.4 | 184.9 | 183 | 181.2 | 180.1 | 179.5 | 177.8 | 176.5 | 7.67 | 0.81 | 7.05 | 5.17 | 10.56% | 182.73 | 7.2418 | 0.15108 | 7.3827 | 0.98091 | 7.5236 | 789.67 | 744.52
2011-10-23 07:40 | 7.81 | 7.68 | 7.39 | 7.14 | 7.03 | 6.95 | 6.78 | 6.49 | 6.18 | 5.64 | 189.4 | 188.5 | 186.7 | 185.4 | 183.5 | 180.6 | 178.5 | 178.5 | 178.8 | 176.9 | 175.5 | 6.82 | 0.53 | 6.36 | 4.88 | 7.771% | 180.285 | 6.8276 | 0.22885 | 6.9254 | 0.98589 | 6.7237 | 547.32 | 524.72
2011-10-23 07:50 | 7.99 | 7.86 | 7.59 | 7.35 | 7.24 | 7.17 | 7.05 | 6.8 | 6.48 | 5.96 | 191.9 | 191 | 189.1 | 187.4 | 185.4 | 182.6 | 180.3 | 179.3 | 178.6 | 176.3 | 175.9 | 7.15 | 0.51 | 6.71 | 5.12 | 7.133% | 182.255 | 7.0645 | 0.15597 | 7.1527 | 0.98767 | 7.0618 | 633.15 | 606.06
2011-10-23 08:00 | 7.92 | 7.72 | 7.41 | 7.15 | 7.04 | 6.98 | 6.88 | 6.71 | 6.46 | 5.95 | 193.7 | 192.5 | 190.5 | 188.2 | 186.1 | 183.7 | 182.1 | 181.3 | 180.3 | 178.2 | 178.7 | 7.13 | 0.64 | 6.49 | 4.72 | 8.976% | 183.46 | 6.9191 | 0.13335 | 6.9656 | 0.99332 | 7.0824 | 627.13 | 612.08
2011-10-23 08:10 | 7.4 | 7.25 | 7.02 | 6.82 | 6.67 | 6.56 | 6.39 | 6.24 | 6.08 | 5.85 | 195.2 | 194 | 191.4 | 189 | 187.3 | 186 | 185.2 | 183.8 | 182.5 | 179.6 | 180.3 | 6.7 | 0.65 | 6.07 | 4.91 | 9.701% | 185.88 | 6.5281 | 0.24263 | 6.5354 | 0.99889 | 6.6926 | 520.2 | 517.94
2011-10-27 01:40 | 11.99 | 11.84 | 11.46 | 11.09 | 10.73 | 10.31 | 9.94 | 9.63 | 9.4 | 9.01 | 144.9 | 144.8 | 144 | 143.6 | 143.4 | 143.2 | 143.1 | 142.6 | 141.9 | 140.9 | 140 | 10.37 | 1.27 | 10.09 | 8.14 | 12.25% | 143.185 | 10.3853 | 0.33773 | 10.2562 | 1.0126 | 10.5006 | 1735.79 | 1770.5
2011-10-27 08:20 | 13.55 | 13.47 | 13.25 | 12.92 | 12.58 | 12.24 | 11.98 | 11.73 | 11.42 | 10.8 | 147.5 | 147.5 | 147.2 | 146.8 | 146.1 | 145.4 | 144.8 | 144.5 | 144.3 | 144 | 140.1 | 12.48 | 1.44 | 12.37 | 10.49 | 11.54% | 145.31 | 12.2833 | 0.19841 | 12.2024 | 1.0066 | 12.5628 | 1993.28 | 1994.16
2011-10-27 08:30 | 12.32 | 12.22 | 12.01 | 11.8 | 11.6 | 11.41 | 11.22 | 11.04 | 10.85 | 10.57 | 148.5 | 147.8 | 146.8 | 146.1 | 145.7 | 145.5 | 145.3 | 145 | 144.6 | 144 | 140.5 | 11.79 | 1.25 | 11.67 | 10.18 | 10.6% | 145.47 | 11.4074 | 0.15518 | 11.3826 | 1.0022 | 11.8157 | 1970.36 | 1972.88
2011-10-27 08:40 | 12.45 | 12.28 | 11.97 | 11.71 | 11.48 | 11.27 | 11.11 | 10.94 | 10.72 | 10.18 | 148.8 | 148.4 | 148 | 147.8 | 147.2 | 146.7 | 146.5 | 146.4 | 146 | 146.2 | 145 | 11.07 | 1.95 | 11.08 | 9.34 | 17.62% | 146.67 | 11.2987 | 0.13213 | 11.2469 | 1.0046 | 11.121 | 1909.88 | 1914.08
2011-10-27 08:50 | 11.39 | 11.22 | 10.95 | 10.76 | 10.65 | 10.54 | 10.45 | 10.35 | 10.32 | 10.33 | 149.1 | 148.8 | 148.1 | 148 | 148.6 | 149.3 | 149.8 | 149.4 | 148.4 | 147.3 | 146.1 | 10.62 | 1.61 | 10.64 | 9.81 | 15.16% | 149.375 | 10.5834 | 0.079247 | 10.5271 | 1.0054 | 10.6769 | 1802.54 | 1818.56
2011-10-27 09:00 | 11.4 | 11.27 | 11.03 | 10.78 | 10.52 | 10.26 | 10.07 | 9.92 | 9.76 | 9.35 | 150 | 149.4 | 148.5 | 148 | 147.9 | 147.9 | 147.7 | 147.5 | 147.1 | 146.9 | 144.2 | 10.33 | 1.67 | 10.29 | 8.65 | 16.17% | 147.87 | 10.3256 | 0.17273 | 10.2326 | 1.0091 | 10.4239 | 1725.11 | 1749.14
2011-10-27 09:10 | 10.91 | 10.78 | 10.51 | 10.3 | 10.12 | 9.93 | 9.74 | 9.58 | 9.54 | 9.31 | 152.2 | 151.9 | 151.5 | 150.8 | 149.9 | 149 | 148.5 | 147.9 | 147.4 | 146.6 | 146.8 | 9.54 | 1.83 | 9.51 | 8.85 | 19.18% | 148.925 | 9.957 | 0.17853 | 9.9026 | 1.0055 | 9.5925 | 1461.74 | 1480.79
2011-10-27 09:20 | 11.12 | 10.95 | 10.69 | 10.44 | 10.24 | 10.04 | 9.85 | 9.71 | 9.56 | 9.1 | 150.4 | 149.7 | 148.8 | 148.1 | 147.4 | 146.8 | 146.9 | 146.5 | 145.8 | 145.3 | 146.1 | 9.86 | 1.47 | 9.87 | 8.53 | 14.91% | 146.815 | 10.0627 | 0.17656 | 10.0126 | 1.005 | 9.9094 | 1583.66 | 1602.71
2011-10-27 09:30 | 10.44 | 10.32 | 10.16 | 9.99 | 9.78 | 9.56 | 9.31 | 9.13 | 9 | 8.66 | 150.7 | 150.3 | 149.6 | 149.3 | 148.9 | 148.7 | 148.1 | 147.2 | 146.3 | 146 | 144.1 | 9.79 | 1.63 | 9.77 | 8.2 | 16.65% | 148.61 | 9.5491 | 0.24487 | 9.5238 | 1.0027 | 9.816 | 1556.99 | 1568.42
2011-10-27 09:40 | 10.49 | 10.35 | 10.08 | 9.83 | 9.57 | 9.3 | 9.04 | 8.82 | 8.62 | 8.27 | 149.9 | 149.7 | 149.2 | 148.9 | 148.7 | 148.7 | 148.6 | 148.1 | 147.4 | 146.3 | 144.4 | 9.42 | 1.53 | 9.37 | 8.02 | 16.24% | 148.685 | 9.3232 | 0.26203 | 9.2623 | 1.0066 | 9.4819 | 1416.02 | 1438.88
2011-10-27 09:50 | 10.26 | 10.09 | 9.76 | 9.4 | 9.1 | 8.85 | 8.61 | 8.38 | 8.18 | 7.9 | 151.2 | 150.7 | 150.1 | 149.8 | 149.7 | 149.8 | 149.8 | 149 | 147.8 | 146.4 | 144.1 | 9.2 | 1.61 | 8.99 | 7.45 | 17.5% | 149.8 | 8.9093 | 0.25406 | 8.8152 | 1.0107 | 9.2982 | 1332.2 | 1370.3
2011-10-27 11:10 | 9.58 | 9.3 | 8.83 | 8.5 | 8.3 | 8.09 | 7.84 | 7.64 | 7.43 | 7.16 | 177.6 | 177.2 | 176.7 | 176.3 | 175.6 | 175.6 | 175.5 | 174.8 | 172.7 | 168.9 | 164.7 | 7.88 | 1.64 | 7.64 | 6.87 | 20.81% | 175.585 | 8.1062 | 0.29007 | 8.0537 | 1.0065 | 7.9313 | 852.88 | 867.93
2011-10-27 11:20 | 9.49 | 9.34 | 9.08 | 8.77 | 8.46 | 8.21 | 8.04 | 7.77 | 7.47 | 7.12 | 179.6 | 179.3 | 178.7 | 178 | 177.3 | 177.1 | 177.2 | 176.6 | 174.8 | 170.7 | 167.6 | 8.5 | 1.33 | 8.16 | 6.99 | 15.65% | 177.115 | 8.2594 | 0.19336 | 8.1854 | 1.009 | 8.5768 | 1072.5 | 1101.86
2011-10-27 11:30 | 8.13 | 7.94 | 7.61 | 7.4 | 7.2 | 7.11 | 6.93 | 6.73 | 6.54 | 6.18 | 178.6 | 177.9 | 176.9 | 176.8 | 177 | 177.3 | 177.3 | 176.4 | 174.6 | 172.1 | 166 | 6.95 | 1.32 | 6.72 | 5.79 | 18.99% | 177.3 | 7.0739 | 0.23696 | 7.0839 | 0.99859 | 6.9402 | 576.7 | 574.44
2011-10-27 11:40 | 8.58 | 8.36 | 7.99 | 7.74 | 7.58 | 7.4 | 7.17 | 6.97 | 6.8 | 6.62 | 176.4 | 176.2 | 176.1 | 176.4 | 176.9 | 177.2 | 176.9 | 175.8 | 173.9 | 171 | 165.8 | 7.55 | 1.47 | 7.2 | 6.47 | 19.47% | 177.155 | 7.3899 | 0.29178 | 7.3666 | 1.0032 | 7.5739 | 753.55 | 759.57
2011-10-27 11:50 | 8.56 | 8.42 | 8.24 | 8.06 | 7.86 | 7.64 | 7.49 | 7.28 | 7.03 | 6.63 | 180.3 | 179.9 | 178.9 | 178.5 | 179.1 | 179.9 | 179.7 | 178.1 | 176.2 | 174.5 | 170.6 | 7.93 | 1.11 | 7.52 | 6.19 | 14% | 179.87 | 7.644 | 0.18324 | 7.6183 | 1.0034 | 7.9568 | 867.93 | 876.96
2011-10-27 12:00 | 8.94 | 8.78 | 8.56 | 8.42 | 8.26 | 8.13 | 8 | 7.82 | 7.63 | 7.39 | 180.1 | 179.9 | 179.7 | 179.1 | 178.7 | 178.6 | 178.5 | 177.5 | 176.7 | 175.2 | 168.5 | 8.33 | 1.16 | 8.04 | 7.12 | 13.93% | 178.585 | 8.1098 | 0.14896 | 8.1112 | 0.99982 | 8.3285 | 1010.11 | 1010.11
2011-10-27 12:10 | 9.91 | 9.83 | 9.72 | 9.58 | 9.5 | 9.42 | 9.31 | 9.13 | 8.91 | 8.48 | 182.5 | 182.3 | 181.7 | 181.1 | 181.1 | 180.7 | 179.8 | 178.5 | 176.8 | 175.4 | 175.3 | 9.87 | 0.95 | 9.39 | 7.75 | 9.625% | 180.565 | 9.3381 | 0.10854 | 9.4042 | 0.99297 | 9.8006 | 1587.47 | 1560.8
2011-10-27 12:20 | 9.46 | 9.37 | 9.14 | 8.93 | 8.85 | 8.7 | 8.51 | 8.26 | 8 | 7.58 | 183.6 | 183.5 | 182.8 | 182 | 181.4 | 181.4 | 181.1 | 179.3 | 177.3 | 175.5 | 174.7 | 9.22 | 1.03 | 8.74 | 6.49 | 11.17% | 181.355 | 8.6096 | 0.20405 | 8.6725 | 0.99274 | 9.1531 | 1339.82 | 1313.15
2011-10-27 12:30 | 9.56 | 9.5 | 9.38 | 9.24 | 9.11 | 8.96 | 8.8 | 8.57 | 8.34 | 7.72 | 182.8 | 182.5 | 182.5 | 182.3 | 181.6 | 180.4 | 179.4 | 179.1 | 178.6 | 178.2 | 175.3 | 9.17 | 1.02 | 8.71 | 6.75 | 11.12% | 180.25 | 8.8825 | 0.16651 | 8.9369 | 0.99391 | 9.1142 | 1320.77 | 1297.91
2011-10-27 12:40 | 9.76 | 9.71 | 9.57 | 9.38 | 9.31 | 9.25 | 9.13 | 8.94 | 8.59 | 7.87 | 182.5 | 182 | 181.5 | 181.1 | 180.9 | 180.7 | 179.6 | 178.3 | 177.7 | 177 | 174.8 | 9.43 | 0.77 | 8.99 | 6.75 | 8.165% | 180.535 | 9.129 | 0.12067 | 9.2327 | 0.98876 | 9.324 | 1419.83 | 1377.92
2011-10-27 12:50 | 9.17 | 9.13 | 9.07 | 8.93 | 8.81 | 8.72 | 8.52 | 8.31 | 8.02 | 7.5 | 184.2 | 184 | 183.7 | 183.4 | 183.7 | 184 | 183.9 | 182.9 | 181.8 | 180.8 | 176.2 | 8.73 | 0.69 | 8.25 | 6.41 | 7.904% | 183.985 | 8.5959 | 0.21442 | 8.6911 | 0.98905 | 8.6344 | 1156.91 | 1120.21
2011-10-27 13:00 | 8.51 | 8.44 | 8.32 | 8.28 | 8.15 | 7.97 | 7.76 | 7.55 | 7.23 | 6.59 | 183.9 | 183.9 | 183 | 182.3 | 181.8 | 181.2 | 180.5 | 180.1 | 179.8 | 178.1 | 176.3 | 8.41 | 0.86 | 7.95 | 5.87 | 10.23% | 181.095 | 7.8639 | 0.24675 | 7.9396 | 0.99047 | 8.3299 | 1039.47 | 1010.11
2011-10-27 13:10 | 8.38 | 8.31 | 8.18 | 8.06 | 7.96 | 7.81 | 7.69 | 7.55 | 7.34 | 6.96 | 184 | 183.9 | 183.3 | 182.6 | 181.8 | 181.4 | 180.8 | 179.6 | 178.4 | 176.6 | 172.9 | 8.09 | 0.74 | 7.86 | 6.18 | 9.147% | 181.31 | 7.7768 | 0.14309 | 7.7927 | 0.99797 | 8.0735 | 922.03 | 914.69
2011-10-27 13:20 | 8.28 | 8.19 | 7.96 | 7.75 | 7.64 | 7.48 | 7.17 | 6.84 | 6.6 | 6.3 | 184.5 | 184.5 | 184.2 | 183.9 | 182.9 | 181.3 | 179.6 | 178.3 | 177.8 | 174.5 | 173 | 7.63 | 0.8 | 7.29 | 6.24 | 10.48% | 181.045 | 7.3439 | 0.39114 | 7.4348 | 0.98777 | 7.5367 | 777.63 | 750.54
2011-10-27 13:30 | 7.9 | 7.85 | 7.79 | 7.74 | 7.67 | 7.54 | 7.4 | 7.25 | 7.06 | 6.59 | 184.5 | 184.6 | 184.8 | 184.2 | 183.2 | 182.1 | 180.9 | 180.3 | 179.1 | 177.1 | 173.5 | 7.8 | 0.85 | 7.38 | 5.88 | 10.9% | 181.92 | 7.4615 | 0.1732 | 7.5198 | 0.99226 | 7.7396 | 828.8 | 810.74
2011-10-27 13:40 | 8.68 | 8.63 | 8.54 | 8.44 | 8.36 | 8.31 | 8.26 | 8.17 | 7.94 | 7.47 | 183.4 | 183.2 | 183.3 | 183.4 | 183.3 | 183.2 | 182.5 | 181.7 | 180.3 | 178.4 | 174.7 | 8.78 | 0.84 | 8.38 | 6.72 | 9.567% | 183.095 | 8.2595 | 0.05577 | 8.3028 | 0.99478 | 8.7341 | 1175.26 | 1156.91
2011-10-27 13:50 | 10.25 | 10.21 | 10.2 | 10.2 | 10.17 | 10.1 | 10.04 | 9.98 | 9.81 | 9.37 | 184.7 | 184.2 | 183.5 | 183 | 182.6 | 182.1 | 181.5 | 180.8 | 179.5 | 178 | 176.3 | 10.46 | 0.83 | 10.01 | 8.59 | 7.935% | 182.01 | 10.0379 | 0.055061 | 10.0914 | 0.9947 | 10.4045 | 1759.82 | 1743.8
2011-10-27 14:00 | 9.74 | 9.7 | 9.65 | 9.57 | 9.44 | 9.34 | 9.22 | 9.09 | 8.84 | 8.35 | 185.2 | 184.9 | 184.2 | 183.6 | 183.5 | 183.6 | 183.2 | 183.1 | 183 | 181.8 | 179 | 9.6 | 0.74 | 8.88 | 7.6 | 7.708% | 183.54 | 9.2759 | 0.1195 | 9.3227 | 0.99498 | 9.5518 | 1484.6 | 1465.55
2011-10-27 14:10 | 9.23 | 9.15 | 9.08 | 8.97 | 8.9 | 8.83 | 8.78 | 8.69 | 8.59 | 8.23 | 184.5 | 184.3 | 184.3 | 184.4 | 184.4 | 184.7 | 184.2 | 183.2 | 182.2 | 180.9 | 178.2 | 9.24 | 0.85 | 8.56 | 7.59 | 9.199% | 184.625 | 8.8123 | 0.052476 | 8.8228 | 0.99881 | 9.229 | 1347.44 | 1343.63
2011-10-27 14:20 | 8.08 | 7.97 | 7.75 | 7.64 | 7.52 | 7.44 | 7.36 | 7.34 | 7.3 | 7.04 | 188.7 | 188.4 | 187.4 | 187.1 | 188.2 | 189.3 | 189.6 | 188.1 | 185.9 | 184 | 184.3 | 7.62 | 1.32 | 6.59 | 6.18 | 17.32% | 189.345 | 7.4697 | 0.099904 | 7.4285 | 1.0055 | 7.6623 | 774.62 | 786.66
2011-10-27 14:50 | 10.44 | 10.27 | 9.91 | 9.53 | 9.29 | 9.02 | 8.77 | 8.47 | 8.23 | 7.75 | 197.3 | 197.2 | 197.6 | 197.5 | 196.7 | 195.8 | 195.2 | 194.5 | 193.8 | 192.3 | 191 | 8.57 | 1.14 | 7.02 | 6.46 | 13.3% | 195.71 | 9.0362 | 0.25974 | 8.9837 | 1.0058 | 8.62 | 1098.19 | 1116.54
2011-10-27 15:00 | 9.14 | 9.05 | 8.91 | 8.75 | 8.61 | 8.46 | 8.36 | 8.18 | 7.93 | 7.56 | 192.9 | 192.7 | 192.7 | 192.7 | 192.9 | 193.4 | 192.8 | 191.6 | 190.5 | 190.4 | 187 | 8.54 | 1.24 | 7.2 | 6.41 | 14.52% | 193.31 | 8.4377 | 0.10988 | 8.4456 | 0.99906 | 8.532 | 1087.18 | 1083.51
2011-10-27 15:10 | 9.58 | 9.46 | 9.27 | 9.16 | 9.1 | 9 | 8.85 | 8.72 | 8.58 | 8.3 | 188.1 | 187.5 | 187.1 | 187.2 | 187.3 | 186.7 | 186 | 185.7 | 185.2 | 184.5 | 182.9 | 9.48 | 1.19 | 8.24 | 7.52 | 12.55% | 186.595 | 8.942 | 0.15531 | 8.9784 | 0.99595 | 9.4416 | 1438.88 | 1423.64
2011-10-27 15:20 | 10 | 9.79 | 9.45 | 9.21 | 9.01 | 8.87 | 8.7 | 8.57 | 8.44 | 8.2 | 189.4 | 188.9 | 188.3 | 187.8 | 187.4 | 187.4 | 187.5 | 187.5 | 187.2 | 186 | 183.5 | 9.27 | 1.06 | 8.04 | 7.41 | 11.43% | 187.415 | 8.8969 | 0.17883 | 8.8454 | 1.0058 | 9.3239 | 1358.87 | 1377.92
2011-10-27 15:30 | 9.54 | 9.42 | 9.18 | 9.01 | 8.89 | 8.84 | 8.8 | 8.81 | 8.76 | 8.36 | 187.6 | 187 | 186.1 | 185.9 | 186.5 | 186.5 | 185.6 | 185.2 | 184.3 | 182.9 | 180.8 | 9.43 | 0.87 | 8.48 | 7.39 | 9.226% | 186.365 | 8.8878 | 0.041909 | 8.8343 | 1.0061 | 9.4871 | 1419.83 | 1442.69
2011-10-27 15:40 | 9.53 | 9.41 | 9.22 | 9.06 | 8.92 | 8.82 | 8.77 | 8.73 | 8.67 | 8.33 | 187.6 | 187.3 | 187.2 | 187.5 | 187.6 | 187.8 | 187.6 | 187.3 | 186.3 | 185.1 | 182.6 | 9.25 | 1.21 | 8.22 | 7.68 | 13.08% | 187.77 | 8.8734 | 0.052536 | 8.8128 | 1.0069 | 9.3136 | 1351.25 | 1374.11
2011-10-27 15:50 | 9.4 | 9.26 | 9.04 | 8.92 | 8.89 | 8.81 | 8.61 | 8.45 | 8.33 | 8 | 190.8 | 190.5 | 190.1 | 190 | 190 | 189.6 | 189.1 | 188.3 | 187.6 | 186 | 184.8 | 8.99 | 1.22 | 7.82 | 7.08 | 13.57% | 189.525 | 8.7087 | 0.2122 | 8.7811 | 0.99176 | 8.9159 | 1252.33 | 1226.64
2011-10-27 16:00 | 9.36 | 9.27 | 9.07 | 8.89 | 8.77 | 8.67 | 8.68 | 8.63 | 8.56 | 8.21 | 190.8 | 190.6 | 189.8 | 189 | 188.8 | 189.1 | 188.9 | 187.7 | 186.2 | 183.7 | 183.9 | 9.15 | 1.04 | 7.97 | 7.41 | 11.37% | 189.07 | 8.7396 | -0.010652 | 8.6714 | 1.0079 | 9.2219 | 1313.15 | 1339.82
2011-10-27 16:20 | 9.37 | 9.15 | 9.05 | 8.82 | 8.79 | 8.79 | 8.73 | 8.67 | 8.57 | 8.28 | 189.3 | 188.7 | 186.5 | 187.6 | 187.3 | 187.4 | 187.4 | 186 | 183.8 | 182.1 | 182.9 | 9.19 | 1.09 | 8.27 | 7.58 | 11.86% | 187.4 | 8.7574 | 0.063295 | 8.7814 | 0.99727 | 9.1649 | 1328.39 | 1316.96
2011-10-27 17:10 | 8.56 | 8.44 | 8.24 | 8.13 | 7.99 | 7.81 | 7.61 | 7.4 | 7.08 | 6.49 | 184.5 | 184.1 | 183.8 | 183.8 | 184.2 | 184.4 | 182.9 | 180.6 | 179.2 | 177.4 | 175 | 8.18 | 0.94 | 7.62 | 5.38 | 11.49% | 184.175 | 7.7253 | 0.23973 | 7.781 | 0.99284 | 8.1214 | 955.06 | 933.04
2011-10-27 17:20 | 7.57 | 7.48 | 7.37 | 7.25 | 7.14 | 7.05 | 6.93 | 6.74 | 6.49 | 6.03 | 185.4 | 185.1 | 184.2 | 183.8 | 184.5 | 186 | 185.2 | 181.7 | 178.7 | 178.4 | 176.9 | 7.18 | 0.9 | 6.69 | 5.11 | 12.53% | 185.88 | 6.9631 | 0.15865 | 7.0327 | 0.99011 | 7.109 | 642.18 | 621.11
2011-10-27 17:30 | 8.98 | 8.9 | 8.8 | 8.7 | 8.58 | 8.42 | 8.28 | 8.21 | 7.95 | 7.27 | 185.1 | 184.6 | 183.9 | 183 | 183 | 182.6 | 181.3 | 179.5 | 177.7 | 175.5 | 173.7 | 8.9 | 0.65 | 8.59 | 6.08 | 7.303% | 182.405 | 8.3788 | 0.15494 | 8.3998 | 0.9975 | 8.8777 | 1219.3 | 1211.96
2011-10-27 18:10 | 8.08 | 8.05 | 7.91 | 7.72 | 7.46 | 7.31 | 7.16 | 6.91 | 6.62 | 6.12 | 184.2 | 183.9 | 183.2 | 183.6 | 183.9 | 183.7 | 182.3 | 179.8 | 176.9 | 174.5 | 173.8 | 7.67 | 0.81 | 7.2 | 5.49 | 10.56% | 183.49 | 7.2757 | 0.1916 | 7.2883 | 0.99827 | 7.6567 | 789.67 | 786.66
2011-10-27 18:20 | 7.65 | 7.53 | 7.31 | 7.14 | 6.99 | 6.86 | 6.66 | 6.47 | 6.21 | 5.98 | 181.5 | 181.2 | 181.6 | 182.4 | 183.5 | 182.5 | 180.2 | 177.4 | 175.8 | 173.5 | 170.5 | 6.72 | 1 | 6.4 | 5.75 | 14.88% | 182.155 | 6.7948 | 0.27342 | 6.831 | 0.99471 | 6.6844 | 524.72 | 515.68
2011-10-27 18:30 | 7.06 | 6.95 | 6.82 | 6.72 | 6.67 | 6.61 | 6.49 | 6.37 | 6.21 | 6.17 | 180 | 179.4 | 179.6 | 181 | 184.3 | 185.2 | 182.4 | 179.7 | 178.1 | 176.9 | 169.9 | 6.48 | 1.1 | 6.32 | 5.77 | 16.98% | 184.78 | 6.5355 | 0.16931 | 6.5927 | 0.99133 | 6.4238 | 470.48 | 456.92
2011-10-27 18:40 | 8.02 | 7.94 | 7.79 | 7.67 | 7.54 | 7.43 | 7.27 | 7.05 | 6.82 | 6.27 | 183.4 | 182.9 | 182.2 | 182.3 | 182.9 | 184.1 | 184 | 182.2 | 180 | 179.2 | 174.4 | 7.48 | 1.23 | 7.04 | 5.41 | 16.44% | 184.085 | 7.3411 | 0.20117 | 7.4069 | 0.99113 | 7.4136 | 732.48 | 711.41
2011-10-27 18:50 | 8.91 | 8.9 | 8.82 | 8.71 | 8.66 | 8.61 | 8.52 | 8.36 | 8.17 | 7.74 | 184.1 | 183.5 | 183 | 183.3 | 184.2 | 184.8 | 184 | 182.4 | 181.1 | 180 | 176 | 8.7 | 1.15 | 8.12 | 6.73 | 13.22% | 184.68 | 8.5204 | 0.097104 | 8.597 | 0.99108 | 8.6224 | 1145.9 | 1116.54
2011-10-27 19:00 | 10.49 | 10.45 | 10.34 | 10.25 | 10.13 | 10 | 9.9 | 9.78 | 9.65 | 9.21 | 188.9 | 188.6 | 188.1 | 187.7 | 187 | 185.5 | 184.3 | 183.2 | 181.9 | 180.1 | 180.5 | 10.15 | 1.16 | 9.17 | 8.23 | 11.43% | 185.32 | 9.9749 | 0.092875 | 9.9856 | 0.99893 | 10.1391 | 1677.05 | 1674.38
2011-10-27 19:10 | 10.21 | 10.14 | 10.04 | 9.95 | 9.92 | 9.94 | 9.95 | 9.84 | 9.52 | 8.92 | 187.1 | 186.6 | 186.2 | 186 | 186.4 | 185.9 | 184.8 | 183.9 | 183.1 | 182.2 | 180.1 | 10.2 | 1.38 | 9.4 | 8 | 13.53% | 185.735 | 9.8425 | -0.0092921 | 9.9414 | 0.99005 | 10.0985 | 1690.4 | 1663.7
2011-10-27 19:20 | 9.4 | 9.28 | 9.08 | 8.84 | 8.68 | 8.52 | 8.37 | 8.23 | 8.02 | 7.73 | 186.3 | 185.9 | 185.7 | 185.8 | 186.8 | 188.6 | 188.2 | 186.5 | 184.8 | 183.6 | 181.2 | 8.77 | 1.39 | 7.79 | 6.84 | 15.85% | 188.54 | 8.5196 | 0.16414 | 8.4983 | 1.0025 | 8.792 | 1171.59 | 1178.93
2011-10-27 19:30 | 8.58 | 8.5 | 8.37 | 8.19 | 8.06 | 7.95 | 7.85 | 7.7 | 7.5 | 7.08 | 182.1 | 181.6 | 181 | 181.3 | 182.2 | 184.1 | 185.3 | 183.3 | 180.6 | 181.2 | 178 | 8.49 | 1.18 | 7.71 | 5.88 | 13.9% | 184.28 | 7.9204 | 0.11698 | 7.9356 | 0.99808 | 8.4737 | 1068.83 | 1061.49
2011-10-27 19:40 | 9.07 | 8.98 | 8.83 | 8.77 | 8.73 | 8.68 | 8.65 | 8.55 | 8.33 | 7.74 | 184.7 | 184.3 | 184 | 183.9 | 184.2 | 185.3 | 185.7 | 184 | 181.6 | 181.3 | 178.6 | 9.4 | 1.18 | 8.61 | 6.48 | 12.55% | 185.36 | 8.615 | 0.031994 | 8.6757 | 0.993 | 9.3342 | 1408.4 | 1381.73
2011-10-27 19:50 | 9.13 | 8.96 | 8.66 | 8.44 | 8.36 | 8.34 | 8.38 | 8.39 | 8.37 | 8.02 | 189.7 | 189.1 | 187.9 | 187.3 | 187.6 | 188.6 | 188.2 | 186.3 | 184.6 | 184.4 | 182.9 | 9.08 | 1.23 | 8.08 | 7.02 | 13.55% | 188.54 | 8.4149 | -0.044215 | 8.3457 | 1.0083 | 9.1552 | 1286.48 | 1316.96
2011-10-27 20:00 | 7.8 | 7.63 | 7.34 | 7.06 | 6.87 | 6.78 | 6.78 | 6.73 | 6.63 | 6.35 | 189.1 | 188.6 | 187.4 | 186 | 185.6 | 186.2 | 187.3 | 186.9 | 183.9 | 181.2 | 183.4 | 7.43 | 1.21 | 6.58 | 5.46 | 16.29% | 186.365 | 6.8845 | 0 | 6.78 | 1.0154 | 7.5445 | 717.43 | 750.54
2011-10-27 20:10 | 7.67 | 7.47 | 7.12 | 6.81 | 6.63 | 6.53 | 6.46 | 6.32 | 6.13 | 5.83 | 189.9 | 189.2 | 188.1 | 186.9 | 185.6 | 185.4 | 185.8 | 185.7 | 184.1 | 180.2 | 182.8 | 6.76 | 0.95 | 5.92 | 5.07 | 14.05% | 185.46 | 6.5749 | 0.099596 | 6.5199 | 1.0084 | 6.817 | 533.76 | 547.32
2011-10-27 21:10 | 8.43 | 8.24 | 7.94 | 7.62 | 7.36 | 7.2 | 7.08 | 6.92 | 6.71 | 6.38 | 193.6 | 192.6 | 190.9 | 189.6 | 188.3 | 187.4 | 186.8 | 185.5 | 183.4 | 179.1 | 184.3 | 7.31 | 0.93 | 6.36 | 6.03 | 12.72% | 187.31 | 7.2573 | 0.15531 | 7.1827 | 1.0104 | 7.386 | 681.31 | 705.39
2011-10-27 21:20 | 8.26 | 8.11 | 7.75 | 7.35 | 7.05 | 6.88 | 6.75 | 6.61 | 6.44 | 6.16 | 198.5 | 197.8 | 196.4 | 194.3 | 192.5 | 191.2 | 190 | 188.6 | 186.2 | 182.4 | 187.8 | 6.68 | 0.92 | 5.65 | 5.28 | 13.77% | 191.02 | 6.978 | 0.17628 | 6.8612 | 1.017 | 6.7937 | 515.68 | 540.54
2011-10-27 21:30 | 8.63 | 8.48 | 8.17 | 7.86 | 7.65 | 7.5 | 7.33 | 7.11 | 6.88 | 6.53 | 197.2 | 196.5 | 195 | 193.7 | 192.4 | 191.5 | 190.8 | 189.7 | 187.6 | 183.8 | 186.1 | 7.25 | 0.81 | 6.23 | 5.96 | 11.17% | 191.395 | 7.4952 | 0.21187 | 7.4754 | 1.0027 | 7.2692 | 663.25 | 669.27
2011-10-27 21:40 | 8.36 | 8.25 | 8 | 7.8 | 7.61 | 7.47 | 7.39 | 7.29 | 7.18 | 6.92 | 194.2 | 193.5 | 192.2 | 191.2 | 190.7 | 190.4 | 189.8 | 188.7 | 187 | 183.8 | 185.7 | 7.46 | 0.86 | 6.4 | 6.41 | 11.53% | 190.31 | 7.5281 | 0.0995 | 7.4585 | 1.0093 | 7.5296 | 726.46 | 747.53
2011-10-27 21:50 | 8.83 | 8.67 | 8.33 | 7.95 | 7.64 | 7.4 | 7.19 | 6.95 | 6.7 | 6.43 | 196.7 | 196.2 | 195.1 | 193.7 | 192.3 | 191.9 | 191.6 | 190.7 | 188.8 | 184.7 | 188.5 | 7.18 | 0.73 | 5.9 | 5.87 | 10.17% | 191.855 | 7.4663 | 0.26604 | 7.3695 | 1.0131 | 7.2743 | 642.18 | 669.27
2011-10-28 03:30 | 11.04 | 10.94 | 10.65 | 10.37 | 10.04 | 9.68 | 9.33 | 8.92 | 8.49 | 7.92 | 184.8 | 184.4 | 183.8 | 182.8 | 181.8 | 181 | 180.8 | 180.7 | 180.3 | 179.2 | 175.6 | 10.24 | 1.23 | 9.37 | 7.05 | 12.01% | 180.97 | 9.6436 | 0.34032 | 9.6291 | 1.0015 | 10.2555 | 1701.08 | 1706.42
2011-10-28 04:10 | 13.33 | 13.18 | 12.92 | 12.47 | 12 | 11.61 | 11.23 | 10.74 | 10.23 | 9.57 | 181.4 | 180.9 | 180 | 178.8 | 177.6 | 177 | 176.6 | 176.1 | 174.9 | 173 | 171 | 12.21 | 1.22 | 11.72 | 8.97 | 9.992% | 176.94 | 11.6013 | 0.30752 | 11.5548 | 1.004 | 12.2592 | 1990.31 | 1990.86
2011-10-28 04:20 | 12.8 | 12.68 | 12.39 | 12.11 | 11.89 | 11.64 | 11.31 | 10.97 | 10.55 | 9.91 | 184.2 | 183.5 | 182.3 | 181.4 | 180.6 | 180 | 179.5 | 178.6 | 177.4 | 175.4 | 173.7 | 12.06 | 1.3 | 11.47 | 8.9 | 10.78% | 179.925 | 11.5298 | 0.26577 | 11.5921 | 0.99462 | 11.9951 | 1988.66 | 1988
2011-10-28 04:30 | 12.98 | 12.81 | 12.47 | 12.06 | 11.73 | 11.38 | 11.04 | 10.74 | 10.34 | 9.58 | 180.9 | 180.3 | 179 | 177.9 | 177.3 | 177.1 | 177.2 | 176.4 | 174.7 | 172.2 | 171.3 | 11.98 | 1.37 | 11.49 | 8.54 | 11.44% | 177.115 | 11.3839 | 0.2803 | 11.3307 | 1.0047 | 12.0363 | 1986.32 | 1988.44
2011-10-28 04:40 | 12.94 | 12.84 | 12.6 | 12.24 | 11.84 | 11.46 | 11.06 | 10.66 | 10.24 | 9.57 | 182.2 | 181.6 | 180.4 | 179.3 | 178.4 | 177.5 | 176.6 | 175.4 | 174.1 | 172.3 | 172.4 | 12 | 1.43 | 11.52 | 8.66 | 11.92% | 177.365 | 11.4316 | 0.32831 | 11.4018 | 1.0026 | 12.0313 | 1988 | 1988.33
2011-10-28 04:50 | 12.6 | 12.53 | 12.23 | 11.95 | 11.59 | 11.19 | 10.66 | 10.16 | 9.57 | 8.67 | 184.9 | 184.5 | 183 | 181.3 | 180.5 | 179.8 | 179 | 177.3 | 175.3 | 173.1 | 173.8 | 11.69 | 1.36 | 10.87 | 7.65 | 11.63% | 179.68 | 11.0423 | 0.44839 | 11.1125 | 0.99368 | 11.6162 | 1961.96 | 1956.08
2011-10-28 05:00 | 12.04 | 11.91 | 11.55 | 11.32 | 11.08 | 10.79 | 10.4 | 10.05 | 9.63 | 8.95 | 181.6 | 181.3 | 180.7 | 180.1 | 179.6 | 178.7 | 177.4 | 175.9 | 174.4 | 173.4 | 170.9 | 11.23 | 1.52 | 10.82 | 8.26 | 13.54% | 178.505 | 10.6736 | 0.3402 | 10.7332 | 0.99444 | 11.1676 | 1923.32 | 1918.28
2011-10-28 05:20 | 13.84 | 13.67 | 13.23 | 12.84 | 12.55 | 12.22 | 11.93 | 11.61 | 11.28 | 10.76 | 181.1 | 180.4 | 179.4 | 178.7 | 178.1 | 178 | 178.1 | 177.6 | 176.1 | 173.9 | 171.7 | 12.93 | 1.33 | 12.6 | 10.28 | 10.29% | 178.015 | 12.2363 | 0.22195 | 12.178 | 1.0048 | 12.9919 | 1998.23 | 1998.89
2011-10-28 05:30 | 14.84 | 14.66 | 14.32 | 13.94 | 13.53 | 13.1 | 12.72 | 12.32 | 11.88 | 11.19 | 180 | 179.2 | 178 | 177.2 | 176.6 | 176.2 | 176.2 | 175.9 | 174.8 | 172.7 | 170.6 | 13.8 | 1.23 | 13.32 | 10.58 | 8.913% | 176.2 | 13.1088 | 0.27202 | 13.0449 | 1.0049 | 13.8677 | 1999.8 | 1999.87
2011-10-28 05:40 | 14.98 | 14.88 | 14.54 | 14.18 | 13.79 | 13.33 | 12.93 | 12.55 | 12.2 | 11.71 | 180.5 | 179.9 | 178.3 | 177 | 176.1 | 175.8 | 175.9 | 175.3 | 174.3 | 172.7 | 170.2 | 13.98 | 1.09 | 13.54 | 11.44 | 7.797% | 175.815 | 13.3582 | 0.28154 | 13.2719 | 1.0065 | 14.0709 | 1999.98 | 2000
2011-10-28 05:50 | 14.65 | 14.49 | 14.1 | 13.72 | 13.42 | 13.17 | 12.94 | 12.67 | 12.38 | 11.9 | 177.3 | 176.6 | 175.4 | 174.2 | 173.5 | 173 | 172.4 | 171.4 | 170.4 | 169.6 | 167.2 | 14.1 | 1 | 13.77 | 11.2 | 7.092% | 172.91 | 13.188 | 0.16281 | 13.1368 | 1.0039 | 14.1549 | 2000 | 2000
2011-10-28 06:00 | 15.13 | 14.99 | 14.63 | 14.31 | 14.01 | 13.75 | 13.51 | 13.33 | 13.16 | 12.75 | 178.7 | 178.1 | 177 | 176.4 | 175.7 | 175.2 | 174.5 | 173.5 | 172.5 | 171 | 168.3 | 14.52 | 1.03 | 14.24 | 12.28 | 7.094% | 175.095 | 13.8029 | 0.16272 | 13.7154 | 1.0064 | 14.6127 | 2000 | 2000
2011-10-28 06:10 | 14.84 | 14.71 | 14.35 | 13.98 | 13.67 | 13.27 | 12.85 | 12.4 | 11.9 | 11.24 | 185.5 | 184.4 | 182.4 | 180.9 | 179.7 | 178.7 | 177.6 | 176.2 | 174.4 | 171.7 | 171.3 | 13.61 | 1.18 | 13.11 | 10.67 | 8.67% | 178.535 | 13.181 | 0.29721 | 13.209 | 0.99788 | 13.5811 | 1999.61 | 1999.58
2011-10-28 06:20 | 12.4 | 12.3 | 12.06 | 11.8 | 11.61 | 11.39 | 11.02 | 10.58 | 10.23 | 9.77 | 180.6 | 179.9 | 178.7 | 177.2 | 175.5 | 174.5 | 173.4 | 172.7 | 171.6 | 169.2 | 168.2 | 11.61 | 1.12 | 11.17 | 9.56 | 9.647% | 174.335 | 11.2194 | 0.30517 | 11.3362 | 0.98969 | 11.4903 | 1955.24 | 1945.16
2011-10-28 06:30 | 13.88 | 13.74 | 13.49 | 13.25 | 12.97 | 12.66 | 12.34 | 12.07 | 11.76 | 11.2 | 181.2 | 180.4 | 179.3 | 178.2 | 177 | 176 | 175 | 173.9 | 172.7 | 170.7 | 169.2 | 13.1 | 1.38 | 12.73 | 10.72 | 10.53% | 175.85 | 12.6196 | 0.23658 | 12.6136 | 1.0005 | 13.1062 | 1999.1 | 1999.11
2011-10-28 06:40 | 14.51 | 14.35 | 13.97 | 13.62 | 13.26 | 12.88 | 12.59 | 12.3 | 11.99 | 11.47 | 180 | 179.2 | 177.9 | 176.9 | 176.2 | 175.6 | 175 | 174.2 | 173.3 | 171.5 | 169.5 | 13.41 | 1.12 | 13.03 | 11.19 | 8.352% | 175.51 | 12.9359 | 0.21044 | 12.838 | 1.0076 | 13.5122 | 1999.41 | 1999.51
2011-10-28 06:50 | 15.44 | 15.22 | 14.92 | 14.65 | 14.35 | 14.03 | 13.74 | 13.36 | 12.94 | 12.13 | 182.8 | 182 | 180.8 | 179.7 | 179 | 178.3 | 177.5 | 176.6 | 175.6 | 173.5 | 171.8 | 14.34 | 0.83 | 13.93 | 11.55 | 5.788% | 178.18 | 13.9633 | 0.19301 | 13.9881 | 0.99823 | 14.3146 | 2000 | 2000
2011-10-28 07:00 | 14.45 | 14.3 | 13.93 | 13.53 | 13.1 | 12.71 | 12.28 | 11.88 | 11.42 | 10.73 | 181.3 | 180.8 | 179.6 | 178.5 | 177.6 | 176.6 | 175.4 | 174.1 | 172.9 | 171.1 | 169.8 | 12.97 | 1.29 | 12.58 | 10.31 | 9.946% | 176.42 | 12.6832 | 0.31805 | 12.6475 | 1.0028 | 13.0067 | 1998.67 | 1999.01
2011-10-28 07:10 | 15.61 | 15.48 | 15.26 | 14.93 | 14.57 | 14.17 | 13.71 | 13.2 | 12.67 | 11.94 | 181.3 | 180.6 | 179.4 | 178.3 | 177.2 | 176.2 | 175.1 | 173.6 | 171.8 | 169.3 | 169.8 | 14.41 | 1.05 | 13.93 | 11.36 | 7.287% | 176.035 | 14.041 | 0.30497 | 14.1032 | 0.99559 | 14.3464 | 2000 | 2000
2011-10-28 07:50 | 12.67 | 12.46 | 12.04 | 11.71 | 11.36 | 10.94 | 10.65 | 10.35 | 9.99 | 9.58 | 171.2 | 170.9 | 170.7 | 170.4 | 170.3 | 170.2 | 169.5 | 168.4 | 167.2 | 164.3 | 160.6 | 10.45 | 1.49 | 10.3 | 9.07 | 14.26% | 170.095 | 11.0146 | 0.24827 | 10.898 | 1.0107 | 10.5618 | 1757.15 | 1786.52
2011-10-28 08:00 | 12.56 | 12.35 | 11.95 | 11.5 | 11.1 | 10.75 | 10.42 | 10.11 | 9.79 | 9.46 | 173.5 | 173.2 | 173.3 | 173.1 | 172.8 | 172 | 170.7 | 169.4 | 168.1 | 164.9 | 160.7 | 10.27 | 1.7 | 10.01 | 9.12 | 16.55% | 171.805 | 10.8171 | 0.28812 | 10.7021 | 1.0107 | 10.3804 | 1709.09 | 1738.46
2011-10-28 08:10 | 12.66 | 12.38 | 11.87 | 11.44 | 11.08 | 10.69 | 10.38 | 10.1 | 9.77 | 9.26 | 175 | 174.4 | 173.4 | 172.9 | 172.6 | 172.1 | 171.4 | 170.1 | 168.6 | 165 | 161.8 | 10.32 | 1.65 | 10.05 | 8.83 | 15.99% | 171.995 | 10.7744 | 0.27194 | 10.645 | 1.0122 | 10.4454 | 1722.44 | 1757.15
2011-10-28 08:20 | 13.17 | 12.91 | 12.45 | 12.02 | 11.73 | 11.48 | 11.22 | 10.88 | 10.51 | 9.74 | 176.3 | 176 | 175.4 | 174.6 | 173.5 | 172.3 | 171.4 | 169.9 | 168.3 | 166.1 | 164.2 | 11.64 | 1.44 | 11.21 | 9.24 | 12.37% | 172.165 | 11.4532 | 0.2117 | 11.4424 | 1.0009 | 11.651 | 1957.76 | 1958.6
2011-10-28 08:30 | 12.91 | 12.72 | 12.35 | 12.01 | 11.71 | 11.41 | 11.07 | 10.74 | 10.37 | 9.81 | 178.5 | 178.1 | 177.5 | 176.9 | 176.2 | 175.3 | 174 | 172.8 | 171.5 | 169.4 | 165.7 | 11.88 | 1.34 | 11.45 | 9.4 | 11.28% | 175.105 | 11.3702 | 0.27955 | 11.3607 | 1.0008 | 11.89 | 1977.92 | 1978.76
2011-10-28 08:40 | 12.53 | 12.29 | 11.88 | 11.54 | 11.27 | 11 | 10.84 | 10.72 | 10.47 | 10.01 | 178.1 | 178 | 177.5 | 176.8 | 175.9 | 175 | 173.7 | 172.3 | 170.3 | 168.3 | 165.5 | 11.5 | 1.71 | 11.18 | 9.69 | 14.87% | 174.805 | 11.0896 | 0.1354 | 10.9769 | 1.0103 | 11.618 | 1946 | 1956.08
2011-10-28 08:50 | 12.8 | 12.57 | 12.11 | 11.68 | 11.45 | 11.25 | 11.11 | 10.96 | 10.81 | 10.45 | 177.5 | 177.3 | 176.7 | 176.3 | 175.8 | 175.1 | 174.5 | 173.7 | 172.4 | 170.7 | 168.1 | 11.91 | 1.44 | 11.65 | 9.97 | 12.09% | 175.01 | 11.3415 | 0.11572 | 11.2298 | 1.0099 | 12.0284 | 1980.44 | 1988.33
2011-10-28 09:00 | 13.78 | 13.63 | 13.29 | 12.92 | 12.54 | 12.1 | 11.64 | 11.29 | 10.76 | 9.84 | 179.3 | 178.8 | 177.6 | 176.8 | 176.3 | 175.4 | 174.6 | 173.9 | 172.9 | 171.4 | 169.4 | 12.63 | 1.07 | 12.12 | 9.48 | 8.472% | 175.28 | 12.0661 | 0.35816 | 12.033 | 1.0027 | 12.6647 | 1994.93 | 1995.26
2011-10-28 09:10 | 12.75 | 12.53 | 12.15 | 11.87 | 11.61 | 11.39 | 11.17 | 10.86 | 10.48 | 9.94 | 178 | 177.7 | 177.3 | 176.4 | 175.9 | 175.1 | 174.3 | 173.5 | 172 | 169.7 | 166.8 | 11.84 | 1.35 | 11.6 | 9.46 | 11.4% | 174.98 | 11.3462 | 0.18024 | 11.3582 | 0.99894 | 11.8274 | 1974.56 | 1973.72
2011-10-28 09:20 | 12.73 | 12.45 | 12.02 | 11.62 | 11.25 | 10.87 | 10.54 | 10.25 | 9.89 | 9.34 | 176 | 175.6 | 174.7 | 174.2 | 173.5 | 172.9 | 172.3 | 171.5 | 170.2 | 167.9 | 164.4 | 10.87 | 1.78 | 10.57 | 9.17 | 16.38% | 172.81 | 10.9267 | 0.28489 | 10.8221 | 1.0097 | 10.9751 | 1869.29 | 1898.66
2011-10-28 09:30 | 10.55 | 10.3 | 9.85 | 9.42 | 9.13 | 8.93 | 8.81 | 8.67 | 8.58 | 8.45 | 165.6 | 165.2 | 164.4 | 163.7 | 163.1 | 162.1 | 161.5 | 161.6 | 161.5 | 160.2 | 157.6 | 8.08 | 1.48 | 8.14 | 8.31 | 18.32% | 162.01 | 9.0778 | 0.12502 | 8.9127 | 1.0185 | 8.2297 | 918.36 | 973.41
2011-10-28 09:40 | 9.34 | 9.1 | 8.71 | 8.38 | 8.15 | 7.97 | 7.82 | 7.67 | 7.6 | 7.54 | 160.6 | 159.6 | 157.6 | 156.6 | 156.6 | 157.1 | 157.9 | 158 | 157.4 | 157.2 | 155 | 7.34 | 1.26 | 7.4 | 7.38 | 17.17% | 157.22 | 8.0649 | 0.17558 | 7.9483 | 1.0147 | 7.4476 | 690.34 | 723.45
2011-10-28 09:50 | 9.84 | 9.65 | 9.27 | 8.89 | 8.65 | 8.47 | 8.32 | 8.2 | 8.06 | 7.87 | 156.3 | 155.8 | 154.6 | 153.5 | 153 | 153.1 | 153.4 | 153.5 | 153.5 | 154 | 151.9 | 8.27 | 1.29 | 8.27 | 7.68 | 15.6% | 153.145 | 8.5658 | 0.16512 | 8.4483 | 1.0139 | 8.385 | 988.09 | 1028.46
2011-10-28 10:00 | 9.05 | 8.84 | 8.53 | 8.26 | 8.07 | 7.94 | 7.85 | 7.74 | 7.55 | 7.23 | 158.3 | 157.9 | 157.2 | 156.6 | 156.8 | 157.5 | 158.1 | 158.3 | 158 | 157 | 154.2 | 7.3 | 1.35 | 7.32 | 6.97 | 18.49% | 157.59 | 7.9904 | 0.10534 | 7.927 | 1.008 | 7.3583 | 678.3 | 696.36
2011-10-28 10:10 | 9.43 | 9.27 | 8.94 | 8.6 | 8.34 | 8.11 | 7.99 | 7.89 | 7.87 | 7.62 | 155.8 | 155.2 | 154.3 | 154.2 | 154.3 | 154.5 | 154.2 | 154 | 153.6 | 152.7 | 151.7 | 7.71 | 1.38 | 7.66 | 7.37 | 17.9% | 154.455 | 8.2608 | 0.13776 | 8.0927 | 1.0208 | 7.8702 | 801.71 | 849.87
2011-10-28 10:20 | 9 | 8.8 | 8.46 | 8.16 | 7.88 | 7.62 | 7.41 | 7.22 | 7.09 | 6.92 | 155.6 | 155 | 154.1 | 153.9 | 154.3 | 154.8 | 155.1 | 155.3 | 155.5 | 154.9 | 154.1 | 7.04 | 1.24 | 7.09 | 6.58 | 17.61% | 154.845 | 7.7113 | 0.25825 | 7.5896 | 1.016 | 7.1529 | 600.04 | 633.15
2011-10-28 10:30 | 8.87 | 8.74 | 8.51 | 8.26 | 8.07 | 7.87 | 7.69 | 7.57 | 7.38 | 7.03 | 150.6 | 150 | 149.4 | 149.5 | 149.8 | 150 | 150 | 150 | 149.6 | 149.2 | 147.6 | 7.56 | 1.36 | 7.63 | 6.57 | 17.99% | 150 | 7.9032 | 0.21381 | 7.844 | 1.0076 | 7.6171 | 756.56 | 774.62
2011-10-28 10:40 | 8.39 | 8.26 | 8.08 | 7.91 | 7.72 | 7.51 | 7.27 | 7.02 | 6.82 | 6.59 | 152.1 | 151.3 | 150 | 149.6 | 149.9 | 150.9 | 151.6 | 151.9 | 151.6 | 152.5 | 150.2 | 7.27 | 1.46 | 7.13 | 6.32 | 20.08% | 151.005 | 7.4758 | 0.30014 | 7.4751 | 1.0001 | 7.2706 | 669.27 | 669.27
2011-10-28 10:50 | 9.05 | 8.76 | 8.34 | 7.98 | 7.7 | 7.47 | 7.26 | 6.98 | 6.76 | 6.6 | 156.6 | 155.9 | 155.9 | 156.8 | 158.1 | 159.1 | 158.9 | 158.4 | 158.2 | 159.3 | 151.3 | 7.4 | 1.79 | 7.36 | 6.19 | 24.19% | 159.07 | 7.5245 | 0.26351 | 7.4395 | 1.0114 | 7.4845 | 708.4 | 732.48
2011-10-28 11:00 | 9.5 | 9.38 | 9.15 | 8.93 | 8.79 | 8.65 | 8.5 | 8.35 | 8.17 | 7.89 | 153.3 | 153.1 | 152.5 | 152.3 | 152.6 | 153.3 | 154.2 | 155.4 | 156.1 | 155.9 | 149.5 | 9.05 | 1.86 | 9.03 | 7.71 | 20.55% | 153.435 | 8.6402 | 0.16165 | 8.6283 | 1.0014 | 9.0625 | 1275.05 | 1278.86
2011-10-28 11:10 | 9.87 | 9.69 | 9.43 | 9.28 | 9.11 | 8.96 | 8.78 | 8.51 | 8.27 | 7.86 | 153 | 152.6 | 152.2 | 152.3 | 153 | 154 | 154.9 | 155.5 | 155.6 | 154.9 | 150.1 | 9.21 | 1.59 | 9.23 | 7.72 | 17.26% | 154.135 | 8.8927 | 0.18753 | 8.934 | 0.99538 | 9.1674 | 1336.01 | 1320.77
2011-10-28 12:10 | 10.5 | 10.31 | 10.08 | 9.92 | 9.83 | 9.76 | 9.66 | 9.5 | 9.33 | 9.17 | 155.9 | 155.1 | 154.2 | 153.8 | 153.8 | 154 | 154.2 | 154.1 | 153.3 | 151.2 | 149.3 | 9.78 | 1.66 | 9.88 | 8.93 | 16.97% | 154.03 | 9.7207 | 0.095171 | 9.7456 | 0.99744 | 9.755 | 1553.18 | 1541.75
2011-10-28 12:20 | 11.34 | 11.19 | 10.96 | 10.76 | 10.55 | 10.28 | 10.05 | 9.85 | 9.66 | 9.34 | 154.6 | 154.1 | 153.7 | 153.3 | 153.5 | 153.5 | 153.3 | 152.8 | 151.4 | 150.4 | 148.9 | 9.89 | 1.79 | 9.88 | 9.01 | 18.1% | 153.47 | 10.2935 | 0.2091 | 10.2467 | 1.0046 | 9.9352 | 1595.09 | 1614.14
2011-10-28 13:30 | 13.21 | 12.93 | 12.41 | 11.91 | 11.58 | 11.3 | 11.1 | 10.89 | 10.61 | 10.36 | 169.5 | 169.3 | 169 | 168.5 | 168.2 | 168 | 167.8 | 167.4 | 166.8 | 166.4 | 161.1 | 10.96 | 1.63 | 10.72 | 10.06 | 14.87% | 167.97 | 11.4206 | 0.16502 | 11.2711 | 1.0133 | 11.1054 | 1893.32 | 1913.24
2011-10-28 15:20 | 13.32 | 13.12 | 12.8 | 12.43 | 12.18 | 11.9 | 11.52 | 11.22 | 10.89 | 10.16 | 200.4 | 200.2 | 199.8 | 199.7 | 199.5 | 199.3 | 199.2 | 198.8 | 198 | 197.2 | 194.2 | 11.73 | 1.33 | 9.2 | 7.7 | 11.34% | 199.285 | 11.8351 | 0.2999 | 11.8448 | 0.99918 | 11.7204 | 1965.32 | 1964.48
2011-10-29 17:10 | 7.59 | 7.69 | 7.88 | 8.15 | 8.4 | 8.54 | 8.49 | 8.26 | 8.01 | 7.62 | 204.8 | 204.9 | 205.6 | 206.4 | 206.8 | 207.1 | 206.8 | 205.8 | 204.6 | 202.2 | 202 | 8.02 | 0.56 | 6.54 | 5.94 | 6.983% | 207.055 | 8.212 | 0.054263 | 8.5328 | 0.9624 | 7.7185 | 896.34 | 804.72
2011-11-04 12:30 | 9.64 | 9.51 | 9.3 | 9.08 | 8.83 | 8.55 | 8.26 | 8.03 | 7.84 | 7.55 | 150.6 | 150.2 | 149.8 | 149.7 | 149.6 | 149.7 | 150 | 150.3 | 150.3 | 150 | 145 | 8.5 | 1.56 | 8.27 | 7.02 | 18.35% | 149.745 | 8.5588 | 0.31888 | 8.5078 | 1.006 | 8.5509 | 1072.5 | 1090.85
2011-11-04 13:30 | 10.28 | 10.14 | 9.83 | 9.55 | 9.35 | 9.17 | 9.01 | 8.84 | 8.67 | 8.52 | 151.8 | 151.3 | 150.3 | 149.3 | 148.9 | 149.3 | 149.8 | 150.1 | 150.3 | 150.2 | 147.4 | 9.02 | 1.34 | 9.15 | 8.12 | 14.86% | 149.375 | 9.2093 | 0.16266 | 9.1469 | 1.0068 | 9.0815 | 1263.62 | 1286.48
2011-11-04 13:40 | 10.59 | 10.42 | 10.12 | 9.82 | 9.58 | 9.38 | 9.17 | 8.95 | 8.75 | 8.37 | 153.3 | 152.7 | 151.7 | 150.9 | 150.5 | 150.7 | 151.3 | 152.1 | 152.5 | 152.7 | 148.7 | 9.26 | 1.87 | 9.21 | 8.05 | 20.19% | 150.79 | 9.3935 | 0.20924 | 9.3496 | 1.0047 | 9.3034 | 1355.06 | 1370.3
2011-11-04 13:50 | 11.07 | 10.88 | 10.57 | 10.22 | 9.89 | 9.63 | 9.4 | 9.25 | 9.17 | 9 | 153.8 | 153 | 152 | 151.7 | 151.5 | 151.9 | 152.4 | 152.9 | 153.2 | 153.5 | 149.6 | 9.78 | 1.58 | 9.73 | 8.85 | 16.16% | 151.975 | 9.7472 | 0.22339 | 9.5967 | 1.0157 | 9.9334 | 1553.18 | 1610.33
2011-11-04 14:30 | 9.41 | 9.3 | 9.09 | 8.83 | 8.52 | 8.23 | 7.99 | 7.78 | 7.6 | 7.39 | 149.6 | 148.8 | 148 | 147.7 | 147.8 | 148.4 | 149.5 | 150.2 | 150.8 | 151.7 | 149.7 | 8.01 | 1.57 | 8.03 | 6.84 | 19.6% | 148.565 | 8.299 | 0.27349 | 8.1952 | 1.0127 | 8.1114 | 892.67 | 929.37
2011-11-04 14:40 | 9.76 | 9.57 | 9.27 | 9.06 | 8.81 | 8.43 | 8.22 | 8.02 | 7.85 | 7.65 | 155.1 | 154 | 152.2 | 151.1 | 150.7 | 150.5 | 151 | 151.6 | 152.4 | 152.9 | 148.6 | 8.47 | 1.59 | 8.46 | 7.26 | 18.77% | 150.575 | 8.533 | 0.23312 | 8.3996 | 1.0159 | 8.6046 | 1061.49 | 1109.2
2011-11-04 14:50 | 10.98 | 10.82 | 10.54 | 10.26 | 9.96 | 9.7 | 9.47 | 9.23 | 8.99 | 8.58 | 152.2 | 151.6 | 151 | 151 | 151.2 | 151.7 | 151.6 | 151.5 | 152 | 151.9 | 146.2 | 10.28 | 1.58 | 10.19 | 8.49 | 15.37% | 151.685 | 9.7341 | 0.22176 | 9.6667 | 1.007 | 10.3517 | 1711.76 | 1730.45
2011-11-04 15:00 | 11.65 | 11.5 | 11.27 | 11.05 | 10.77 | 10.41 | 10.06 | 9.74 | 9.43 | 9.11 | 151.7 | 151 | 149.9 | 149.3 | 148.8 | 148.7 | 148.9 | 149.2 | 149.3 | 148.6 | 144.8 | 10.53 | 1.48 | 10.33 | 8.76 | 14.06% | 148.73 | 10.3913 | 0.31604 | 10.3591 | 1.0031 | 10.5627 | 1778.51 | 1786.52
2011-11-04 15:10 | 11.48 | 11.37 | 11.09 | 10.81 | 10.49 | 10.08 | 9.65 | 9.27 | 8.95 | 8.52 | 150.1 | 150 | 149 | 147.9 | 147.2 | 147.2 | 147.7 | 147.9 | 147.6 | 146.6 | 144 | 10.67 | 1.63 | 10.52 | 8.46 | 15.28% | 147.275 | 10.0606 | 0.40286 | 10.0172 | 1.0043 | 10.7162 | 1815.89 | 1829.24
2011-11-05 00:50 | 10.04 | 9.8 | 9.43 | 9.23 | 9.11 | 9.02 | 8.91 | 8.78 | 8.59 | 8.22 | 152.8 | 152.2 | 151.1 | 150 | 149.4 | 149 | 149.3 | 149.7 | 150.1 | 150.5 | 149.2 | 9.16 | 1.51 | 9.15 | 7.74 | 16.48% | 149.045 | 9.0036 | 0.11339 | 9.0042 | 0.99994 | 9.1594 | 1316.96 | 1316.96
2011-11-05 08:00 | 10.73 | 10.6 | 10.37 | 10.13 | 10 | 9.92 | 9.85 | 9.7 | 9.49 | 8.99 | 178.7 | 178.5 | 178.4 | 178.6 | 178.8 | 178.5 | 177.8 | 176.9 | 175.8 | 175.1 | 171 | 10.44 | 1.18 | 10.1 | 8.18 | 11.3% | 178.395 | 9.9019 | 0.06544 | 9.9099 | 0.99918 | 10.4315 | 1754.48 | 1751.81
2011-11-05 08:20 | 9.22 | 8.96 | 8.72 | 8.51 | 8.36 | 8.19 | 7.99 | 7.79 | 7.6 | 7.31 | 178.2 | 177.9 | 178 | 178 | 177.6 | 177 | 176.2 | 174.7 | 173 | 170.4 | 168.6 | 8.3 | 1.49 | 7.97 | 7.03 | 17.95% | 176.88 | 8.1575 | 0.22847 | 8.161 | 0.99957 | 8.2964 | 999.1 | 999.1
2011-11-05 08:30 | 9.82 | 9.59 | 9.21 | 8.9 | 8.61 | 8.37 | 8.15 | 7.98 | 7.82 | 7.53 | 177.1 | 176.8 | 176.7 | 176.8 | 177 | 177.1 | 176.4 | 175.1 | 173.5 | 172.1 | 165.4 | 8.55 | 1.55 | 8.25 | 7.07 | 18.13% | 176.995 | 8.4451 | 0.24614 | 8.3381 | 1.0128 | 8.6597 | 1090.85 | 1131.22
2011-11-05 08:40 | 9.75 | 9.56 | 9.34 | 9.18 | 9.07 | 8.97 | 8.87 | 8.76 | 8.62 | 8.43 | 177.8 | 177.5 | 176.8 | 176.6 | 176.6 | 176.4 | 175.7 | 174.4 | 172.9 | 171.3 | 169.4 | 9.39 | 1.51 | 9.14 | 8.41 | 16.08% | 176.295 | 8.9643 | 0.1036 | 8.9556 | 1.001 | 9.3991 | 1404.59 | 1408.4
2011-11-05 08:50 | 10.14 | 9.92 | 9.65 | 9.42 | 9.23 | 9.08 | 8.88 | 8.69 | 8.45 | 8.11 | 178.1 | 177.9 | 177.7 | 177.3 | 176.7 | 175.9 | 175.2 | 174.4 | 173.2 | 171.3 | 168.3 | 9.44 | 1.53 | 9.13 | 7.88 | 16.21% | 175.795 | 9.0477 | 0.20582 | 9.0511 | 0.99963 | 9.4365 | 1423.64 | 1423.64
2011-11-05 10:50 | 6.76 | 6.56 | 6.33 | 6.14 | 6.04 | 6.03 | 5.98 | 5.88 | 5.74 | 5.54 | 193.2 | 193.3 | 193.4 | 192.7 | 191.7 | 190.6 | 190 | 189.6 | 189.4 | 189.8 | 187.5 | 6.21 | 1.05 | 5.23 | 4.57 | 16.91% | 190.51 | 6.0167 | 0.076945 | 6.0228 | 0.99898 | 6.2037 | 409.46 | 407.2
2011-11-05 11:00 | 6.31 | 6.21 | 5.95 | 5.77 | 5.71 | 5.68 | 5.65 | 5.61 | 5.54 | 5.32 | 190.1 | 189.6 | 188.6 | 187.7 | 186.2 | 185.5 | 185.5 | 184.8 | 183.1 | 182.6 | 183.5 | 5.93 | 0.92 | 5.15 | 4.76 | 15.51% | 185.5 | 5.6996 | 0.048937 | 5.6757 | 1.0042 | 5.9549 | 350.66 | 353.9
2011-11-05 11:10 | 7.53 | 7.51 | 7.44 | 7.35 | 7.28 | 7.31 | 7.25 | 7.1 | 6.92 | 6.6 | 189.7 | 188.8 | 187.3 | 186.5 | 186.4 | 185.5 | 183.9 | 182.8 | 181.8 | 181.6 | 181.2 | 7.56 | 0.98 | 6.72 | 6.07 | 12.96% | 185.26 | 7.2114 | 0.076162 | 7.3014 | 0.98768 | 7.4669 | 756.56 | 729.47
2011-11-05 11:20 | 6.67 | 6.67 | 6.6 | 6.51 | 6.42 | 6.28 | 6.14 | 5.89 | 5.69 | 5.32 | 186.4 | 186 | 184.8 | 183.6 | 183 | 183.1 | 183.1 | 182.8 | 181.7 | 180.8 | 179.9 | 6.42 | 0.94 | 5.63 | 4.62 | 14.64% | 183.1 | 6.2013 | 0.20834 | 6.2597 | 0.99066 | 6.3601 | 456.92 | 443.36
2011-11-05 11:30 | 6.53 | 6.42 | 6.2 | 6.04 | 5.96 | 5.94 | 5.93 | 5.89 | 5.84 | 5.75 | 188.4 | 187.7 | 186.9 | 185.8 | 185.1 | 184.5 | 183.7 | 182.6 | 181.4 | 180.9 | 183.9 | 6.05 | 0.9 | 5.33 | 5.16 | 14.88% | 184.38 | 5.9735 | 0.01557 | 5.9386 | 1.0059 | 6.0856 | 373.3 | 382.34
2011-11-05 11:40 | 6.62 | 6.59 | 6.52 | 6.43 | 6.31 | 6.2 | 6.08 | 5.9 | 5.69 | 5.31 | 184.7 | 184 | 183.2 | 183.2 | 182.9 | 181.8 | 180 | 178.6 | 176.9 | 177.4 | 177.7 | 6.26 | 0.79 | 5.73 | 4.61 | 12.62% | 181.53 | 6.1382 | 0.18061 | 6.1827 | 0.9928 | 6.2149 | 420.76 | 409.46
2011-11-05 11:50 | 7.28 | 7.27 | 7.23 | 7.23 | 7.17 | 7.14 | 7.1 | 6.98 | 6.84 | 6.52 | 185.9 | 185.5 | 184.6 | 183.7 | 182.8 | 181.6 | 180.2 | 179.3 | 178.5 | 179.5 | 177.7 | 7.32 | 0.75 | 6.77 | 5.82 | 10.25% | 181.39 | 7.0722 | 0.051916 | 7.1343 | 0.9913 | 7.2563 | 684.32 | 666.26
2011-11-05 12:00 | 6 | 5.9 | 5.78 | 5.73 | 5.69 | 5.69 | 5.66 | 5.54 | 5.36 | 5.07 | 187.1 | 186.6 | 185.7 | 184.7 | 184.7 | 184.6 | 184.4 | 183.6 | 182.4 | 181.8 | 181.7 | 6.09 | 1.2 | 5.42 | 4.28 | 19.7% | 184.57 | 5.62 | 0.048851 | 5.6857 | 0.98844 | 6.0196 | 382.34 | 366.52
2011-11-05 12:10 | 5.33 | 5.25 | 5.12 | 4.97 | 4.86 | 4.82 | 4.79 | 4.83 | 4.86 | 4.76 | 186.8 | 185.7 | 183.5 | 182.4 | 182 | 181.7 | 181.6 | 180.7 | 179.7 | 177.9 | 181 | 5.1 | 0.63 | 4.54 | 4.05 | 12.35% | 181.685 | 4.8952 | 0.057696 | 4.8157 | 1.0165 | 5.1842 | 216.2 | 229.16
2011-11-05 12:20 | 5.71 | 5.6 | 5.44 | 5.31 | 5.21 | 5.19 | 5.19 | 5.16 | 5.07 | 4.78 | 184.3 | 184.1 | 184.1 | 184.1 | 183.7 | 182.7 | 180.4 | 177.9 | 175.8 | 174.7 | 175.1 | 5.39 | 0.75 | 5.03 | 3.94 | 13.91% | 182.355 | 5.2071 | 0 | 5.19 | 1.0033 | 5.4078 | 263.18 | 266.42
2011-11-05 12:30 | 5.16 | 5.09 | 4.97 | 4.92 | 4.92 | 4.96 | 4.95 | 4.86 | 4.74 | 4.51 | 189.1 | 188.6 | 187.7 | 187 | 186.2 | 185.1 | 183.8 | 182 | 179.9 | 178.4 | 180.9 | 5.07 | 0.74 | 4.52 | 3.99 | 14.6% | 184.905 | 4.887 | 0.01865 | 4.9586 | 0.98557 | 4.9969 | 211.34 | 200
2011-11-05 12:40 | 4.91 | 4.87 | 4.83 | 4.83 | 4.79 | 4.82 | 4.82 | 4.76 | 4.67 | 4.48 | 187.1 | 186.2 | 184.9 | 184.5 | 184.1 | 183.4 | 182.8 | 180.8 | 177.8 | 177 | 179.7 | 4.84 | 0.65 | 4.36 | 3.87 | 13.43% | 183.31 | 4.7718 | 0 | 4.82 | 0.99 | 4.7916 | 182.56 | 177.11
2011-11-05 12:50 | 5.5 | 5.46 | 5.43 | 5.38 | 5.41 | 5.44 | 5.45 | 5.31 | 5.07 | 4.65 | 185.3 | 184.5 | 183.4 | 182.6 | 182.1 | 182.6 | 182.1 | 180.6 | 178.1 | 177.7 | 176.8 | 5.45 | 0.53 | 5.06 | 3.97 | 9.725% | 182.525 | 5.3275 | -0.016972 | 5.4414 | 0.97907 | 5.3359 | 272.9 | 255.08
2011-11-05 13:00 | 4.92 | 4.8 | 4.67 | 4.63 | 4.6 | 4.61 | 4.5 | 4.36 | 4.23 | 4.07 | 196.4 | 195.7 | 194.5 | 193 | 190.5 | 188.7 | 189.5 | 190.8 | 191.1 | 189.4 | 188.6 | 4.3 | 0.61 | 3.56 | 3.31 | 14.19% | 188.82 | 4.5013 | 0.22317 | 4.5941 | 0.97982 | 4.2132 | 123.7 | 113.89
2011-11-05 13:10 | 4.75 | 4.66 | 4.46 | 4.4 | 4.43 | 4.47 | 4.47 | 4.42 | 4.29 | 4.15 | 188.9 | 188.3 | 186.7 | 185.1 | 184.1 | 183.1 | 182 | 180.6 | 179 | 177.6 | 180.4 | 4.46 | 0.52 | 4.05 | 3.65 | 11.66% | 182.935 | 4.4142 | 0 | 4.47 | 0.98752 | 4.4043 | 141.14 | 134.6
2011-11-05 13:20 | 4.69 | 4.67 | 4.79 | 4.9 | 5.09 | 5.11 | 5.11 | 4.97 | 4.69 | 4.31 | 189.3 | 189 | 188.1 | 186 | 184.7 | 182.7 | 178.8 | 175.8 | 174.1 | 175.2 | 179 | 5.06 | 0.47 | 4.58 | 3.91 | 9.289% | 182.115 | 4.9044 | 0 | 5.11 | 0.95977 | 4.8564 | 209.72 | 184.74
2011-11-05 13:30 | 4.52 | 4.49 | 4.34 | 4.29 | 4.38 | 4.53 | 4.47 | 4.28 | 4.09 | 3.7 | 184.5 | 183.5 | 181.6 | 181.5 | 183.3 | 182.8 | 180.2 | 177.2 | 174.7 | 172.9 | 172.6 | 4.39 | 0.86 | 4.11 | 3.32 | 19.59% | 182.41 | 4.3169 | 0.12321 | 4.5214 | 0.95479 | 4.1915 | 133.51 | 111.71
2011-11-05 13:40 | 4.31 | 4.32 | 4.33 | 4.45 | 4.51 | 4.44 | 4.36 | 4.28 | 4.16 | 3.95 | 188.6 | 187.1 | 185.4 | 184.7 | 185.3 | 183.9 | 179.7 | 176.8 | 175 | 173.6 | 170.7 | 4.22 | 0.57 | 4.07 | 3.88 | 13.51% | 183.27 | 4.331 | 0.16802 | 4.4284 | 0.978 | 4.1272 | 114.98 | 105.17
2011-11-05 13:50 | 3.58 | 3.58 | 3.56 | 3.62 | 3.73 | 3.81 | 3.72 | 3.63 | 3.56 | 3.3 | 184.5 | 184.6 | 184.6 | 182.9 | 180.8 | 180.3 | 179.9 | 178.2 | 176.1 | 173.6 | 172.3 | 3.72 | 0.51 | 3.55 | 3.07 | 13.71% | 180.24 | 3.6439 | 0.22091 | 3.797 | 0.95968 | 3.57 | 65.52 | 51.87
2011-11-05 14:00 | 3.26 | 3.32 | 3.51 | 3.62 | 3.55 | 3.4 | 3.34 | 3.31 | 3.27 | 3.13 | 185.6 | 185.4 | 184.8 | 183.4 | 182 | 180.4 | 178.5 | 176.4 | 173.3 | 170.9 | 171.5 | 3.53 | 0.57 | 3.36 | 3.16 | 16.15% | 180.115 | 3.4007 | 0.16453 | 3.3913 | 1.0027 | 3.5397 | 48.23 | 49.14
2011-11-05 14:10 | 3.46 | 3.46 | 3.46 | 3.49 | 3.54 | 3.6 | 3.64 | 3.68 | 3.7 | 3.6 | 183.4 | 183.1 | 182.6 | 181.7 | 180.8 | 180.5 | 179.7 | 178.5 | 176.5 | 172.7 | 172 | 3.73 | 0.37 | 3.73 | 3.5 | 9.92% | 180.38 | 3.5847 | -0.10211 | 3.6057 | 0.99417 | 3.7083 | 66.43 | 64.61
2011-11-05 14:20 | 3.24 | 3.22 | 3.18 | 3.19 | 3.18 | 3.19 | 3.19 | 3.19 | 3.2 | 3.23 | 186.2 | 185.2 | 184.1 | 182.3 | 180.7 | 179.4 | 178.4 | 176.8 | 174.4 | 170.5 | 168.2 | 3.27 | 0.48 | 3.22 | 3.36 | 14.68% | 179.25 | 3.1859 | 0 | 3.19 | 0.99872 | 3.2658 | 24.57 | 24.57
2011-11-05 14:30 | 3.17 | 3.19 | 3.23 | 3.26 | 3.26 | 3.3 | 3.3 | 3.27 | 3.22 | 3.09 | 187.5 | 187 | 185.9 | 183.8 | 182.1 | 181.2 | 180.3 | 178 | 174.8 | 168.8 | 173.2 | 3.43 | 0.38 | 3.32 | 3.03 | 11.08% | 181.065 | 3.2439 | 0 | 3.3 | 0.98301 | 3.3717 | 39.13 | 33.67
2011-11-05 14:40 | 3.84 | 3.79 | 3.75 | 3.84 | 3.91 | 3.85 | 3.81 | 3.71 | 3.65 | 3.5 | 186.8 | 187.4 | 186.3 | 182.6 | 180.2 | 179.2 | 178 | 177.1 | 176.6 | 174.2 | 169.2 | 3.62 | 0.57 | 3.53 | 3.36 | 15.75% | 179.02 | 3.7715 | 0.096512 | 3.8442 | 0.98109 | 3.5515 | 56.42 | 50.05
2011-11-05 14:50 | 3.78 | 3.79 | 3.86 | 4.07 | 4.19 | 4.02 | 3.9 | 3.75 | 3.57 | 3.17 | 185.1 | 184.8 | 185.6 | 186.4 | 183.3 | 178.7 | 173 | 170.5 | 172.7 | 174.4 | 172.7 | 3.82 | 0.4 | 3.66 | 2.93 | 10.47% | 177.845 | 3.8618 | 0.28005 | 4.0026 | 0.96484 | 3.6857 | 74.62 | 62.79
2011-11-05 15:00 | 3.93 | 3.88 | 3.9 | 3.98 | 4.04 | 3.94 | 3.78 | 3.56 | 3.33 | 3.01 | 190.1 | 189.4 | 187 | 184.8 | 185.2 | 188 | 188.2 | 185.2 | 182.3 | 179.1 | 177 | 3.75 | 0.46 | 3.35 | 2.82 | 12.27% | 188.03 | 3.7683 | 0.3831 | 3.9167 | 0.96212 | 3.608 | 68.25 | 55.51
2011-11-05 15:10 | 3.8 | 3.74 | 3.79 | 3.81 | 3.79 | 3.73 | 3.61 | 3.57 | 3.55 | 3.5 | 189.6 | 189.2 | 186.9 | 184.3 | 182.6 | 183.4 | 185.3 | 185.2 | 183.6 | 180.6 | 181.6 | 3.96 | 0.48 | 3.53 | 3.4 | 12.12% | 183.685 | 3.6827 | 0.30218 | 3.7126 | 0.99196 | 3.9282 | 87.36 | 84.63
2011-11-05 15:20 | 4.56 | 4.57 | 4.59 | 4.64 | 4.62 | 4.5 | 4.44 | 4.37 | 4.25 | 3.9 | 187.1 | 187.6 | 187.1 | 185.8 | 184.7 | 183.5 | 181.8 | 180.9 | 180.4 | 177.7 | 176.4 | 4.76 | 0.61 | 4.51 | 3.59 | 12.82% | 183.245 | 4.4597 | 0.12404 | 4.4914 | 0.99295 | 4.7265 | 173.84 | 170.57
2011-11-05 15:30 | 5.37 | 5.39 | 5.35 | 5.34 | 5.28 | 5.26 | 5.17 | 5.05 | 4.81 | 4.34 | 186.6 | 185.9 | 184.3 | 183 | 182.7 | 181.6 | 180.4 | 180 | 180.6 | 180.9 | 176.8 | 5.33 | 0.46 | 4.98 | 3.98 | 8.63% | 181.42 | 5.1514 | 0.15948 | 5.247 | 0.98178 | 5.2329 | 253.46 | 237.26
2011-11-05 15:40 | 4.96 | 4.94 | 4.86 | 4.81 | 4.82 | 4.83 | 4.8 | 4.66 | 4.44 | 4.02 | 187.2 | 187.2 | 186.9 | 185.7 | 185.2 | 185.3 | 184.4 | 183.2 | 182.9 | 183.2 | 180.8 | 4.92 | 0.78 | 4.52 | 3.58 | 15.85% | 185.165 | 4.7231 | 0.057576 | 4.8257 | 0.97873 | 4.8154 | 191.28 | 180.38
2011-11-05 15:50 | 5.17 | 5.19 | 5.25 | 5.3 | 5.29 | 5.12 | 4.95 | 4.78 | 4.57 | 4.2 | 184.8 | 184.5 | 184.2 | 183.6 | 181.5 | 178.2 | 175.6 | 175 | 175.9 | 175.3 | 174 | 5.17 | 0.51 | 4.93 | 3.89 | 9.865% | 177.81 | 5.001 | 0.31204 | 5.0953 | 0.9815 | 5.0744 | 227.54 | 211.34
2011-11-05 16:00 | 4.47 | 4.47 | 4.67 | 4.93 | 4.99 | 4.79 | 4.43 | 4.13 | 3.96 | 3.62 | 178 | 177.6 | 176.3 | 174.6 | 174.1 | 174.2 | 173.6 | 173.9 | 175 | 175.1 | 168.6 | 4.18 | 0.75 | 4 | 3.16 | 17.94% | 174.11 | 4.5381 | 0.72201 | 4.7367 | 0.95808 | 4.0048 | 110.62 | 91
2011-11-05 16:10 | 4.86 | 4.92 | 5.17 | 5.31 | 5.12 | 4.84 | 4.61 | 4.39 | 4.29 | 4.13 | 174.4 | 174.4 | 173.7 | 172.9 | 173.6 | 173.9 | 173.9 | 174.9 | 176.3 | 176.6 | 166.7 | 4.37 | 0.79 | 4.29 | 3.88 | 18.08% | 173.9 | 4.8036 | 0.44991 | 4.8064 | 0.99942 | 4.3675 | 131.33 | 131.33
2011-11-05 16:20 | 3.84 | 3.81 | 3.78 | 3.96 | 4.09 | 4.28 | 4.12 | 3.79 | 3.55 | 3.37 | 156.6 | 156.3 | 156 | 156.1 | 156.4 | 157.6 | 157.9 | 158.3 | 160.9 | 162 | 155.7 | 3.47 | 0.58 | 3.4 | 3.1 | 16.71% | 157.645 | 3.9287 | 0.35208 | 4.2567 | 0.92294 | 3.2026 | 42.77 | 18.2
2011-11-05 16:30 | 4.1 | 3.94 | 3.79 | 3.66 | 3.59 | 3.6 | 3.82 | 4.12 | 4.22 | 4.18 | 157.6 | 158.2 | 157.7 | 157.4 | 156.8 | 157 | 157 | 156 | 154.6 | 152.9 | 158.7 | 3.55 | 0.66 | 3.56 | 3.57 | 18.59% | 157 | 3.8636 | -0.54814 | 3.6307 | 1.0642 | 3.7777 | 50.05 | 70.98
2011-11-08 08:20 | 10.77 | 10.66 | 10.38 | 10.12 | 9.84 | 9.45 | 9.04 | 8.74 | 8.53 | 8.17 | 292.7 | 292.4 | 291.8 | 291.4 | 291.6 | 291.9 | 292.7 | 293.3 | 293.6 | 293.2 | 289.5 | 9.86 | 1.51 | 9.64 | 7.73 | 15.31% | 292.02 | 9.4554 | 0.40989 | 9.3901 | 1.007 | 9.9286 | 1583.66 | 1610.33
2011-11-08 08:30 | 9.18 | 9.03 | 8.73 | 8.44 | 8.24 | 7.93 | 7.64 | 7.45 | 7.37 | 7.23 | 302.1 | 301.5 | 300.6 | 300.7 | 301 | 301.1 | 301.1 | 301.3 | 301.6 | 303 | 296.7 | 8.03 | 1.22 | 7.84 | 6.76 | 15.19% | 301.1 | 7.9908 | 0.34428 | 7.8878 | 1.0131 | 8.1348 | 900.01 | 936.71
2011-11-08 08:40 | 10.99 | 10.82 | 10.47 | 10.22 | 9.98 | 9.66 | 9.44 | 9.3 | 9.2 | 8.92 | 297.2 | 297.3 | 297.6 | 297.9 | 298 | 298.1 | 297.8 | 297.6 | 297.5 | 297 | 294.8 | 10.42 | 1.43 | 10.23 | 9.03 | 13.72% | 298.055 | 9.7603 | 0.21289 | 9.6282 | 1.0137 | 10.563 | 1749.14 | 1786.52
2011-11-08 08:50 | 11.41 | 11.3 | 11.12 | 10.97 | 10.79 | 10.67 | 10.62 | 10.53 | 10.41 | 10.13 | 297 | 296.9 | 296.6 | 296.2 | 295.9 | 296.1 | 296.3 | 296.3 | 296 | 296.3 | 292 | 10.66 | 2.04 | 10.55 | 9.58 | 19.14% | 296.13 | 10.7187 | 0.043405 | 10.6628 | 1.0052 | 10.7159 | 1813.22 | 1829.24
2011-11-08 09:00 | 10.76 | 10.65 | 10.48 | 10.23 | 10.01 | 9.84 | 9.69 | 9.52 | 9.33 | 8.83 | 295.5 | 295.4 | 295.1 | 294.7 | 294.4 | 294.2 | 294.3 | 294.8 | 295.4 | 295.9 | 291.1 | 9.74 | 1.56 | 9.7 | 8.08 | 16.02% | 294.215 | 9.8523 | 0.14195 | 9.8184 | 1.0035 | 9.7736 | 1537.94 | 1549.37
2011-11-08 09:10 | 10.61 | 10.47 | 10.24 | 10.01 | 9.81 | 9.57 | 9.3 | 9.06 | 8.86 | 8.4 | 295.4 | 295.6 | 296 | 296.3 | 296.5 | 296.8 | 296.8 | 296.3 | 295.9 | 295.7 | 292.3 | 9.39 | 1.41 | 9.32 | 7.95 | 15.02% | 296.8 | 9.5404 | 0.26447 | 9.5308 | 1.001 | 9.3994 | 1404.59 | 1408.4
2011-11-08 09:20 | 9.34 | 9.25 | 9 | 8.7 | 8.45 | 8.29 | 8.1 | 7.85 | 7.66 | 7.34 | 287.4 | 287.3 | 287.4 | 287.4 | 287.5 | 287.7 | 288 | 288.4 | 288.6 | 288.3 | 286.7 | 8.68 | 1.33 | 8.56 | 7.65 | 15.32% | 287.745 | 8.2943 | 0.21426 | 8.2625 | 1.0038 | 8.7134 | 1138.56 | 1149.57
2011-11-08 09:30 | 10.16 | 10.01 | 9.66 | 9.34 | 9.14 | 8.99 | 8.86 | 8.68 | 8.49 | 8.23 | 293 | 292.9 | 292.7 | 292.3 | 291.7 | 291.4 | 291.3 | 291.3 | 291.1 | 290.1 | 288.1 | 9.23 | 1.41 | 9.11 | 8.01 | 15.28% | 291.385 | 9.0271 | 0.1346 | 8.9713 | 1.0062 | 9.2875 | 1343.63 | 1366.49
2011-11-08 09:40 | 11.15 | 11.02 | 10.88 | 10.74 | 10.61 | 10.45 | 10.26 | 10.01 | 9.74 | 9.29 | 297.6 | 297.3 | 297.2 | 297.1 | 297 | 296.7 | 296.4 | 296 | 295.8 | 296 | 292.1 | 10.39 | 1.35 | 10.17 | 8.83 | 12.99% | 296.655 | 10.3606 | 0.16956 | 10.4226 | 0.99405 | 10.3282 | 1741.13 | 1725.11
2011-11-08 09:50 | 9.47 | 9.37 | 9.21 | 8.95 | 8.74 | 8.56 | 8.43 | 8.29 | 8.12 | 7.9 | 295.6 | 295.3 | 294.8 | 294.5 | 294 | 293.7 | 293.7 | 293.9 | 293.9 | 293.5 | 291.6 | 9.08 | 1.28 | 8.99 | 7.91 | 14.1% | 293.7 | 8.6095 | 0.14142 | 8.5413 | 1.008 | 9.1526 | 1286.48 | 1313.15
2011-11-08 10:00 | 9.07 | 9 | 8.87 | 8.71 | 8.52 | 8.31 | 8.13 | 7.95 | 7.74 | 7.45 | 296.5 | 296.5 | 296.4 | 296.6 | 296.6 | 296.7 | 297.1 | 297.2 | 297.1 | 296.7 | 292.6 | 8.38 | 1.21 | 8.18 | 7.48 | 14.44% | 296.76 | 8.3082 | 0.20237 | 8.284 | 1.0029 | 8.4045 | 1028.46 | 1035.8
2011-11-08 10:10 | 9.63 | 9.56 | 9.43 | 9.28 | 9.09 | 8.9 | 8.76 | 8.6 | 8.4 | 8 | 296.1 | 295.9 | 295.2 | 294.7 | 294.4 | 294 | 293.6 | 293.5 | 293.6 | 293.8 | 290.7 | 8.98 | 0.88 | 8.83 | 7.61 | 9.8% | 293.94 | 8.9044 | 0.14652 | 8.8798 | 1.0028 | 9.0049 | 1248.66 | 1256
2011-11-08 10:20 | 9.16 | 9.09 | 8.97 | 8.83 | 8.8 | 8.77 | 8.65 | 8.47 | 8.25 | 7.88 | 291.8 | 291.6 | 291.1 | 291.2 | 291.3 | 291.1 | 290.6 | 290.4 | 290.5 | 290.5 | 286.9 | 8.86 | 1.05 | 8.78 | 7.43 | 11.85% | 291.025 | 8.6566 | 0.12732 | 8.7527 | 0.98902 | 8.7627 | 1204.62 | 1167.92
2011-11-08 10:30 | 7.74 | 7.68 | 7.6 | 7.51 | 7.38 | 7.29 | 7.22 | 7.12 | 6.98 | 6.72 | 286.1 | 285.9 | 285.6 | 285.5 | 285.8 | 286.3 | 286.6 | 286.7 | 287 | 288.4 | 281.2 | 7.21 | 2.05 | 7.16 | 6.14 | 28.43% | 286.345 | 7.2847 | 0.089162 | 7.2799 | 1.0007 | 7.2147 | 651.21 | 651.21
2011-11-08 10:40 | 6.57 | 6.51 | 6.39 | 6.24 | 6.09 | 5.97 | 5.83 | 5.71 | 5.59 | 5.36 | 279.4 | 278.9 | 278.5 | 278.3 | 278 | 277.9 | 278.3 | 279 | 279.4 | 280 | 275.4 | 5.81 | 1.16 | 5.8 | 5.11 | 19.97% | 277.96 | 5.9681 | 0.21929 | 5.9497 | 1.0031 | 5.828 | 331.22 | 334.46
2011-11-08 10:50 | 8.67 | 8.59 | 8.49 | 8.44 | 8.33 | 8.24 | 8.12 | 8.02 | 7.99 | 7.93 | 278.8 | 278.5 | 278.1 | 277.6 | 277.7 | 278.3 | 278.8 | 278.9 | 278.9 | 278.9 | 275.3 | 8.32 | 1.79 | 8.25 | 7.45 | 21.51% | 278.375 | 8.2294 | 0.13557 | 8.2227 | 1.0008 | 8.3268 | 1006.44 | 1010.11
2011-11-08 11:00 | 11.97 | 11.9 | 11.79 | 11.7 | 11.63 | 11.5 | 11.35 | 11.23 | 11.1 | 10.79 | 287.6 | 287.4 | 286.7 | 286.3 | 285.9 | 285.6 | 285.3 | 285 | 284.6 | 284.3 | 282.3 | 11.58 | 1.47 | 11.48 | 10.52 | 12.69% | 285.555 | 11.4516 | 0.12133 | 11.4784 | 0.99767 | 11.553 | 1952.72 | 1950.2
2011-11-08 11:10 | 11.65 | 11.56 | 11.4 | 11.23 | 11.04 | 10.88 | 10.75 | 10.57 | 10.35 | 10.02 | 288.9 | 288.9 | 289 | 288.9 | 289 | 289.2 | 288.9 | 288.5 | 288.4 | 288.5 | 284.2 | 10.95 | 1.65 | 10.87 | 9.02 | 15.07% | 289.155 | 10.8718 | 0.11108 | 10.8613 | 1.001 | 10.9606 | 1890.65 | 1893.32
2011-11-08 11:20 | 11.51 | 11.45 | 11.31 | 11.13 | 10.98 | 10.83 | 10.68 | 10.49 | 10.29 | 9.95 | 290.7 | 290.9 | 291.1 | 291 | 290.9 | 291 | 291.2 | 291.3 | 291.4 | 291.7 | 285.3 | 10.48 | 1.42 | 10.45 | 9.13 | 13.55% | 291.03 | 10.798 | 0.12889 | 10.8084 | 0.99904 | 10.4699 | 1765.16 | 1762.49
2011-11-08 11:30 | 10.25 | 10.2 | 10.08 | 9.89 | 9.72 | 9.51 | 9.33 | 9.15 | 8.91 | 8.46 | 293.1 | 293 | 292.8 | 292.7 | 292.5 | 292.4 | 292.2 | 291.8 | 291.7 | 292.4 | 290.3 | 9.64 | 0.88 | 9.52 | 8.51 | 9.129% | 292.37 | 9.4923 | 0.17658 | 9.484 | 1.0009 | 9.6484 | 1499.84 | 1503.65
2011-11-08 12:10 | 11.27 | 11.18 | 11 | 10.92 | 10.91 | 10.85 | 10.67 | 10.43 | 10.18 | 9.73 | 284.2 | 284 | 283.6 | 283.3 | 283 | 282.8 | 282.8 | 282.8 | 282.7 | 282.3 | 279.6 | 10.9 | 0.85 | 10.88 | 9.84 | 7.798% | 282.8 | 10.684 | 0.15459 | 10.824 | 0.98707 | 10.759 | 1877.3 | 1839.92
2011-11-08 12:20 | 11.34 | 11.29 | 11.18 | 11 | 10.81 | 10.6 | 10.32 | 10 | 9.66 | 9.18 | 288 | 287.8 | 287.6 | 287.6 | 287.8 | 287.9 | 287.7 | 287.5 | 287 | 286 | 284.5 | 10.85 | 1.05 | 10.67 | 8.93 | 9.677% | 287.87 | 10.4878 | 0.24738 | 10.5594 | 0.99321 | 10.7764 | 1863.95 | 1845.26
2011-11-08 12:30 | 9.84 | 9.76 | 9.6 | 9.51 | 9.37 | 9.2 | 9.06 | 8.94 | 8.78 | 8.39 | 292 | 292.1 | 292 | 291.4 | 290.7 | 290.2 | 289.9 | 289.6 | 289.3 | 289.7 | 286.1 | 9.25 | 1.17 | 9.22 | 7.92 | 12.65% | 290.155 | 9.1894 | 0.1417 | 9.1798 | 1.001 | 9.2597 | 1351.25 | 1355.06
2011-11-08 12:40 | 9.26 | 9.27 | 9.26 | 9.15 | 9.01 | 8.89 | 8.77 | 8.57 | 8.31 | 7.94 | 289.7 | 289.5 | 289.1 | 288.5 | 288.2 | 288.3 | 288.3 | 288.4 | 288.6 | 288.5 | 284.2 | 9.15 | 1.19 | 9.05 | 7.37 | 13.01% | 288.3 | 8.8249 | 0.12559 | 8.8727 | 0.99462 | 9.1007 | 1313.15 | 1294.1
2011-11-08 12:50 | 7.47 | 7.35 | 7.18 | 7.06 | 6.93 | 6.72 | 6.47 | 6.21 | 5.99 | 5.55 | 290.3 | 290.6 | 290.9 | 291.2 | 290.9 | 290.9 | 291.1 | 290.9 | 290.4 | 288.7 | 286.1 | 6.71 | 1.27 | 6.52 | 5.11 | 18.93% | 290.93 | 6.6444 | 0.35034 | 6.6836 | 0.99413 | 6.6706 | 522.46 | 513.42
2011-11-08 13:00 | 9.57 | 9.47 | 9.22 | 8.97 | 8.78 | 8.62 | 8.42 | 8.18 | 7.99 | 7.66 | 286.7 | 286.4 | 286 | 285.7 | 285.5 | 285.2 | 285.3 | 285.4 | 285.1 | 284.1 | 280.5 | 8.25 | 1.2 | 8.19 | 7.18 | 14.55% | 285.215 | 8.5939 | 0.21693 | 8.5911 | 1.0003 | 8.2528 | 980.75 | 980.75
2011-11-08 13:10 | 6.66 | 6.56 | 6.31 | 6.12 | 6.03 | 5.92 | 5.75 | 5.58 | 5.42 | 5.17 | 287.8 | 287.4 | 286.7 | 286.5 | 287.4 | 288.4 | 289.2 | 289.4 | 289.6 | 289.6 | 285.9 | 6.22 | 1.75 | 6.16 | 5.52 | 28.14% | 288.52 | 5.8763 | 0.26925 | 5.8953 | 0.99677 | 6.1999 | 411.72 | 407.2
2011-11-08 13:20 | 6.97 | 6.86 | 6.64 | 6.37 | 6.16 | 6 | 5.89 | 5.8 | 5.72 | 5.51 | 294.6 | 294.7 | 294.7 | 295.1 | 295.6 | 295.9 | 295.7 | 295.5 | 295.5 | 297.3 | 290.9 | 6.15 | 1.2 | 6.06 | 5.48 | 19.51% | 295.87 | 6.0895 | 0.17099 | 5.9841 | 1.0176 | 6.2583 | 395.9 | 420.76
2011-11-08 13:30 | 9.37 | 9.22 | 9.02 | 8.83 | 8.68 | 8.56 | 8.4 | 8.2 | 8.02 | 7.81 | 290.8 | 290.5 | 290.2 | 290 | 289.6 | 289.2 | 289 | 288.7 | 288.5 | 288.7 | 286.5 | 8.47 | 1.16 | 8.44 | 7.65 | 13.7% | 289.17 | 8.5247 | 0.17436 | 8.5369 | 0.99858 | 8.4579 | 1061.49 | 1057.82
2011-11-08 13:40 | 9.18 | 9.11 | 8.99 | 8.84 | 8.78 | 8.76 | 8.67 | 8.51 | 8.37 | 8.11 | 287.9 | 288 | 288.2 | 288.1 | 287.8 | 287.4 | 286.9 | 286.8 | 287 | 287 | 282.4 | 8.59 | 1.69 | 8.54 | 7.25 | 19.67% | 287.325 | 8.6889 | 0.095433 | 8.747 | 0.99336 | 8.5329 | 1105.53 | 1083.51
2011-11-08 13:50 | 5.65 | 5.53 | 5.28 | 5.07 | 4.92 | 4.79 | 4.63 | 4.48 | 4.37 | 4.08 | 277.6 | 277.2 | 277.4 | 277.4 | 276.8 | 276.6 | 277 | 277.1 | 276.8 | 275.7 | 273.3 | 4.77 | 1.35 | 4.58 | 3.57 | 28.3% | 276.66 | 4.7993 | 0.31395 | 4.7667 | 1.0068 | 4.8025 | 174.93 | 178.2
2011-11-08 14:00 | 8.96 | 8.89 | 8.75 | 8.59 | 8.38 | 8.14 | 7.9 | 7.68 | 7.47 | 7.15 | 287.2 | 287 | 286.7 | 286.4 | 286.3 | 286.4 | 286.9 | 287 | 286.5 | 285.7 | 284 | 8.18 | 1.6 | 8.08 | 6.68 | 19.56% | 286.475 | 8.123 | 0.27656 | 8.1052 | 1.0022 | 8.1979 | 955.06 | 962.4
2011-11-08 14:10 | 9.7 | 9.62 | 9.5 | 9.41 | 9.31 | 9.17 | 9 | 8.9 | 8.77 | 8.5 | 289.5 | 289.3 | 288.7 | 288.3 | 288 | 287.9 | 288.3 | 288.7 | 288.9 | 288.9 | 283.2 | 9.25 | 1.38 | 9.13 | 7.62 | 14.92% | 287.96 | 9.1366 | 0.17292 | 9.1454 | 0.99904 | 9.2411 | 1351.25 | 1347.44
2011-11-08 14:20 | 8.36 | 8.31 | 8.15 | 8.05 | 8.02 | 8.04 | 8.02 | 7.93 | 7.78 | 7.35 | 284.7 | 284.5 | 284.5 | 284.5 | 284.3 | 284.2 | 284.3 | 284.3 | 284.1 | 283.8 | 279.9 | 8.06 | 1.03 | 8.07 | 6.9 | 12.78% | 284.215 | 7.9799 | 0.023016 | 8.0371 | 0.99288 | 8.0026 | 911.02 | 889
2011-11-08 14:30 | 8.83 | 8.75 | 8.51 | 8.22 | 7.96 | 7.7 | 7.49 | 7.31 | 7.11 | 6.74 | 293.6 | 293.4 | 293.2 | 292.7 | 291.9 | 290.9 | 290 | 289.3 | 288.9 | 287.7 | 288.7 | 7.86 | 0.85 | 7.67 | 6.41 | 10.81% | 290.765 | 7.7573 | 0.25553 | 7.6696 | 1.0114 | 7.9499 | 846.86 | 873.95
2011-11-08 14:40 | 9.42 | 9.28 | 8.97 | 8.7 | 8.5 | 8.33 | 8.13 | 7.91 | 7.68 | 7.36 | 297.1 | 296.8 | 296.1 | 295.2 | 294.2 | 293.2 | 292.1 | 290.9 | 289.7 | 288.5 | 289.2 | 8.67 | 0.84 | 8.5 | 6.81 | 9.689% | 293.035 | 8.3126 | 0.22458 | 8.301 | 1.0014 | 8.682 | 1134.89 | 1138.56
2011-11-08 14:50 | 8.97 | 8.79 | 8.45 | 8.08 | 7.75 | 7.47 | 7.21 | 6.95 | 6.7 | 6.25 | 298.1 | 297.7 | 296.7 | 295.8 | 295.3 | 294.6 | 293.5 | 292.2 | 291.2 | 290.6 | 291.5 | 7.89 | 1.06 | 7.64 | 6.32 | 13.43% | 294.435 | 7.5312 | 0.32737 | 7.4322 | 1.0133 | 7.9952 | 855.89 | 889
2011-11-08 15:00 | 9.51 | 9.34 | 9.08 | 8.89 | 8.69 | 8.44 | 8.16 | 7.91 | 7.73 | 7.38 | 294.3 | 293.8 | 292.9 | 292.1 | 291.1 | 290 | 289.2 | 288.8 | 288.7 | 289 | 286.3 | 8.28 | 0.94 | 8.09 | 6.97 | 11.35% | 289.88 | 8.4107 | 0.31177 | 8.3993 | 1.0014 | 8.2913 | 991.76 | 995.43
2011-11-08 15:10 | 8.37 | 8.28 | 8.08 | 7.85 | 7.64 | 7.43 | 7.19 | 6.97 | 6.77 | 6.23 | 295.9 | 295.5 | 294.9 | 294.2 | 293.6 | 293.5 | 293.8 | 293.9 | 293.7 | 294 | 290 | 7.6 | 1.37 | 7.43 | 6.2 | 18.03% | 293.545 | 7.4104 | 0.30342 | 7.3951 | 1.0021 | 7.6157 | 768.6 | 774.62
2011-11-08 15:20 | 9.15 | 8.96 | 8.57 | 8.22 | 7.91 | 7.68 | 7.48 | 7.3 | 7.15 | 6.88 | 307.4 | 306.9 | 306.3 | 305.5 | 304.7 | 303.9 | 303.2 | 303 | 303.1 | 302.9 | 300.8 | 7.92 | 1.17 | 7.72 | 6.47 | 14.77% | 303.795 | 7.7762 | 0.24384 | 7.651 | 1.0164 | 8.0495 | 864.92 | 907.35
2011-11-08 15:30 | 9.31 | 9.18 | 8.96 | 8.74 | 8.5 | 8.24 | 8.02 | 7.79 | 7.55 | 7.08 | 306.9 | 306.7 | 306.3 | 305.9 | 305.9 | 305.9 | 305.7 | 305.4 | 305.3 | 305.9 | 301.7 | 8.42 | 1.23 | 8.17 | 6.86 | 14.61% | 305.87 | 8.2512 | 0.25008 | 8.2081 | 1.0052 | 8.4642 | 1043.14 | 1057.82
2011-11-08 15:40 | 10.07 | 9.92 | 9.67 | 9.4 | 9.09 | 8.76 | 8.48 | 8.18 | 7.82 | 7.23 | 301.7 | 301.4 | 300.7 | 299.9 | 299.4 | 298.8 | 298.2 | 297.7 | 297.2 | 295.6 | 295.2 | 9.05 | 1.26 | 8.78 | 6.79 | 13.92% | 298.71 | 8.769 | 0.3002 | 8.7193 | 1.0057 | 9.1015 | 1275.05 | 1294.1
2011-11-08 15:50 | 9.81 | 9.6 | 9.23 | 8.9 | 8.59 | 8.25 | 7.96 | 7.7 | 7.46 | 7.08 | 302 | 301.8 | 301.3 | 301.1 | 300.8 | 300.4 | 300.4 | 300.4 | 300.4 | 300.6 | 297.6 | 8.47 | 1.07 | 8.22 | 6.69 | 12.63% | 300.4 | 8.3187 | 0.33068 | 8.2078 | 1.0135 | 8.5844 | 1061.49 | 1101.86
2011-11-08 16:00 | 11.06 | 10.88 | 10.54 | 10.26 | 9.94 | 9.57 | 9.24 | 8.99 | 8.74 | 8.2 | 297.3 | 297.2 | 297 | 296.7 | 296.3 | 295.6 | 294.8 | 294.1 | 293.6 | 292.9 | 291.8 | 9.73 | 1.05 | 9.49 | 7.97 | 10.79% | 295.48 | 9.6149 | 0.32428 | 9.522 | 1.0098 | 9.8249 | 1534.13 | 1568.42
2011-11-08 16:10 | 10.03 | 9.94 | 9.74 | 9.5 | 9.26 | 9.02 | 8.78 | 8.55 | 8.3 | 7.92 | 301.9 | 301.4 | 300.6 | 299.8 | 299 | 298.3 | 297.7 | 297.1 | 296.5 | 296.2 | 294.8 | 9.3 | 1.2 | 9.15 | 7.66 | 12.9% | 298.21 | 9.0122 | 0.24921 | 8.9852 | 1.003 | 9.3279 | 1370.3 | 1381.73
2011-11-08 16:20 | 11.49 | 11.36 | 11.07 | 10.71 | 10.35 | 9.94 | 9.51 | 9.11 | 8.74 | 8.21 | 302.8 | 302.7 | 302.3 | 301.8 | 301.2 | 300.4 | 299.3 | 298.4 | 297.5 | 296.6 | 295.6 | 9.84 | 0.88 | 9.55 | 7.83 | 8.943% | 300.235 | 9.9316 | 0.40867 | 9.8772 | 1.0055 | 9.8942 | 1576.04 | 1595.09
2011-11-08 16:30 | 10.63 | 10.42 | 10.05 | 9.66 | 9.37 | 9.05 | 8.73 | 8.38 | 7.98 | 7.29 | 304.1 | 303.7 | 303.3 | 302.7 | 302.2 | 301.9 | 301.5 | 300.8 | 300 | 298.8 | 297.5 | 9.1 | 0.78 | 8.79 | 6.99 | 8.571% | 301.84 | 9.0396 | 0.33267 | 9.0034 | 1.004 | 9.1365 | 1294.1 | 1309.34
2011-11-08 16:40 | 9.95 | 9.76 | 9.37 | 8.95 | 8.56 | 8.18 | 7.84 | 7.53 | 7.25 | 6.79 | 306.7 | 306.3 | 305.7 | 305 | 304.4 | 303.5 | 302.8 | 302.3 | 301.9 | 301.2 | 299.6 | 8.61 | 0.73 | 8.32 | 6.54 | 8.479% | 303.395 | 8.2715 | 0.39231 | 8.1304 | 1.0174 | 8.7594 | 1112.87 | 1167.92
2011-11-08 16:50 | 10.26 | 10.1 | 9.79 | 9.47 | 9.16 | 8.84 | 8.5 | 8.18 | 7.86 | 7.34 | 306.1 | 305.8 | 305.1 | 304.5 | 304.1 | 303.6 | 302.9 | 301.8 | 300.8 | 299.6 | 299.3 | 8.93 | 0.66 | 8.61 | 6.79 | 7.391% | 303.495 | 8.8363 | 0.36244 | 8.7905 | 1.0052 | 8.9766 | 1230.31 | 1248.66
2011-11-08 17:00 | 9.86 | 9.67 | 9.29 | 8.91 | 8.57 | 8.23 | 7.91 | 7.64 | 7.39 | 6.98 | 307.3 | 306.9 | 306 | 305.1 | 304.3 | 303.5 | 302.3 | 301.5 | 300.8 | 300.2 | 299.1 | 8.49 | 0.54 | 8.22 | 6.47 | 6.36% | 303.32 | 8.2979 | 0.36648 | 8.1834 | 1.014 | 8.6088 | 1068.83 | 1112.87
2011-11-08 17:10 | 8.43 | 8.29 | 8 | 7.67 | 7.35 | 7.02 | 6.71 | 6.42 | 6.09 | 5.58 | 308.6 | 308.2 | 307.5 | 306.8 | 306 | 305.3 | 304.5 | 303.7 | 303.4 | 303.5 | 301.2 | 7.39 | 0.8 | 7.14 | 5.49 | 10.83% | 305.18 | 7.0582 | 0.41736 | 6.9747 | 1.012 | 7.4784 | 705.39 | 732.48
2011-11-08 17:20 | 8.81 | 8.66 | 8.35 | 8.11 | 7.89 | 7.65 | 7.36 | 7.02 | 6.71 | 6.24 | 305.4 | 305 | 304.2 | 303.8 | 303.1 | 302.6 | 302 | 301.3 | 300.3 | 298.6 | 298.3 | 7.7 | 0.51 | 7.41 | 5.98 | 6.623% | 302.51 | 7.5903 | 0.35712 | 7.6078 | 0.9977 | 7.6823 | 798.7 | 792.68
2011-11-08 17:30 | 8.39 | 8.22 | 7.92 | 7.66 | 7.38 | 7.07 | 6.75 | 6.41 | 6.1 | 5.68 | 308.3 | 307.9 | 307.1 | 306.5 | 306 | 305.2 | 304.3 | 303.3 | 302.2 | 300.1 | 301.1 | 7.47 | 0.73 | 7.16 | 5.64 | 9.772% | 305.065 | 7.0609 | 0.42802 | 7.0232 | 1.0054 | 7.51 | 729.47 | 741.51
2011-11-08 17:40 | 9.97 | 9.76 | 9.38 | 9.06 | 8.76 | 8.45 | 8.13 | 7.77 | 7.45 | 6.98 | 303.8 | 303.5 | 303.1 | 302.7 | 302.2 | 301.5 | 300.8 | 300.1 | 299.2 | 297.8 | 297.2 | 8.3 | 1.24 | 8 | 6.9 | 14.94% | 301.395 | 8.4454 | 0.35675 | 8.4034 | 1.005 | 8.3415 | 999.1 | 1013.78
2011-11-08 17:50 | 8.47 | 8.26 | 7.93 | 7.54 | 7.12 | 6.71 | 6.39 | 6.11 | 5.87 | 5.61 | 298.5 | 298 | 297 | 296.4 | 295.9 | 295 | 294.1 | 293.7 | 293.1 | 291.6 | 291.5 | 6.91 | 0.87 | 6.64 | 5.31 | 12.59% | 294.865 | 6.8593 | 0.45156 | 6.6632 | 1.0294 | 7.1134 | 567.66 | 621.11
2011-11-08 18:00 | 9.68 | 9.46 | 9.07 | 8.68 | 8.31 | 7.96 | 7.57 | 7.22 | 6.91 | 6.5 | 295.6 | 294.9 | 294 | 293.1 | 291.9 | 290.2 | 288.5 | 287.3 | 286 | 284.1 | 287.3 | 8.1 | 0.7 | 7.97 | 6.38 | 8.642% | 289.945 | 7.9876 | 0.46423 | 7.9029 | 1.0107 | 8.1868 | 925.7 | 958.73
2011-11-08 18:10 | 9.24 | 9.04 | 8.69 | 8.29 | 7.9 | 7.49 | 7.14 | 6.84 | 6.56 | 6.18 | 297.8 | 297.3 | 296.5 | 295.7 | 294.7 | 293.5 | 292.5 | 291.6 | 290.7 | 289.2 | 289.9 | 7.45 | 0.93 | 7.2 | 5.56 | 12.48% | 293.35 | 7.595 | 0.44224 | 7.4388 | 1.021 | 7.6065 | 723.45 | 771.61
2011-11-08 18:20 | 9.5 | 9.23 | 8.74 | 8.23 | 7.75 | 7.35 | 6.98 | 6.62 | 6.3 | 5.86 | 299.8 | 299.4 | 298.9 | 298.7 | 298 | 297.2 | 296.4 | 295.4 | 294.8 | 294.1 | 292.8 | 7.83 | 0.84 | 7.63 | 5.36 | 10.73% | 297.08 | 7.4911 | 0.47731 | 7.2958 | 1.0268 | 8.0396 | 837.83 | 903.68
2011-11-08 18:30 | 10.1 | 9.84 | 9.39 | 8.87 | 8.41 | 8 | 7.65 | 7.29 | 6.95 | 6.43 | 303.7 | 303.3 | 302.6 | 302 | 301.8 | 301.3 | 300.7 | 300.5 | 300.7 | 301 | 296.4 | 7.8 | 1 | 7.47 | 5.69 | 12.82% | 301.21 | 8.133 | 0.4134 | 7.9489 | 1.0232 | 7.9806 | 828.8 | 882.98
2011-11-08 18:40 | 10.58 | 10.47 | 10.1 | 9.62 | 9.15 | 8.71 | 8.23 | 7.83 | 7.51 | 6.85 | 307.2 | 306.4 | 304.9 | 303.6 | 302.9 | 302.4 | 301.7 | 300.6 | 300 | 300.4 | 297.9 | 8.74 | 1.06 | 8.4 | 6.14 | 12.13% | 302.295 | 8.7782 | 0.52383 | 8.6395 | 1.0161 | 8.8803 | 1160.58 | 1211.96
2011-11-08 18:50 | 9.88 | 9.87 | 9.61 | 9.14 | 8.59 | 8.02 | 7.54 | 7.18 | 6.91 | 6.51 | 308.4 | 307.6 | 305.5 | 303.8 | 302.7 | 301.8 | 300.9 | 299.8 | 298.4 | 296.2 | 297.5 | 8.37 | 0.89 | 8.01 | 5.78 | 10.63% | 301.665 | 8.2002 | 0.57032 | 7.9494 | 1.0316 | 8.6341 | 1024.79 | 1120.21
2011-11-08 19:00 | 9.19 | 8.91 | 8.35 | 7.8 | 7.33 | 6.84 | 6.36 | 5.86 | 5.41 | 4.9 | 304.1 | 303.1 | 301.5 | 300.4 | 299.7 | 298.3 | 296.4 | 294.8 | 293 | 290.2 | 294.4 | 7.06 | 0.86 | 6.72 | 5.02 | 12.18% | 298.015 | 6.9575 | 0.67237 | 6.7691 | 1.0278 | 7.2565 | 606.06 | 666.26
2011-11-08 19:10 | 10.23 | 10 | 9.44 | 8.82 | 8.25 | 7.62 | 7.03 | 6.51 | 6.08 | 5.49 | 304.1 | 303.2 | 302.1 | 301.3 | 300.5 | 299.5 | 298.2 | 296.8 | 295.3 | 291.3 | 295.3 | 7.69 | 0.95 | 7.32 | 5.13 | 12.35% | 299.305 | 7.8107 | 0.74473 | 7.5325 | 1.0369 | 7.974 | 795.69 | 879.97
2011-11-08 19:20 | 9.73 | 9.46 | 8.9 | 8.32 | 7.74 | 7.13 | 6.54 | 6.03 | 5.54 | 4.78 | 303.9 | 303.1 | 302.2 | 301.7 | 301 | 299.8 | 298.5 | 296.9 | 295.6 | 293.9 | 295.9 | 7.47 | 0.84 | 6.96 | 4.71 | 11.24% | 299.605 | 7.3116 | 0.79818 | 7.0423 | 1.0382 | 7.7556 | 729.47 | 816.76
2011-11-08 19:30 | 8.94 | 9.04 | 8.96 | 8.62 | 8.2 | 7.69 | 7.14 | 6.61 | 6.11 | 5.46 | 305.7 | 304.9 | 303.4 | 302.2 | 301.3 | 300.5 | 299.8 | 299.2 | 298.5 | 297.9 | 296.1 | 8.06 | 0.87 | 7.75 | 5.44 | 10.79% | 300.395 | 7.6705 | 0.68576 | 7.6087 | 1.0081 | 8.1254 | 911.02 | 936.71
2011-11-08 19:40 | 8.74 | 8.89 | 8.89 | 8.58 | 8.13 | 7.6 | 7.07 | 6.65 | 6.22 | 5.59 | 311.2 | 310.7 | 309.5 | 308.1 | 307.2 | 306.6 | 306.2 | 305.9 | 306.4 | 306.9 | 301.6 | 7.61 | 0.91 | 7.18 | 5.27 | 11.96% | 306.54 | 7.6309 | 0.66801 | 7.5217 | 1.0145 | 7.7205 | 771.61 | 804.72
2011-11-08 19:50 | 7.92 | 8.09 | 8.43 | 8.49 | 8.14 | 7.49 | 6.83 | 6.23 | 5.64 | 4.89 | 314.2 | 313.2 | 311.7 | 310.4 | 309.5 | 308.7 | 308.2 | 307.6 | 307 | 306.7 | 304.2 | 7.74 | 0.79 | 7.21 | 4.52 | 10.21% | 308.625 | 7.3573 | 0.85243 | 7.3917 | 0.99535 | 7.704 | 810.74 | 798.7
2011-11-08 20:00 | 7.24 | 7.24 | 7.42 | 7.64 | 7.57 | 7.18 | 6.55 | 5.96 | 5.47 | 4.84 | 321.2 | 319.8 | 317.6 | 315.4 | 313.3 | 311.7 | 310.8 | 309.9 | 309.2 | 308 | 306.7 | 7.46 | 0.65 | 6.94 | 4.19 | 8.713% | 311.565 | 6.822 | 0.84864 | 7.0861 | 0.96272 | 7.1819 | 726.46 | 642.18
2011-11-08 20:10 | 7.6 | 7.3 | 6.96 | 7.11 | 7.17 | 6.97 | 6.57 | 6.17 | 5.78 | 5.21 | 323.5 | 322.4 | 319.1 | 315.2 | 312 | 308.9 | 306.3 | 304.7 | 303.5 | 301.7 | 302.4 | 7.32 | 0.52 | 7.02 | 4.88 | 7.104% | 308.51 | 6.6344 | 0.54616 | 6.9112 | 0.95995 | 7.0268 | 684.32 | 597.03
2011-11-08 20:20 | 6.98 | 6.7 | 6.48 | 6.47 | 6.39 | 6.07 | 5.67 | 5.32 | 5.02 | 4.67 | 321.4 | 319.2 | 314.9 | 310.5 | 306.4 | 303 | 299.9 | 298.3 | 297.4 | 295.7 | 297.5 | 6.31 | 0.66 | 6.02 | 4.36 | 10.46% | 302.535 | 5.8824 | 0.62995 | 6.011 | 0.97861 | 6.175 | 432.06 | 402.68
2011-11-08 20:30 | 6.93 | 6.61 | 6.18 | 6 | 5.98 | 5.85 | 5.54 | 5.11 | 4.72 | 4.25 | 319.7 | 317.9 | 313.4 | 307.9 | 303.7 | 300 | 296.7 | 294.2 | 292.2 | 287.7 | 295.4 | 5.98 | 0.74 | 5.68 | 4.2 | 12.37% | 299.505 | 5.5847 | 0.50315 | 5.8045 | 0.96212 | 5.7535 | 358.76 | 321.5
2011-11-08 20:40 | 6.25 | 6.04 | 5.87 | 5.86 | 5.78 | 5.55 | 5.25 | 4.94 | 4.62 | 4.14 | 311.9 | 310.4 | 308.2 | 306.1 | 303.4 | 299.7 | 296.5 | 294.2 | 292.6 | 290.6 | 296.1 | 5.87 | 0.52 | 5.63 | 4 | 8.859% | 299.22 | 5.3798 | 0.51352 | 5.506 | 0.97709 | 5.7355 | 340.94 | 319.88
2011-11-08 20:50 | 6.19 | 5.94 | 5.65 | 5.44 | 5.25 | 4.99 | 4.67 | 4.38 | 4.17 | 3.94 | 307.8 | 306.4 | 303.5 | 299.7 | 296.2 | 291.8 | 287.5 | 284 | 280.9 | 276.5 | 288 | 5.13 | 0.55 | 4.91 | 3.82 | 10.72% | 291.155 | 4.9149 | 0.61246 | 4.9428 | 0.99434 | 5.101 | 221.06 | 216.2
2011-11-08 21:00 | 6.14 | 6.02 | 6.05 | 6.01 | 5.73 | 5.42 | 5.18 | 5.01 | 4.81 | 4.4 | 305.7 | 303.8 | 301.5 | 299.1 | 295.6 | 292.3 | 290.4 | 289.1 | 288.5 | 287.2 | 289.4 | 5.64 | 0.49 | 5.44 | 4.29 | 8.688% | 292.015 | 5.4244 | 0.41853 | 5.3849 | 1.0073 | 5.6814 | 303.68 | 310.16
2011-11-08 21:10 | 7.75 | 7.36 | 6.82 | 6.51 | 6.33 | 6.12 | 5.79 | 5.42 | 5.12 | 4.69 | 318.3 | 317.4 | 314.6 | 311.5 | 308.9 | 305.9 | 303.1 | 301.3 | 300.3 | 299.2 | 301.1 | 6.41 | 0.46 | 6.13 | 4.53 | 7.176% | 305.48 | 6.0246 | 0.51223 | 6.0716 | 0.99226 | 6.3604 | 454.66 | 443.36
2011-11-08 21:20 | 7.17 | 7.01 | 6.77 | 6.46 | 6.06 | 5.65 | 5.34 | 5.05 | 4.79 | 4.43 | 317.5 | 315.4 | 311.8 | 309.1 | 306.8 | 305 | 303.7 | 302.8 | 302.3 | 301.7 | 299.4 | 5.91 | 0.59 | 5.64 | 4.15 | 9.983% | 304.805 | 5.7634 | 0.52147 | 5.6045 | 1.0284 | 6.0776 | 347.42 | 380.08
2011-11-08 21:30 | 7.05 | 6.97 | 6.68 | 6.23 | 5.84 | 5.49 | 5.16 | 4.92 | 4.73 | 4.45 | 309.6 | 308.2 | 305.2 | 302.6 | 300.6 | 299.4 | 298.2 | 297 | 295.7 | 294 | 296.2 | 6.13 | 0.51 | 5.95 | 4.39 | 8.32% | 299.22 | 5.6247 | 0.57286 | 5.4415 | 1.0337 | 6.3365 | 391.38 | 438.84
2011-11-08 21:40 | 6.62 | 6.48 | 6.36 | 6.29 | 6.15 | 5.92 | 5.63 | 5.36 | 5.12 | 4.72 | 314.2 | 312.8 | 309.5 | 306 | 303.5 | 301.3 | 299.7 | 298.9 | 298.4 | 297 | 297.2 | 6.09 | 0.67 | 5.85 | 4.18 | 11% | 301.06 | 5.8093 | 0.46415 | 5.8776 | 0.98838 | 6.0192 | 382.34 | 366.52
2011-11-08 21:50 | 6.27 | 6.16 | 6.12 | 6.19 | 6.22 | 6.19 | 6.07 | 5.88 | 5.62 | 5.08 | 310.7 | 309.1 | 306.8 | 305.6 | 304.7 | 303.4 | 301.7 | 300.2 | 298.5 | 295.8 | 299.1 | 6.35 | 0.68 | 6.33 | 4.69 | 10.71% | 303.145 | 6.0012 | 0.18091 | 6.1727 | 0.97223 | 6.1737 | 441.1 | 400.42
2011-11-08 22:00 | 6.47 | 6.22 | 5.92 | 5.79 | 5.83 | 5.93 | 6 | 5.98 | 5.87 | 5.42 | 317.6 | 315.5 | 311.9 | 309.7 | 308.6 | 307.4 | 306.3 | 305 | 303.4 | 300.6 | 302.5 | 6.17 | 0.44 | 6.3 | 4.92 | 7.131% | 307.235 | 5.8869 | -0.10845 | 5.94 | 0.99107 | 6.1149 | 400.42 | 386.86
2011-11-08 23:00 | 5.32 | 5.17 | 5.08 | 5.06 | 4.96 | 4.88 | 4.69 | 4.37 | 3.92 | 3.23 | 330.9 | 329.1 | 325.2 | 322 | 318.6 | 315.7 | 313.3 | 311.4 | 309.4 | 307.5 | 310 | 5.06 | 0.42 | 5.05 | 3.02 | 8.3% | 315.34 | 4.6682 | 0.36698 | 4.8523 | 0.96205 | 4.868 | 209.72 | 185.83
2011-11-08 23:10 | 5.34 | 5.26 | 5.24 | 5.17 | 4.98 | 4.85 | 4.81 | 4.69 | 4.38 | 3.71 | 328.9 | 327.5 | 326.2 | 323.3 | 319.9 | 316.6 | 313.3 | 310.8 | 309.4 | 309.6 | 310.2 | 4.84 | 0.31 | 4.87 | 3.23 | 6.405% | 316.105 | 4.8167 | 0.07653 | 4.8442 | 0.99431 | 4.8125 | 182.56 | 179.29
2011-11-08 23:20 | 4.68 | 4.71 | 4.7 | 4.43 | 4.23 | 4.23 | 4.31 | 4.22 | 3.92 | 3.16 | 328.1 | 325.8 | 324.3 | 321.4 | 317.8 | 315.7 | 314.3 | 313.2 | 312.1 | 311.1 | 310.4 | 4.13 | 0.55 | 4.26 | 2.6 | 13.32% | 315.49 | 4.2471 | -0.17314 | 4.2414 | 1.0013 | 4.1355 | 105.17 | 106.26
2011-11-09 | 3.19 | 3.18 | 3.27 | 3.52 | 3.82 | 3.75 | 3.29 | 2.87 | 2.74 | 2.36 | 340.4 | 339.1 | 336.8 | 334 | 331.8 | 329.9 | 329 | 329.5 | 329 | 327.3 | 323.2 | 4.04 | 0.14 | 3.52 | 1.78 | 3.465% | 329.765 | 3.3217 | 1.2094 | 3.6803 | 0.90255 | 3.6463 | 95.36 | 59.15
2011-11-09 09:10 | 4.72 | 4.69 | 4.61 | 4.61 | 4.74 | 4.91 | 5.14 | 5.27 | 5.32 | 5.23 | 187.9 | 187.5 | 185.8 | 183.4 | 181.7 | 180.2 | 180.2 | 181.5 | 182.6 | 182.7 | 174.1 | 5.08 | 0.26 | 5.14 | 4.69 | 5.118% | 180.2 | 4.9673 | -0.42304 | 4.9423 | 1.005 | 5.1056 | 212.96 | 217.82
2011-11-09 09:20 | 5.09 | 5.03 | 4.93 | 4.82 | 4.71 | 4.64 | 4.66 | 4.73 | 4.87 | 4.94 | 182.8 | 182.2 | 181.3 | 180.2 | 178.8 | 178.4 | 177.9 | 177.9 | 179.2 | 180 | 170.5 | 4.79 | 0.44 | 4.67 | 4.77 | 9.186% | 178.325 | 4.7807 | -0.039746 | 4.6429 | 1.0297 | 4.9322 | 177.11 | 192.37
2011-11-09 09:30 | 5.68 | 5.69 | 5.66 | 5.65 | 5.57 | 5.48 | 5.43 | 5.32 | 5.19 | 4.85 | 184.2 | 183.8 | 183.3 | 182.5 | 181.3 | 179.9 | 178.3 | 176.9 | 175.8 | 174.9 | 173.7 | 5.81 | 0.31 | 5.65 | 4.61 | 5.336% | 179.66 | 5.4447 | 0.084703 | 5.4728 | 0.99486 | 5.7802 | 331.22 | 326.36
2011-11-09 09:40 | 5.95 | 5.95 | 5.92 | 5.94 | 5.98 | 6.03 | 6.1 | 6.15 | 6.1 | 5.77 | 188.3 | 186.8 | 184.8 | 183.7 | 182.7 | 181.6 | 179.7 | 178.1 | 176.7 | 176.1 | 178.2 | 6.26 | 0.43 | 6.18 | 5.53 | 6.869% | 181.315 | 6.0109 | -0.10666 | 6.04 | 0.99518 | 6.2298 | 420.76 | 413.98
2011-11-09 09:50 | 6.37 | 6.3 | 6.26 | 6.28 | 6.34 | 6.38 | 6.4 | 6.42 | 6.44 | 6.3 | 190.4 | 189.7 | 188 | 186.6 | 185.1 | 183.8 | 182.1 | 181.1 | 180.1 | 179.3 | 178.7 | 6.53 | 0.43 | 6.26 | 6.01 | 6.585% | 183.545 | 6.3501 | -0.028923 | 6.3829 | 0.99487 | 6.4965 | 481.78 | 475
2011-11-09 10:00 | 6.63 | 6.63 | 6.66 | 6.64 | 6.67 | 6.66 | 6.7 | 6.73 | 6.71 | 6.53 | 191.4 | 190.2 | 188.1 | 186.4 | 185.2 | 184.5 | 183.4 | 182.7 | 182.3 | 180.6 | 178.6 | 6.83 | 0.44 | 6.53 | 6.09 | 6.442% | 184.335 | 6.6667 | -0.055335 | 6.6657 | 1.0001 | 6.831 | 549.58 | 549.58
2011-11-09 10:10 | 6.23 | 5.98 | 5.62 | 5.42 | 5.34 | 5.43 | 5.7 | 5.99 | 6.19 | 6.1 | 193.1 | 191.8 | 189.6 | 186.8 | 185.1 | 184.4 | 184 | 183.2 | 181.9 | 179.1 | 182.7 | 5.73 | 0.68 | 5.28 | 5.6 | 11.87% | 184.34 | 5.7142 | -0.44844 | 5.4679 | 1.045 | 5.9881 | 318.26 | 360.38
2011-11-09 10:20 | 6.03 | 5.89 | 5.64 | 5.3 | 5.01 | 4.86 | 4.97 | 5.2 | 5.44 | 5.42 | 196.5 | 196.4 | 195.1 | 193.6 | 191.5 | 189.6 | 187.7 | 185.9 | 184 | 180.5 | 188.5 | 4.89 | 0.66 | 4.18 | 5.24 | 13.5% | 189.315 | 5.2257 | -0.20683 | 4.8756 | 1.0718 | 5.2411 | 188.01 | 238.88
2011-11-09 10:30 | 6.52 | 6.43 | 6.26 | 6.02 | 5.75 | 5.49 | 5.16 | 4.88 | 4.69 | 4.53 | 200.2 | 200.8 | 200 | 198.7 | 197.6 | 196.1 | 194.3 | 191.8 | 188.7 | 183.3 | 194.6 | 5.32 | 0.5 | 4.07 | 4.38 | 9.398% | 195.83 | 5.4818 | 0.57286 | 5.4415 | 1.0074 | 5.3594 | 251.84 | 258.32
2011-11-12 07:30 | 6.41 | 6.1 | 5.59 | 5.17 | 4.95 | 4.9 | 4.99 | 5.13 | 5.19 | 4.99 | 184.8 | 185.5 | 186.2 | 185.6 | 186 | 186.2 | 185.7 | 186.1 | 186.2 | 185.6 | 187.3 | 5.22 | 0.84 | 4.43 | 4.36 | 16.09% | 186.125 | 5.168 | -0.16819 | 4.9128 | 1.0519 | 5.4912 | 235.64 | 279.38
2011-11-12 09:30 | 5.16 | 4.91 | 4.31 | 3.52 | 2.79 | 2.27 | 1.94 | 1.68 | 1.47 | 1.32 | 180.8 | 179.4 | 177.6 | 175.5 | 174.4 | 174.8 | 177.3 | 180.3 | 184.3 | 189.9 | 170.7 | 2.71 | 0.95 | 2.09 | 1.06 | 35.06% | 175.175 | 2.9532 | 1.4517 | 2.2195 | 1.3306 | 3.6059 | 0 | 55.51
2011-11-12 09:40 | 4.6 | 4.57 | 4.44 | 4.08 | 3.58 | 3.05 | 2.45 | 1.86 | 1.43 | 1.14 | 181.4 | 180.3 | 179 | 179.4 | 180.4 | 181.6 | 184.7 | 187.4 | 188.8 | 181.1 | 171.9 | 3.85 | 0.39 | 3.26 | 0.83 | 10.13% | 182.065 | 3.2784 | 2.0243 | 2.9558 | 1.1092 | 4.2703 | 77.35 | 120.43
2011-11-12 09:50 | 4.27 | 4.16 | 3.99 | 3.76 | 3.53 | 3.28 | 2.94 | 2.51 | 2.1 | 1.65 | 180.6 | 179 | 176.8 | 176.3 | 176.1 | 176.3 | 177.4 | 178 | 177.9 | 176.6 | 171.6 | 3.59 | 0.62 | 3.24 | 1.05 | 17.27% | 176.465 | 3.2512 | 1.0113 | 3.229 | 1.0069 | 3.6147 | 53.69 | 55.51
2011-11-12 10:00 | 3.86 | 3.72 | 3.57 | 3.48 | 3.26 | 2.87 | 2.49 | 2.21 | 2.05 | 1.86 | 182.7 | 181 | 178.1 | 176.2 | 177 | 180.1 | 183.1 | 184.4 | 182.8 | 183.2 | 178.1 | 3.18 | 0.51 | 2.69 | 1.14 | 16.04% | 180.55 | 2.9316 | 1.3125 | 2.8122 | 1.0425 | 3.315 | 16.38 | 29.12
2011-11-12 10:10 | 3.5 | 3.3 | 3.11 | 2.86 | 2.59 | 2.38 | 2.23 | 2 | 1.67 | 1.17 | 178.6 | 179.4 | 182 | 185.7 | 189.9 | 193.9 | 198.6 | 204.1 | 211.6 | 234.7 | 186.7 | 2.59 | 0.54 | 2.13 | 1.14 | 20.85% | 194.605 | 2.4371 | 0.60158 | 2.3579 | 1.0336 | 2.677 | 0 | 0
2011-11-12 10:20 | 3.65 | 3.55 | 3.38 | 3.17 | 2.95 | 2.74 | 2.5 | 2.19 | 1.85 | 1.42 | 173 | 173.6 | 176.2 | 179.5 | 182.5 | 184.7 | 187.6 | 192.2 | 199 | 212.9 | 179.5 | 3.04 | 0.36 | 2.49 | 1.4 | 11.84% | 185.135 | 2.7311 | 0.8471 | 2.7042 | 1.0099 | 3.0702 | 3.64 | 6.37
2011-11-12 10:30 | 2.88 | 2.73 | 2.59 | 2.62 | 2.63 | 2.54 | 2.41 | 2.34 | 2.28 | 2.25 | 163.2 | 164.6 | 168.3 | 172.3 | 176.7 | 181.1 | 186.2 | 191.3 | 196.6 | 201 | 167.5 | 2.26 | 0.56 | 2.07 | 1.76 | 24.78% | 181.865 | 2.453 | 0.4855 | 2.521 | 0.97303 | 2.199 | 0 | 0
2011-11-12 11:00 | 3.67 | 3.59 | 3.45 | 3.29 | 3.19 | 3.15 | 3.09 | 2.97 | 2.88 | 2.7 | 181.3 | 179.5 | 177.8 | 179.2 | 182.4 | 185.5 | 186 | 188.3 | 193.4 | 202.2 | 173.9 | 3.33 | 0.39 | 3.02 | 2.09 | 11.71% | 185.575 | 3.1321 | 0.17772 | 3.1413 | 0.99705 | 3.3202 | 30.03 | 29.12
2011-11-12 14:40 | 2.57 | 2.52 | 2.3 | 1.96 | 1.92 | 1.99 | 2.14 | 2.27 | 2.37 | 2.38 | 185.6 | 180.7 | 183.2 | 172.6 | 173.8 | 178 | 180.8 | 179.1 | 174.1 | 171.6 | 160.2 | 2.18 | 0.56 | 2.08 | 2.03 | 25.69% | 178.42 | 2.1712 | -0.67155 | 2.0108 | 1.0798 | 2.3539 | 0 | 0
2011-11-13 06:00 | 8.19 | 7.98 | 7.47 | 7.02 | 6.53 | 6.09 | 5.69 | 5.22 | 4.68 | 3.9 | 325.9 | 324.8 | 322.4 | 319.7 | 316.2 | 312.9 | 309.7 | 306.4 | 303 | 299.1 | 307.3 | 6.37 | 0.36 | 6.1 | 2.27 | 5.651% | 312.42 | 6.1552 | 0.62781 | 6.031 | 1.0206 | 6.5012 | 445.62 | 475
2011-11-13 06:10 | 8.01 | 7.74 | 7.2 | 6.73 | 6.37 | 5.95 | 5.56 | 5.05 | 4.5 | 3.7 | 326.2 | 326.2 | 325.3 | 324 | 322.4 | 319.6 | 317.1 | 314.4 | 311.2 | 304.5 | 314.3 | 6.1 | 0.42 | 5.81 | 2.06 | 6.885% | 319.225 | 5.9891 | 0.62648 | 5.8925 | 1.0164 | 6.2 | 384.6 | 407.2
2011-11-13 06:20 | 8.69 | 8.52 | 8.15 | 7.79 | 7.43 | 7.02 | 6.6 | 6.16 | 5.65 | 4.67 | 324.4 | 324 | 323.5 | 323.1 | 322.4 | 322 | 320.8 | 319.3 | 317.4 | 313.4 | 316.4 | 7.13 | 0.51 | 6.79 | 2.37 | 7.153% | 321.82 | 7.0162 | 0.57011 | 6.9582 | 1.0083 | 7.1894 | 627.13 | 645.19
2011-11-13 06:30 | 9.51 | 9.48 | 9.33 | 8.95 | 8.5 | 8.02 | 7.56 | 7.05 | 6.41 | 5.25 | 328.7 | 328.3 | 327.8 | 327.2 | 326.8 | 326.3 | 325.8 | 325.2 | 324.5 | 321.6 | 321.1 | 8.24 | 0.39 | 7.8 | 2.68 | 4.733% | 326.225 | 8.0115 | 0.54584 | 7.9524 | 1.0074 | 8.3013 | 977.08 | 999.1
2011-11-13 06:40 | 8.87 | 8.6 | 8.13 | 7.64 | 7.15 | 6.64 | 6.14 | 5.69 | 5.22 | 4.53 | 321.1 | 321.2 | 321.3 | 321.2 | 320.5 | 319.5 | 318.3 | 315.7 | 312 | 306 | 313.8 | 6.8 | 0.58 | 6.34 | 2.46 | 8.529% | 319.32 | 6.7587 | 0.72345 | 6.5659 | 1.0294 | 6.9996 | 542.8 | 588
2011-11-13 06:50 | 7.78 | 7.49 | 6.96 | 6.46 | 6.03 | 5.67 | 5.42 | 5.31 | 5.18 | 4.7 | 322.7 | 322.2 | 321.5 | 320.3 | 318.7 | 316.6 | 313.9 | 311.7 | 309.8 | 306.8 | 310.3 | 5.81 | 0.52 | 5.55 | 2.56 | 8.95% | 316.195 | 5.906 | 0.41671 | 5.6335 | 1.0484 | 6.091 | 331.22 | 382.34
2011-11-13 07:00 | 6.47 | 6.15 | 5.63 | 5.41 | 5.42 | 5.6 | 5.81 | 5.9 | 5.78 | 5.09 | 321.3 | 319.9 | 316.8 | 313.6 | 311.3 | 310.1 | 309.6 | 308.9 | 308.1 | 306.1 | 305 | 5.69 | 0.59 | 5.89 | 2.67 | 10.37% | 310.025 | 5.6446 | -0.3402 | 5.6296 | 1.0027 | 5.7051 | 311.78 | 315.02
2011-11-13 07:10 | 8.15 | 7.79 | 7.16 | 6.7 | 6.44 | 6.36 | 6.29 | 6.14 | 5.81 | 5.1 | 321.6 | 320.6 | 318.2 | 315.2 | 311.9 | 309.4 | 307.8 | 306.5 | 305 | 302.6 | 303.7 | 6.5 | 0.34 | 6.52 | 2.86 | 5.231% | 309.16 | 6.4023 | 0.10227 | 6.3499 | 1.0083 | 6.5536 | 475 | 486.3
2011-11-13 07:20 | 8.66 | 8.43 | 7.96 | 7.47 | 6.97 | 6.43 | 5.92 | 5.45 | 4.98 | 4.23 | 326.3 | 326.1 | 325.5 | 324.4 | 322.7 | 320.1 | 317 | 313.6 | 310.2 | 306.3 | 314.6 | 6.55 | 0.41 | 6.12 | 2.51 | 6.26% | 319.635 | 6.5485 | 0.76366 | 6.3543 | 1.0306 | 6.7501 | 486.3 | 531.5
2011-11-13 07:30 | 7.75 | 7.59 | 7.28 | 6.94 | 6.56 | 6.1 | 5.6 | 5.11 | 4.58 | 3.73 | 325.5 | 325.8 | 326.3 | 326.3 | 325.7 | 324.7 | 322.8 | 320 | 316.2 | 309.3 | 319.3 | 6.25 | 0.51 | 5.84 | 2.02 | 8.16% | 324.415 | 6.1031 | 0.79031 | 6.0257 | 1.0129 | 6.3303 | 418.5 | 436.58
2011-11-13 07:40 | 7.19 | 6.99 | 6.59 | 6.16 | 5.78 | 5.39 | 5.02 | 4.61 | 4.11 | 3.46 | 317.9 | 318.5 | 319.3 | 319.2 | 317.9 | 315.5 | 313 | 309.4 | 304.1 | 295.1 | 310.3 | 5.51 | 0.18 | 5.21 | 2.21 | 3.267% | 315.125 | 5.4526 | 0.65718 | 5.3354 | 1.022 | 5.631 | 282.62 | 302.06
2011-11-13 07:50 | 7.3 | 7.04 | 6.5 | 5.93 | 5.43 | 4.95 | 4.46 | 3.97 | 3.51 | 2.96 | 317.5 | 317.6 | 317.6 | 317.9 | 317.7 | 316.8 | 314.9 | 311.4 | 305.1 | 293 | 310.9 | 5.13 | 0.39 | 4.77 | 2.01 | 7.602% | 316.515 | 5.137 | 0.96327 | 4.8766 | 1.0534 | 5.404 | 221.06 | 264.8
2011-11-13 08:00 | 7.57 | 7.32 | 6.83 | 6.31 | 5.79 | 5.29 | 4.9 | 4.57 | 4.19 | 3.58 | 310.2 | 309.9 | 309.2 | 307.9 | 306.1 | 303.9 | 300.9 | 297.9 | 294.9 | 290.1 | 299.7 | 5.67 | 0.78 | 5.25 | 2.75 | 13.76% | 303.45 | 5.5166 | 0.7077 | 5.2323 | 1.0543 | 5.9781 | 308.54 | 358.76
2011-11-13 08:10 | 9.51 | 9.21 | 8.65 | 8.15 | 7.71 | 7.27 | 6.87 | 6.44 | 5.9 | 5.23 | 303.4 | 302.7 | 301.6 | 300.2 | 299 | 297.7 | 296.4 | 294.4 | 292.8 | 290.5 | 292 | 7.35 | 1.28 | 6.94 | 4.3 | 17.41% | 297.505 | 7.3551 | 0.52297 | 7.2113 | 1.0199 | 7.4965 | 693.35 | 738.5
2011-11-13 08:20 | 10.8 | 10.49 | 9.88 | 9.21 | 8.57 | 7.94 | 7.42 | 6.93 | 6.47 | 5.87 | 308 | 307.3 | 305.8 | 304.9 | 304.3 | 303.2 | 301.6 | 299.7 | 297.9 | 295.6 | 297.5 | 8.43 | 1.1 | 8 | 5.75 | 13.05% | 302.96 | 8.1866 | 0.62593 | 7.8633 | 1.0411 | 8.7766 | 1046.81 | 1175.26
2011-11-13 08:30 | 10.15 | 9.85 | 9.25 | 8.62 | 8.08 | 7.53 | 6.98 | 6.51 | 6.09 | 5.5 | 307.5 | 306.7 | 305.1 | 303.5 | 302.3 | 300.9 | 299.6 | 298.1 | 296.3 | 295.4 | 296 | 7.43 | 1.06 | 7.06 | 5.17 | 14.27% | 300.705 | 7.6925 | 0.70089 | 7.4486 | 1.0327 | 7.6733 | 717.43 | 789.67
2011-11-13 08:40 | 9.67 | 9.41 | 8.91 | 8.46 | 8.03 | 7.58 | 7.13 | 6.73 | 6.39 | 5.92 | 306.9 | 306.4 | 305.1 | 303.6 | 302 | 300.2 | 298.5 | 297 | 295.9 | 294.1 | 295.6 | 7.37 | 1 | 7.09 | 5.42 | 13.57% | 299.945 | 7.6603 | 0.56557 | 7.5138 | 1.0195 | 7.5137 | 699.37 | 741.51
2011-11-13 08:50 | 9.08 | 8.87 | 8.48 | 8.07 | 7.7 | 7.24 | 6.77 | 6.3 | 5.88 | 5.36 | 304.7 | 304 | 302.8 | 301.1 | 299.6 | 298.1 | 296.3 | 294.1 | 291.7 | 287.7 | 293.3 | 7.41 | 0.85 | 7.05 | 5.32 | 11.47% | 297.83 | 7.2594 | 0.62026 | 7.1707 | 1.0124 | 7.5016 | 711.41 | 738.5
2011-11-13 09:00 | 9.02 | 8.81 | 8.4 | 7.93 | 7.51 | 7.07 | 6.66 | 6.22 | 5.79 | 5.24 | 304 | 304 | 303.5 | 302.5 | 300.9 | 299 | 297.3 | 295.5 | 293.7 | 290.5 | 294.5 | 7.42 | 0.59 | 7.11 | 5.04 | 7.951% | 298.745 | 7.141 | 0.55207 | 7.0097 | 1.0187 | 7.5589 | 714.42 | 756.56
2011-11-13 09:10 | 8.94 | 8.69 | 8.21 | 7.77 | 7.4 | 7.01 | 6.57 | 6.14 | 5.77 | 5.19 | 302.1 | 302.1 | 301.8 | 300.9 | 299.8 | 297.9 | 295.8 | 293.5 | 291.4 | 287.7 | 291.4 | 6.82 | 0.8 | 6.53 | 4.73 | 11.73% | 297.585 | 7.0354 | 0.59904 | 6.9452 | 1.013 | 6.9086 | 547.32 | 567.66
2011-11-13 09:20 | 8.14 | 7.99 | 7.59 | 7.1 | 6.62 | 6.1 | 5.69 | 5.32 | 4.93 | 4.45 | 289.6 | 289.7 | 289.8 | 289.5 | 289.2 | 288.6 | 288 | 287.6 | 287 | 284.4 | 287.5 | 6.6 | 0.93 | 6.28 | 4.47 | 14.09% | 288.51 | 6.2932 | 0.64297 | 6.0395 | 1.042 | 6.8773 | 497.6 | 560.88
2011-11-13 09:30 | 8.6 | 8.35 | 7.89 | 7.47 | 7.04 | 6.49 | 5.9 | 5.41 | 5.08 | 4.69 | 289.1 | 288.8 | 287.9 | 286.9 | 285.7 | 284.5 | 282.9 | 280.9 | 278.4 | 273.9 | 282.2 | 6.52 | 0.79 | 6.16 | 4.92 | 12.12% | 284.26 | 6.5798 | 0.88076 | 6.402 | 1.0278 | 6.7011 | 479.52 | 520.2
2011-11-13 09:40 | 8.29 | 8.11 | 7.77 | 7.38 | 6.99 | 6.58 | 6.15 | 5.77 | 5.45 | 5.05 | 288.5 | 288.2 | 287.5 | 286.9 | 286.1 | 285.1 | 283.7 | 281.6 | 279.5 | 275.7 | 281.4 | 6.56 | 0.71 | 6.23 | 5.21 | 10.82% | 284.89 | 6.6414 | 0.62453 | 6.5166 | 1.0192 | 6.6856 | 488.56 | 517.94
2011-11-13 09:50 | 7.25 | 7.09 | 6.81 | 6.56 | 6.3 | 6.01 | 5.77 | 5.61 | 5.48 | 5.27 | 285.5 | 285 | 283.7 | 282.5 | 281 | 279 | 277 | 275 | 272.7 | 269.2 | 276.1 | 6.55 | 0.38 | 6.47 | 5.07 | 5.802% | 278.7 | 6.0836 | 0.37659 | 5.975 | 1.0182 | 6.669 | 486.3 | 513.42
2011-11-13 10:00 | 7.21 | 7.08 | 6.85 | 6.62 | 6.41 | 6.22 | 6.08 | 5.91 | 5.73 | 5.34 | 285.8 | 285.3 | 283.8 | 282.3 | 281 | 279.5 | 278 | 276.4 | 274.5 | 270.3 | 275.8 | 6.18 | 0.28 | 6.14 | 5.19 | 4.531% | 279.275 | 6.2479 | 0.21037 | 6.1997 | 1.0078 | 6.228 | 402.68 | 413.98
2011-11-13 10:10 | 7.77 | 7.55 | 7.17 | 6.83 | 6.59 | 6.39 | 6.24 | 6.1 | 5.96 | 5.74 | 285.3 | 284.5 | 282.8 | 281.4 | 280.2 | 279.3 | 278.4 | 277 | 275.1 | 270.6 | 275.2 | 6.49 | 0.29 | 6.41 | 5.63 | 4.468% | 279.165 | 6.4805 | 0.21951 | 6.3683 | 1.0176 | 6.6043 | 472.74 | 497.6
2011-11-13 11:10 | 10.28 | 10.11 | 9.77 | 9.49 | 9.28 | 9.09 | 8.88 | 8.62 | 8.37 | 7.82 | 284.5 | 284.4 | 283.7 | 283 | 282.5 | 281.9 | 281.3 | 279.9 | 278.3 | 275 | 278.4 | 9.06 | 0.54 | 8.99 | 7.3 | 5.96% | 281.81 | 9.0596 | 0.21599 | 9.0596 | 1 | 9.06 | 1278.86 | 1278.86
2011-11-13 11:20 | 10.17 | 10.02 | 9.81 | 9.53 | 9.29 | 9.04 | 8.78 | 8.47 | 8.09 | 7.36 | 284.3 | 284.2 | 283.8 | 283.3 | 282.4 | 282 | 281.3 | 280.1 | 278.6 | 275.5 | 278.3 | 9.09 | 0.53 | 8.95 | 7.11 | 5.831% | 281.895 | 8.9817 | 0.26968 | 9.0023 | 0.99771 | 9.0692 | 1290.29 | 1282.67
2011-11-13 11:30 | 7.77 | 7.61 | 7.29 | 7.06 | 6.96 | 6.84 | 6.83 | 6.82 | 6.81 | 6.71 | 281.7 | 281.3 | 280.3 | 279.2 | 277.3 | 274.9 | 272.8 | 271.1 | 268.9 | 266.2 | 271.3 | 6.51 | 0.85 | 6.57 | 6.16 | 13.06% | 274.585 | 6.9369 | 0.01352 | 6.8386 | 1.0144 | 6.6036 | 477.26 | 497.6
2011-11-13 11:40 | 8.54 | 8.43 | 8.37 | 8.37 | 8.4 | 8.45 | 8.46 | 8.33 | 8.13 | 7.72 | 278.2 | 277.9 | 276.9 | 275.7 | 274.1 | 272.7 | 270.8 | 269.4 | 268.1 | 265.5 | 269 | 8.58 | 0.93 | 8.62 | 7.46 | 10.84% | 272.415 | 8.3198 | -0.01093 | 8.4514 | 0.98443 | 8.4464 | 1101.86 | 1054.15
2011-11-13 11:50 | 11.08 | 10.94 | 10.66 | 10.34 | 10.06 | 9.76 | 9.48 | 9.16 | 8.77 | 8.11 | 277.2 | 276.4 | 275.1 | 273.6 | 272 | 270.4 | 269.3 | 267.9 | 266.5 | 264.7 | 266.7 | 9.92 | 0.82 | 9.73 | 7.67 | 8.266% | 270.235 | 9.7251 | 0.26899 | 9.7194 | 1.0006 | 9.9258 | 1606.52 | 1610.33
2011-11-13 12:00 | 12.45 | 12.33 | 12.03 | 11.65 | 11.27 | 10.89 | 10.49 | 10.07 | 9.66 | 8.98 | 281.5 | 281.1 | 280.2 | 279.3 | 278.4 | 277.4 | 276.2 | 274.9 | 273.6 | 271.3 | 272.5 | 11.23 | 0.74 | 11.05 | 8.23 | 6.589% | 277.22 | 10.8615 | 0.34582 | 10.8318 | 1.0027 | 11.2608 | 1923.32 | 1925.84
2011-11-13 12:10 | 13.04 | 12.89 | 12.56 | 12.23 | 11.95 | 11.58 | 11.12 | 10.59 | 10.06 | 9.14 | 284.7 | 284.7 | 284.7 | 284.6 | 284.2 | 283.5 | 282.4 | 281.2 | 280.1 | 278.7 | 278.5 | 11.36 | 0.95 | 11.11 | 8.46 | 8.363% | 283.335 | 11.4328 | 0.37458 | 11.5129 | 0.99304 | 11.2809 | 1934.24 | 1927.52
2011-11-13 12:20 | 11.1 | 10.94 | 10.66 | 10.37 | 10.02 | 9.61 | 9.21 | 8.87 | 8.53 | 7.99 | 282.4 | 282.2 | 281.8 | 281.3 | 280.7 | 280 | 279.3 | 278.8 | 277.8 | 275.8 | 275.4 | 9.49 | 1.18 | 9.31 | 7.25 | 12.43% | 279.895 | 9.6181 | 0.39287 | 9.5516 | 1.007 | 9.5561 | 1442.69 | 1469.36
2011-11-13 12:30 | 11.07 | 10.98 | 10.74 | 10.49 | 10.23 | 9.92 | 9.59 | 9.21 | 8.72 | 8.02 | 280.8 | 280.6 | 280 | 279.3 | 278.5 | 277.6 | 276.5 | 275.5 | 274.6 | 273.3 | 273.6 | 9.9 | 0.76 | 9.75 | 7.72 | 7.677% | 277.435 | 9.8276 | 0.31264 | 9.872 | 0.9955 | 9.8555 | 1598.9 | 1583.66
2011-11-13 12:40 | 11.34 | 11.24 | 10.95 | 10.64 | 10.28 | 9.79 | 9.27 | 8.79 | 8.4 | 7.78 | 280.2 | 279.9 | 279.4 | 278.9 | 278.7 | 278.3 | 277.5 | 276.5 | 275.3 | 273.9 | 274.2 | 9.81 | 0.87 | 9.61 | 7.74 | 8.869% | 278.18 | 9.7559 | 0.50436 | 9.7137 | 1.0043 | 9.8526 | 1564.61 | 1579.85
2011-11-13 12:50 | 10.67 | 10.57 | 10.33 | 10.07 | 9.84 | 9.63 | 9.42 | 9.2 | 8.87 | 8.23 | 279.9 | 279.6 | 279.2 | 278.4 | 277.5 | 276.9 | 276.5 | 275.9 | 274.8 | 272.8 | 272.9 | 9.66 | 0.68 | 9.64 | 7.7 | 7.039% | 276.84 | 9.601 | 0.20375 | 9.5996 | 1.0001 | 9.6614 | 1507.46 | 1507.46
2011-11-13 13:00 | 10.13 | 10.09 | 9.98 | 9.81 | 9.63 | 9.47 | 9.33 | 9.13 | 8.81 | 8.13 | 282.4 | 282.3 | 282.1 | 281.7 | 281.2 | 280.4 | 279.4 | 277.9 | 276 | 273.1 | 274.8 | 9.44 | 0.73 | 9.37 | 7.81 | 7.733% | 280.25 | 9.4109 | 0.13763 | 9.4498 | 0.99588 | 9.4011 | 1423.64 | 1408.4
2011-11-13 13:10 | 10.17 | 10.06 | 9.9 | 9.74 | 9.57 | 9.38 | 9.17 | 8.97 | 8.77 | 8.39 | 274.1 | 273.5 | 272.2 | 270.9 | 269.7 | 268.6 | 267.6 | 266.4 | 265.3 | 263.5 | 265.6 | 8.95 | 1.12 | 8.8 | 8.23 | 12.51% | 268.45 | 9.3327 | 0.20924 | 9.3496 | 0.99819 | 8.9338 | 1237.65 | 1230.31
2011-11-13 13:20 | 13.27 | 13.15 | 12.85 | 12.52 | 12.23 | 11.91 | 11.55 | 11.17 | 10.74 | 9.89 | 274.1 | 273.5 | 272.4 | 271.2 | 270.4 | 269.6 | 268.6 | 267.5 | 266.6 | 265.3 | 266.1 | 11.47 | 1.79 | 11.32 | 9.02 | 15.61% | 269.45 | 11.8281 | 0.28363 | 11.8577 | 0.9975 | 11.4413 | 1943.48 | 1940.96
2011-11-13 13:30 | 14.43 | 14.25 | 13.93 | 13.56 | 13.14 | 12.68 | 12.24 | 11.78 | 11.37 | 10.86 | 277.9 | 277.5 | 276.8 | 276.1 | 275.6 | 275 | 274.5 | 274 | 273.6 | 273.2 | 271.4 | 13.14 | 1.25 | 12.87 | 9.96 | 9.513% | 274.925 | 12.6784 | 0.32636 | 12.616 | 1.0049 | 13.205 | 1999.14 | 1999.2
2011-11-13 13:40 | 15.75 | 15.57 | 15.29 | 15.03 | 14.72 | 14.36 | 13.98 | 13.63 | 13.24 | 12.61 | 279.4 | 279.3 | 279.2 | 279 | 278.8 | 278.3 | 277.9 | 277.5 | 277.3 | 278 | 273.3 | 14.45 | 1.57 | 14.17 | 11.67 | 10.87% | 278.24 | 14.3015 | 0.24783 | 14.3049 | 0.99976 | 14.4465 | 2000 | 2000
2011-11-13 13:50 | 15.51 | 15.33 | 14.99 | 14.66 | 14.37 | 14.05 | 13.71 | 13.38 | 13.01 | 12.27 | 280.6 | 280.2 | 279.6 | 279.2 | 279.1 | 278.8 | 278.4 | 277.9 | 277.5 | 277.3 | 273.8 | 13.96 | 1.59 | 13.74 | 11.55 | 11.39% | 278.74 | 14.0036 | 0.22638 | 14.0008 | 1.0002 | 13.9628 | 1999.96 | 1999.96
2011-11-13 14:00 | 15.2 | 15.07 | 14.74 | 14.31 | 13.97 | 13.6 | 13.17 | 12.76 | 12.38 | 11.83 | 279.3 | 279.2 | 279.1 | 278.8 | 278.4 | 277.7 | 277.1 | 276.6 | 275.8 | 275 | 273.6 | 13.63 | 1.69 | 13.43 | 11.04 | 12.4% | 277.61 | 13.5576 | 0.2969 | 13.5375 | 1.0015 | 13.6502 | 1999.63 | 1999.65
2011-11-13 14:10 | 14.8 | 14.61 | 14.18 | 13.72 | 13.31 | 12.91 | 12.53 | 12.16 | 11.73 | 10.88 | 279.3 | 279.1 | 278.6 | 278.1 | 277.4 | 277 | 277.2 | 277.6 | 277.5 | 277.2 | 272.8 | 13.15 | 1.59 | 12.91 | 10.67 | 12.09% | 277.03 | 12.9308 | 0.27609 | 12.8549 | 1.0059 | 13.2277 | 1999.15 | 1999.23
2011-11-13 14:20 | 15 | 14.85 | 14.63 | 14.39 | 14.16 | 13.93 | 13.64 | 13.34 | 13.04 | 12.39 | 276 | 275.9 | 275.3 | 274.9 | 274.7 | 274.4 | 273.7 | 273 | 272.5 | 272.7 | 270.5 | 14.01 | 1.5 | 13.8 | 11.32 | 10.71% | 274.295 | 13.8456 | 0.19441 | 13.8881 | 0.99694 | 13.9672 | 2000 | 1999.97
2011-11-13 14:30 | 14.93 | 14.69 | 14.24 | 13.78 | 13.47 | 13.2 | 12.96 | 12.69 | 12.41 | 11.89 | 275.9 | 275.7 | 275.3 | 274.7 | 274.3 | 273.8 | 273 | 272.7 | 272.9 | 272.3 | 269.6 | 13.77 | 1.46 | 13.61 | 11.06 | 10.6% | 273.68 | 13.2475 | 0.16956 | 13.1653 | 1.0062 | 13.8559 | 1999.77 | 1999.86
2011-11-13 14:40 | 14.68 | 14.49 | 14.12 | 13.77 | 13.46 | 13.11 | 12.75 | 12.45 | 12.12 | 11.48 | 279.3 | 278.9 | 277.9 | 277.1 | 276.1 | 274.8 | 273.7 | 273 | 272.4 | 271.4 | 271 | 13.44 | 1.52 | 13.32 | 11.38 | 11.31% | 274.635 | 13.0931 | 0.25731 | 13.0578 | 1.0027 | 13.4763 | 1999.44 | 1999.48
2011-11-13 14:50 | 14 | 13.84 | 13.61 | 13.4 | 13.21 | 12.94 | 12.63 | 12.31 | 11.97 | 11.38 | 280.1 | 279.8 | 279.3 | 278.7 | 277.7 | 276.6 | 275.5 | 274.5 | 273.3 | 272 | 272.6 | 13.07 | 1.24 | 13.01 | 11 | 9.487% | 276.435 | 12.8342 | 0.22408 | 12.8951 | 0.99528 | 13.0083 | 1999.07 | 1999.01
2011-11-13 15:00 | 13.97 | 13.83 | 13.55 | 13.25 | 12.97 | 12.7 | 12.45 | 12.19 | 11.87 | 11.26 | 279.6 | 279.4 | 278.7 | 277.9 | 276.8 | 275.9 | 275.2 | 274.9 | 274.6 | 274 | 271.7 | 12.63 | 1.11 | 12.43 | 10.28 | 8.789% | 275.795 | 12.6872 | 0.18372 | 12.6639 | 1.0018 | 12.6533 | 1994.93 | 1995.15
2011-11-13 15:10 | 14.5 | 14.3 | 13.93 | 13.55 | 13.18 | 12.8 | 12.42 | 12.04 | 11.67 | 11.06 | 277.4 | 276.9 | 276.1 | 275.5 | 275 | 274.8 | 274.1 | 273 | 272 | 271.1 | 271.5 | 13.07 | 1.31 | 12.85 | 10.72 | 10.02% | 274.695 | 12.794 | 0.2785 | 12.7449 | 1.0039 | 13.1204 | 1999.07 | 1999.12
2011-11-13 15:20 | 15.27 | 15.04 | 14.66 | 14.23 | 13.76 | 13.28 | 12.9 | 12.56 | 12.16 | 11.5 | 278.7 | 278.3 | 277.2 | 276.4 | 275.6 | 274.9 | 274.1 | 273.2 | 272.3 | 271.4 | 271.4 | 13.37 | 1.33 | 13.15 | 11.4 | 9.948% | 274.78 | 13.3611 | 0.26828 | 13.2249 | 1.0103 | 13.5077 | 1999.37 | 1999.51
2011-11-13 15:30 | 15.05 | 14.83 | 14.43 | 14.05 | 13.71 | 13.39 | 13.12 | 12.79 | 12.39 | 11.72 | 279.4 | 279.1 | 278.6 | 278.1 | 277.7 | 277.2 | 276.7 | 276.3 | 276 | 275.2 | 272.1 | 13.28 | 1.51 | 13.1 | 11.08 | 11.37% | 277.125 | 13.3988 | 0.18824 | 13.351 | 1.0036 | 13.3276 | 1999.28 | 1999.33
2011-11-13 15:40 | 14.53 | 14.37 | 14.03 | 13.78 | 13.48 | 13.07 | 12.64 | 12.21 | 11.76 | 11.16 | 276.7 | 276.4 | 275.9 | 275.4 | 274.9 | 274 | 273.3 | 272.7 | 272.2 | 271 | 269.5 | 12.82 | 1.45 | 12.6 | 10.3 | 11.31% | 273.895 | 12.9858 | 0.30914 | 13.0075 | 0.99833 | 12.7986 | 1997.02 | 1996.8
2011-11-13 15:50 | 14.11 | 13.92 | 13.59 | 13.26 | 12.94 | 12.61 | 12.32 | 12.02 | 11.66 | 11.07 | 276.7 | 276.3 | 275.5 | 274.9 | 274.6 | 274.2 | 273.7 | 273.2 | 272.7 | 272.5 | 270.6 | 13.03 | 1.51 | 12.9 | 10.83 | 11.59% | 274.125 | 12.6163 | 0.215 | 12.568 | 1.0038 | 13.0801 | 1999.03 | 1999.08
2011-11-13 16:00 | 15.02 | 14.83 | 14.43 | 14.03 | 13.66 | 13.24 | 12.81 | 12.44 | 12.08 | 11.38 | 281.2 | 281 | 280.5 | 279.9 | 279.6 | 279.8 | 280.2 | 280.2 | 279.9 | 279.6 | 277 | 13.27 | 1.52 | 13.03 | 11.18 | 11.45% | 279.86 | 13.2408 | 0.3051 | 13.1775 | 1.0048 | 13.3337 | 1999.27 | 1999.33
2011-11-13 16:10 | 14.99 | 14.8 | 14.35 | 14 | 13.73 | 13.44 | 13.2 | 12.9 | 12.5 | 11.87 | 281.2 | 280.6 | 279.6 | 278.8 | 278.2 | 277.6 | 277 | 276.6 | 276.6 | 276.6 | 273.5 | 13.55 | 1.75 | 13.39 | 10.85 | 12.92% | 277.51 | 13.4318 | 0.16651 | 13.4053 | 1.002 | 13.5767 | 1999.55 | 1999.58
2011-11-13 16:20 | 15.15 | 15 | 14.66 | 14.31 | 14 | 13.65 | 13.31 | 12.94 | 12.49 | 11.81 | 278.4 | 278 | 277.7 | 277.3 | 277 | 276.7 | 276.2 | 275.9 | 276.2 | 276.1 | 272.1 | 13.88 | 1.56 | 13.66 | 11.35 | 11.24% | 276.625 | 13.608 | 0.23309 | 13.6008 | 1.0005 | 13.8874 | 1999.88 | 1999.89
2011-11-13 16:30 | 15.53 | 15.4 | 15.12 | 14.84 | 14.61 | 14.34 | 14.02 | 13.69 | 13.23 | 12.38 | 281.4 | 281.1 | 280.5 | 279.9 | 279.6 | 279.3 | 279 | 278.8 | 278.8 | 278.5 | 275 | 14.18 | 1.41 | 13.93 | 11.86 | 9.944% | 279.255 | 14.23 | 0.20855 | 14.2937 | 0.99555 | 14.1168 | 2000 | 2000
2011-11-13 16:40 | 14.47 | 14.36 | 14.2 | 13.98 | 13.75 | 13.44 | 13.07 | 12.71 | 12.35 | 11.67 | 280.3 | 280.3 | 280.1 | 280 | 279.9 | 279.8 | 279.7 | 279.7 | 279.7 | 279.5 | 275.8 | 13.6 | 1.28 | 13.42 | 11.21 | 9.412% | 279.785 | 13.3284 | 0.25797 | 13.3864 | 0.99567 | 13.5412 | 1999.6 | 1999.54
2011-11-13 16:50 | 14.85 | 14.73 | 14.53 | 14.32 | 14.05 | 13.71 | 13.33 | 12.96 | 12.57 | 11.95 | 281.7 | 281.5 | 281.2 | 280.9 | 280.6 | 280.4 | 280.1 | 280.4 | 280.6 | 280.8 | 277.1 | 13.69 | 1.22 | 13.5 | 11.79 | 8.912% | 280.355 | 13.6147 | 0.25975 | 13.6549 | 0.99705 | 13.6497 | 1999.69 | 1999.65
2011-11-13 17:00 | 15.77 | 15.57 | 15.16 | 14.74 | 14.29 | 13.78 | 13.33 | 12.92 | 12.57 | 12.02 | 279.7 | 279.5 | 279.2 | 278.9 | 278.7 | 278.8 | 279 | 279 | 279.1 | 279.4 | 276.1 | 14.26 | 1.46 | 14.02 | 11.88 | 10.24% | 278.83 | 13.8391 | 0.30681 | 13.7146 | 1.0091 | 14.3895 | 2000 | 2000
2011-11-13 17:10 | 15.47 | 15.36 | 15.14 | 14.91 | 14.64 | 14.27 | 13.9 | 13.5 | 12.97 | 12.13 | 278.3 | 278.1 | 277.7 | 277.4 | 277.3 | 277.1 | 276.7 | 276.5 | 276.6 | 277.1 | 273.5 | 14.64 | 1.12 | 14.42 | 12.17 | 7.65% | 277.04 | 14.1573 | 0.24277 | 14.2164 | 0.99585 | 14.5792 | 2000 | 2000
2011-11-13 17:20 | 14.08 | 13.95 | 13.62 | 13.29 | 12.96 | 12.64 | 12.37 | 12.11 | 11.82 | 11.34 | 279.3 | 279.2 | 278.8 | 278.4 | 278.1 | 278 | 277.9 | 278 | 278.2 | 278.7 | 274.5 | 13.25 | 1.3 | 13.05 | 10.97 | 9.811% | 277.985 | 12.6806 | 0.19953 | 12.601 | 1.0063 | 13.3338 | 1999.25 | 1999.33
2011-11-13 17:30 | 13.05 | 13.03 | 13.02 | 12.99 | 12.91 | 12.79 | 12.65 | 12.5 | 12.35 | 12.07 | 284.9 | 284.4 | 283.6 | 283.1 | 283 | 282.6 | 282.2 | 281.8 | 281 | 280.1 | 278.5 | 13.09 | 0.97 | 13.04 | 11.94 | 7.41% | 282.54 | 12.7177 | 0.10171 | 12.7698 | 0.99591 | 13.0365 | 1999.09 | 1999.04
2011-11-13 17:40 | 12.89 | 12.83 | 12.71 | 12.65 | 12.57 | 12.45 | 12.28 | 12.14 | 11.96 | 11.5 | 282.5 | 282.4 | 282.3 | 281.9 | 281.6 | 281.1 | 280.7 | 280.1 | 279.4 | 278.5 | 276.1 | 12.28 | 0.85 | 12.25 | 11.08 | 6.922% | 281.04 | 12.3647 | 0.12705 | 12.4255 | 0.9951 | 12.2199 | 1991.08 | 1990.42
2011-11-13 17:50 | 12.71 | 12.66 | 12.6 | 12.55 | 12.49 | 12.4 | 12.25 | 12.06 | 11.84 | 11.31 | 275.3 | 275.1 | 274.7 | 274.5 | 274.4 | 274.5 | 274.5 | 274.5 | 274.7 | 274.7 | 271.7 | 12.52 | 0.93 | 12.49 | 11 | 7.428% | 274.5 | 12.2778 | 0.11247 | 12.3784 | 0.99187 | 12.4182 | 1993.72 | 1992.62
2011-11-13 18:00 | 13.51 | 13.42 | 13.24 | 13.02 | 12.86 | 12.68 | 12.49 | 12.26 | 12.01 | 11.57 | 275.5 | 275.4 | 275 | 274.6 | 274.5 | 274.4 | 274.2 | 274.1 | 273.9 | 274 | 270.6 | 12.58 | 1.27 | 12.53 | 10.94 | 10.1% | 274.37 | 12.6294 | 0.13952 | 12.6526 | 0.99816 | 12.5569 | 1994.38 | 1994.16
2011-11-13 18:10 | 13.73 | 13.6 | 13.51 | 13.39 | 13.18 | 12.96 | 12.73 | 12.51 | 12.28 | 11.93 | 273.3 | 273 | 272.5 | 272.1 | 271.8 | 271.6 | 271.3 | 271.1 | 271 | 271.3 | 268 | 13.07 | 1.03 | 12.9 | 11.18 | 7.881% | 271.555 | 12.9131 | 0.16547 | 12.9268 | 0.99894 | 13.0561 | 1999.07 | 1999.06
2011-11-13 18:20 | 14.23 | 14.12 | 13.9 | 13.66 | 13.41 | 13.15 | 12.91 | 12.68 | 12.42 | 11.83 | 273.7 | 273.2 | 272.6 | 272.3 | 272.2 | 271.9 | 271.6 | 271.5 | 271.4 | 271.7 | 267.9 | 13.16 | 1.29 | 13 | 10.81 | 9.802% | 271.855 | 13.1371 | 0.17021 | 13.1153 | 1.0017 | 13.1819 | 1999.16 | 1999.18
2011-11-13 18:30 | 15.36 | 15.21 | 14.99 | 14.68 | 14.33 | 13.96 | 13.65 | 13.34 | 12.96 | 12.15 | 275.2 | 275.1 | 274.8 | 274.6 | 274.4 | 274.1 | 273.8 | 273.5 | 273.1 | 272.7 | 270 | 14.11 | 1.14 | 13.84 | 11.95 | 8.079% | 274.055 | 13.9583 | 0.20752 | 13.9152 | 1.0031 | 14.1538 | 2000 | 2000
2011-11-13 18:40 | 14.71 | 14.54 | 14.21 | 13.97 | 13.75 | 13.45 | 13.16 | 12.89 | 12.63 | 12.2 | 272.9 | 272.7 | 272.6 | 272.1 | 271.7 | 271.7 | 271.8 | 271.7 | 271.6 | 271.3 | 268.2 | 13.75 | 1.56 | 13.7 | 12.16 | 11.35% | 271.715 | 13.4266 | 0.20143 | 13.4081 | 1.0014 | 13.769 | 1999.75 | 1999.77
2011-11-14 06:50 | 14.71 | 14.56 | 14.27 | 14.01 | 13.71 | 13.4 | 13.19 | 12.99 | 12.72 | 12.14 | 293.5 | 293.4 | 293.3 | 293.4 | 293.4 | 293.9 | 294 | 294.4 | 295 | 295.5 | 289.3 | 13.49 | 1.86 | 13.3 | 11.47 | 13.79% | 293.915 | 13.4505 | 0.14597 | 13.3697 | 1.006 | 13.5716 | 1999.49 | 1999.57
2011-11-14 15:30 | 12.32 | 12.22 | 11.95 | 11.69 | 11.42 | 11.09 | 10.76 | 10.46 | 10.15 | 9.73 | 301.6 | 301.4 | 301.3 | 301.2 | 301.1 | 301.1 | 301 | 300.9 | 300.8 | 302.2 | 297.6 | 10.96 | 1.67 | 10.82 | 9.31 | 15.24% | 301.085 | 11.0708 | 0.27915 | 11.0421 | 1.0026 | 10.9885 | 1893.32 | 1901.33
2011-11-15 09:20 | 9.51 | 9.37 | 8.94 | 8.57 | 8.23 | 7.88 | 7.56 | 7.18 | 6.85 | 6.32 | 310 | 309.6 | 309.2 | 309.2 | 309 | 309.3 | 308.9 | 308.7 | 308.5 | 308.1 | 305.6 | 7.86 | 1.2 | 7.64 | 5.81 | 15.27% | 309.24 | 7.9201 | 0.3831 | 7.8333 | 1.0111 | 7.9471 | 846.86 | 873.95
2011-11-15 09:30 | 10.11 | 9.91 | 9.44 | 9 | 8.61 | 8.24 | 7.85 | 7.45 | 7.09 | 6.46 | 312.1 | 311.8 | 312 | 312 | 312.5 | 312.9 | 313.2 | 313.3 | 313.8 | 314.6 | 307.3 | 8.27 | 1.16 | 8.03 | 5.94 | 14.03% | 312.945 | 8.2821 | 0.44807 | 8.183 | 1.0121 | 8.3702 | 988.09 | 1024.79
2011-11-15 09:40 | 10.52 | 10.38 | 10.01 | 9.58 | 9.29 | 9.1 | 8.88 | 8.59 | 8.3 | 7.85 | 312.1 | 312.4 | 312.8 | 313 | 312.7 | 312.1 | 312.3 | 312.5 | 312.7 | 315.2 | 307.8 | 8.91 | 1.01 | 8.66 | 7.02 | 11.34% | 312.13 | 9.1148 | 0.22615 | 9.0681 | 1.0051 | 8.9559 | 1222.97 | 1241.32
2011-11-15 09:50 | 9.7 | 9.5 | 9.1 | 8.78 | 8.55 | 8.33 | 8.03 | 7.67 | 7.26 | 6.78 | 306.2 | 306 | 306 | 305.7 | 305.1 | 304.9 | 304.8 | 305.1 | 305.1 | 305.4 | 300.2 | 8.6 | 1.2 | 8.31 | 6.57 | 13.95% | 304.885 | 8.2591 | 0.33895 | 8.2863 | 0.99671 | 8.5717 | 1109.2 | 1098.19
2011-11-15 10:00 | 9.58 | 9.4 | 9.03 | 8.75 | 8.51 | 8.16 | 7.74 | 7.36 | 6.99 | 6.5 | 307.7 | 307.5 | 307 | 306.7 | 306.6 | 306.8 | 307.4 | 308.1 | 308.7 | 309.8 | 301.7 | 8.38 | 1.29 | 8.08 | 6.8 | 15.39% | 306.89 | 8.1016 | 0.48832 | 8.0985 | 1.0004 | 8.3833 | 1028.46 | 1028.46
2011-11-15 10:10 | 9.79 | 9.57 | 9.18 | 8.75 | 8.32 | 7.92 | 7.5 | 7.14 | 6.78 | 6.27 | 306.6 | 306.2 | 305.5 | 305.1 | 304.9 | 304.6 | 304.7 | 304.8 | 304.5 | 303.8 | 301.5 | 8.28 | 1.38 | 7.95 | 6.46 | 16.67% | 304.615 | 7.9899 | 0.50352 | 7.8584 | 1.0167 | 8.4185 | 991.76 | 1043.14
2011-11-15 10:20 | 11.1 | 10.99 | 10.73 | 10.42 | 10.17 | 9.87 | 9.54 | 9.13 | 8.66 | 7.96 | 308.2 | 308 | 307.6 | 307.2 | 307.1 | 306.4 | 305.5 | 304.9 | 304.9 | 305.4 | 301.6 | 9.76 | 0.97 | 9.45 | 7.34 | 9.939% | 306.265 | 9.7815 | 0.31425 | 9.822 | 0.99587 | 9.7197 | 1545.56 | 1530.32
2011-11-15 10:30 | 10.44 | 10.32 | 10.02 | 9.78 | 9.58 | 9.33 | 9.05 | 8.8 | 8.51 | 8.19 | 307.2 | 307.1 | 306.6 | 305.7 | 305.5 | 305.2 | 304.7 | 304.2 | 303.7 | 302.7 | 299.8 | 9.37 | 1.06 | 9.16 | 7.54 | 11.31% | 305.125 | 9.2959 | 0.28158 | 9.2894 | 1.0007 | 9.3766 | 1396.97 | 1400.78
2011-11-15 10:40 | 9.67 | 9.52 | 9.3 | 9.07 | 8.87 | 8.61 | 8.34 | 8.11 | 7.84 | 7.34 | 305.9 | 305.7 | 305.3 | 304.7 | 304.4 | 304.4 | 304 | 303.6 | 303.4 | 303.3 | 298.8 | 8.66 | 0.88 | 8.51 | 6.91 | 10.16% | 304.34 | 8.5831 | 0.29443 | 8.5708 | 1.0014 | 8.6724 | 1131.22 | 1134.89
2011-11-15 10:50 | 9.51 | 9.38 | 9.1 | 8.8 | 8.56 | 8.24 | 7.93 | 7.66 | 7.43 | 7.05 | 308.4 | 307.8 | 307.2 | 307.3 | 307.2 | 307 | 307.2 | 307.2 | 307.1 | 307.2 | 301.1 | 8.3 | 0.96 | 8.11 | 6.79 | 11.57% | 307.03 | 8.2569 | 0.35437 | 8.1949 | 1.0076 | 8.3628 | 999.1 | 1021.12
2011-11-15 11:00 | 9.17 | 8.96 | 8.63 | 8.39 | 8.13 | 7.87 | 7.6 | 7.36 | 7.17 | 6.97 | 303.6 | 303.5 | 302.9 | 302.5 | 302.2 | 301.6 | 301.2 | 301.1 | 300.9 | 300.7 | 296.8 | 8.01 | 0.96 | 7.9 | 6.89 | 11.99% | 301.54 | 7.8946 | 0.3226 | 7.8307 | 1.0082 | 8.0753 | 892.67 | 918.36
2011-11-15 11:10 | 7.61 | 7.41 | 7.06 | 6.71 | 6.44 | 6.21 | 6.01 | 5.85 | 5.68 | 5.44 | 302.9 | 302.4 | 302 | 301 | 300.5 | 300.4 | 300.3 | 300.1 | 299.6 | 299.9 | 296 | 6.64 | 0.76 | 6.47 | 5.35 | 11.45% | 300.385 | 6.3043 | 0.30251 | 6.1809 | 1.02 | 6.7726 | 506.64 | 536.02
2011-11-15 11:20 | 8.25 | 8.05 | 7.86 | 7.63 | 7.43 | 7.19 | 6.88 | 6.58 | 6.36 | 6.17 | 303.3 | 303.1 | 302.3 | 301.5 | 301.1 | 301.2 | 300.9 | 300.4 | 299.5 | 298.2 | 295.8 | 7.18 | 0.96 | 7 | 6.02 | 13.37% | 301.155 | 7.1443 | 0.40727 | 7.1447 | 0.99994 | 7.1795 | 642.18 | 642.18
2011-11-15 11:30 | 8.54 | 8.43 | 8.18 | 7.96 | 7.77 | 7.55 | 7.34 | 7.12 | 6.9 | 6.5 | 294.1 | 294 | 293.2 | 292.6 | 292.4 | 291.9 | 291.3 | 290.7 | 290.3 | 290 | 287.9 | 7.74 | 0.95 | 7.62 | 6.28 | 12.27% | 291.81 | 7.5427 | 0.26068 | 7.5195 | 1.0031 | 7.7639 | 810.74 | 816.76
2011-11-15 11:40 | 7.96 | 7.81 | 7.6 | 7.34 | 7.1 | 6.83 | 6.53 | 6.23 | 5.95 | 5.62 | 296.1 | 295.5 | 295.2 | 295 | 294.7 | 294.7 | 294.4 | 293.3 | 292.2 | 291.3 | 291.1 | 6.81 | 0.96 | 6.64 | 5.81 | 14.1% | 294.655 | 6.8111 | 0.41508 | 6.7862 | 1.0037 | 6.835 | 545.06 | 549.58
2011-11-15 11:50 | 9.54 | 9.33 | 8.99 | 8.68 | 8.47 | 8.2 | 7.92 | 7.7 | 7.5 | 7.18 | 297.1 | 296.8 | 296.3 | 295.9 | 295.8 | 295.5 | 295 | 294.5 | 294.2 | 293.7 | 290.7 | 8.34 | 1.36 | 8.14 | 6.04 | 16.31% | 295.425 | 8.2201 | 0.32106 | 8.1593 | 1.0075 | 8.4022 | 1013.78 | 1035.8
2011-11-15 12:00 | 10 | 9.82 | 9.51 | 9.29 | 9.1 | 8.79 | 8.42 | 8.13 | 7.8 | 7.31 | 301.2 | 300.5 | 299.7 | 299.1 | 298.9 | 298.3 | 298.2 | 297.9 | 297.3 | 296.4 | 294.1 | 9.02 | 0.92 | 8.78 | 7.12 | 10.2% | 298.285 | 8.7226 | 0.39741 | 8.736 | 0.99846 | 9.0061 | 1263.62 | 1259.81
2011-11-15 12:10 | 10.2 | 9.97 | 9.53 | 9.36 | 9.1 | 8.81 | 8.55 | 8.28 | 7.98 | 7.49 | 300.7 | 300.6 | 301.2 | 300.3 | 299.9 | 299.1 | 298.8 | 298.7 | 298.3 | 298.3 | 295 | 8.96 | 0.89 | 8.8 | 6.89 | 9.933% | 299.055 | 8.806 | 0.27682 | 8.7723 | 1.0038 | 8.9945 | 1241.32 | 1252.33
2011-11-15 18:40 | 11.08 | 10.92 | 10.49 | 10.22 | 10.07 | 9.86 | 9.67 | 9.45 | 9.26 | 9.01 | 291.4 | 291.4 | 290.6 | 290 | 289.1 | 288.4 | 288 | 287.8 | 287.6 | 287.1 | 285.3 | 9.84 | 1.17 | 9.81 | 8.01 | 11.89% | 288.34 | 9.8653 | 0.17981 | 9.8326 | 1.0033 | 9.8728 | 1576.04 | 1587.47
2011-11-15 18:50 | 11.04 | 10.89 | 10.57 | 10.31 | 10.15 | 9.97 | 9.82 | 9.68 | 9.53 | 9.13 | 285.6 | 285.3 | 285 | 284.4 | 283.7 | 283.4 | 283.1 | 283 | 283.2 | 283 | 278.8 | 9.78 | 1.03 | 9.7 | 8.26 | 10.53% | 283.355 | 9.9973 | 0.14009 | 9.9484 | 1.0049 | 9.8281 | 1553.18 | 1572.23
2011-11-15 19:00 | 11.1 | 10.88 | 10.43 | 10.14 | 9.91 | 9.67 | 9.43 | 9.21 | 8.96 | 8.6 | 284 | 284.5 | 284.9 | 283.8 | 283 | 282.2 | 281.5 | 280.9 | 280.4 | 279.2 | 278 | 9.66 | 1.33 | 9.65 | 8.39 | 13.77% | 282.095 | 9.6832 | 0.23225 | 9.6352 | 1.005 | 9.7081 | 1507.46 | 1526.51
2011-11-15 19:10 | 10.9 | 10.8 | 10.63 | 10.35 | 10.21 | 10.02 | 9.87 | 9.64 | 9.4 | 8.85 | 283 | 282.8 | 282.1 | 281 | 280.6 | 280.4 | 280.3 | 279.9 | 279.6 | 280.1 | 276.5 | 9.96 | 1.18 | 9.79 | 8.55 | 11.85% | 280.385 | 9.9945 | 0.13938 | 9.9984 | 0.99961 | 9.9561 | 1621.76 | 1621.76
2011-11-15 19:20 | 11.08 | 11.01 | 10.69 | 10.42 | 10.26 | 10.11 | 9.92 | 9.67 | 9.54 | 9.22 | 286.2 | 285.6 | 285.3 | 284.5 | 283.8 | 283.1 | 282.6 | 282 | 281.5 | 280.9 | 279.7 | 9.95 | 0.96 | 9.78 | 8.5 | 9.648% | 283.025 | 10.0827 | 0.17532 | 10.0826 | 1 | 9.9502 | 1617.95 | 1617.95
2011-11-15 19:30 | 9.51 | 9.34 | 9.05 | 8.89 | 8.78 | 8.58 | 8.37 | 8.27 | 8.19 | 7.96 | 288.8 | 288.4 | 287.2 | 286.5 | 285.9 | 285 | 284.5 | 283.7 | 283.6 | 284.2 | 281 | 8.9 | 1.09 | 8.85 | 7.74 | 12.25% | 284.925 | 8.5884 | 0.22899 | 8.5496 | 1.0045 | 8.9404 | 1219.3 | 1233.98
2011-11-15 19:40 | 10.7 | 10.5 | 10.08 | 9.7 | 9.42 | 9.18 | 9 | 8.81 | 8.6 | 8.34 | 286.3 | 285.7 | 285.1 | 284.1 | 283 | 282 | 281.5 | 280.8 | 280.1 | 279.7 | 279.6 | 9.05 | 0.87 | 8.99 | 7.88 | 9.613% | 281.925 | 9.266 | 0.183 | 9.154 | 1.0122 | 9.1607 | 1275.05 | 1316.96
2011-11-15 20:10 | 9.49 | 9.3 | 8.97 | 8.8 | 8.59 | 8.4 | 8.3 | 8.26 | 8.15 | 7.92 | 288.4 | 288 | 287.6 | 287.6 | 287.8 | 287.6 | 287.9 | 287.9 | 287.8 | 287.8 | 284.3 | 8.42 | 0.79 | 8.42 | 7.36 | 9.382% | 287.645 | 8.4993 | 0.11067 | 8.3856 | 1.0136 | 8.5342 | 1043.14 | 1083.51
2011-11-16 03:40 | 10.39 | 10.12 | 9.65 | 9.3 | 9.01 | 8.69 | 8.45 | 8.24 | 8.03 | 7.69 | 287.2 | 287.1 | 285.7 | 284.7 | 283.9 | 283.7 | 283.6 | 283.7 | 283.5 | 282.3 | 280.6 | 8.7 | 1.17 | 8.64 | 7.22 | 13.45% | 283.685 | 8.7867 | 0.25881 | 8.6552 | 1.0152 | 8.8322 | 1145.9 | 1193.61
2011-11-16 03:50 | 9.11 | 8.84 | 8.35 | 7.99 | 7.79 | 7.63 | 7.41 | 7.2 | 7.03 | 6.84 | 285.7 | 285.3 | 284.6 | 283.9 | 282.9 | 281.7 | 281.4 | 282.1 | 283.1 | 283.9 | 279.2 | 7.27 | 1.09 | 7.09 | 5.97 | 14.99% | 281.655 | 7.65 | 0.27037 | 7.5981 | 1.0068 | 7.3197 | 669.27 | 684.32
2011-11-16 04:00 | 10.32 | 10.18 | 9.86 | 9.61 | 9.39 | 9.24 | 9.04 | 8.73 | 8.42 | 8 | 288.1 | 288 | 287.9 | 287.7 | 287.5 | 286.7 | 285.9 | 285.6 | 285.5 | 285.8 | 282.5 | 8.86 | 1.54 | 8.7 | 6.93 | 17.38% | 286.58 | 9.1791 | 0.20222 | 9.2111 | 0.99652 | 8.8292 | 1204.62 | 1193.61
2011-11-16 04:10 | 12.13 | 11.97 | 11.75 | 11.38 | 11.12 | 10.9 | 10.69 | 10.55 | 10.31 | 9.78 | 289.5 | 289.2 | 288.6 | 288.2 | 287.6 | 287.2 | 286.5 | 285.6 | 284.8 | 284.2 | 282.9 | 10.52 | 1.31 | 10.5 | 8.95 | 12.45% | 287.095 | 10.9397 | 0.17977 | 10.8697 | 1.0064 | 10.5878 | 1775.84 | 1794.53
2011-11-16 04:20 | 11.56 | 11.4 | 11.09 | 10.89 | 10.66 | 10.5 | 10.38 | 10.18 | 9.97 | 9.66 | 285.4 | 285.1 | 284.4 | 283.9 | 283.7 | 283.3 | 282.7 | 282.5 | 282.3 | 282.5 | 280.6 | 10.44 | 1.07 | 10.38 | 9.42 | 10.25% | 283.21 | 10.5177 | 0.10622 | 10.4827 | 1.0033 | 10.4749 | 1754.48 | 1762.49
2011-11-16 04:30 | 12.68 | 12.51 | 12.29 | 12.02 | 11.81 | 11.58 | 11.38 | 11.17 | 10.94 | 10.43 | 290.6 | 290.5 | 290.3 | 289.7 | 289.3 | 288.7 | 288.2 | 287.8 | 287.5 | 286.7 | 284.6 | 11.63 | 1.44 | 11.47 | 9.35 | 12.38% | 288.625 | 11.5786 | 0.161 | 11.5511 | 1.0024 | 11.6577 | 1956.92 | 1959.44
2011-11-16 04:40 | 11.39 | 11.31 | 11.06 | 10.87 | 10.89 | 10.94 | 10.86 | 10.69 | 10.5 | 10.25 | 291.7 | 291.2 | 290.9 | 290 | 289.3 | 289 | 287.8 | 286.8 | 285.9 | 284.1 | 286.4 | 10.85 | 1.68 | 10.75 | 9.97 | 15.48% | 288.82 | 10.8162 | 0.067824 | 10.9285 | 0.98972 | 10.7385 | 1863.95 | 1834.58
2011-11-16 04:50 | 12.58 | 12.36 | 12.04 | 11.8 | 11.64 | 11.34 | 11.06 | 10.89 | 10.72 | 10.5 | 293.6 | 293.6 | 293.3 | 293 | 292.9 | 292.5 | 292 | 291.6 | 290.9 | 290.5 | 286.1 | 10.5 | 1.42 | 10.38 | 9.12 | 13.52% | 292.425 | 11.3568 | 0.23104 | 11.2995 | 1.0051 | 10.5533 | 1770.5 | 1783.85
2011-11-16 05:00 | 12.41 | 12.22 | 11.88 | 11.63 | 11.45 | 11.18 | 11.01 | 10.82 | 10.65 | 10.42 | 289.9 | 289.6 | 289.3 | 289.1 | 288.8 | 288.6 | 288.5 | 288.2 | 287.5 | 286.9 | 283.3 | 11.22 | 1.72 | 11.15 | 9.82 | 15.33% | 288.585 | 11.2326 | 0.1416 | 11.1555 | 1.0069 | 11.2976 | 1922.48 | 1929.2
2011-11-16 05:10 | 13.4 | 13.25 | 12.92 | 12.68 | 12.54 | 12.37 | 12.13 | 11.85 | 11.5 | 10.93 | 289.3 | 288.8 | 288.6 | 288.7 | 288.7 | 288.8 | 288.6 | 288.3 | 288.3 | 287.7 | 285.8 | 12.16 | 1.51 | 12.08 | 10.46 | 12.42% | 288.77 | 12.2649 | 0.18105 | 12.3353 | 0.99429 | 12.0906 | 1989.76 | 1988.99
2011-11-16 05:20 | 13.25 | 13.1 | 12.73 | 12.38 | 12.11 | 11.96 | 11.84 | 11.7 | 11.55 | 11.16 | 292.9 | 292.8 | 292.2 | 291.9 | 291.9 | 291.4 | 291 | 290.3 | 289.2 | 288.3 | 286.7 | 11.86 | 1.59 | 11.75 | 10.2 | 13.41% | 291.34 | 12.0337 | 0.093187 | 11.9427 | 1.0076 | 11.9503 | 1976.24 | 1983.8
2011-11-16 05:30 | 11.56 | 11.43 | 11.3 | 11.23 | 11.14 | 10.92 | 10.66 | 10.4 | 10.18 | 9.77 | 289.4 | 289.2 | 289 | 288.7 | 288.8 | 289.2 | 289.6 | 289.3 | 289.3 | 289.2 | 284.8 | 10.87 | 1.61 | 10.81 | 9.68 | 14.81% | 289.26 | 10.8104 | 0.22269 | 10.8824 | 0.99339 | 10.7982 | 1869.29 | 1850.6
2011-11-16 05:40 | 12.49 | 12.43 | 12.27 | 12.09 | 11.97 | 11.74 | 11.47 | 11.27 | 11.09 | 10.88 | 289.9 | 289.9 | 289.5 | 288.8 | 288.7 | 288.7 | 288.4 | 287.5 | 286.5 | 285.5 | 284.5 | 11.34 | 1.71 | 11.37 | 10.12 | 15.08% | 288.655 | 11.6878 | 0.21501 | 11.7009 | 0.99888 | 11.3273 | 1932.56 | 1931.72
2011-11-16 05:50 | 11.67 | 11.65 | 11.62 | 11.54 | 11.34 | 11.12 | 10.97 | 10.8 | 10.59 | 10.2 | 286.6 | 286.1 | 285.4 | 284.8 | 284.2 | 283.6 | 283.6 | 283.7 | 284 | 284 | 282 | 11.61 | 1.53 | 11.56 | 10.08 | 13.18% | 283.6 | 11.1111 | 0.1255 | 11.0984 | 1.0011 | 11.6233 | 1955.24 | 1956.08
2011-11-16 06:00 | 12.15 | 12.07 | 11.92 | 11.69 | 11.56 | 11.45 | 11.3 | 11.15 | 10.96 | 10.65 | 290.8 | 290.6 | 289.7 | 289.1 | 288.1 | 287.5 | 287.2 | 286.5 | 285.6 | 285.5 | 283.5 | 11.66 | 1.51 | 11.56 | 10.2 | 12.95% | 287.455 | 11.4134 | 0.12186 | 11.4284 | 0.99869 | 11.6447 | 1959.44 | 1957.76
2011-11-16 06:10 | 11.35 | 11.21 | 11.02 | 10.82 | 10.66 | 10.51 | 10.34 | 10.26 | 10.22 | 10.18 | 293.6 | 293.2 | 292.7 | 292.4 | 291.9 | 290.8 | 290.3 | 289.9 | 289.6 | 289.8 | 286.6 | 10.59 | 1.59 | 10.56 | 9.89 | 15.01% | 290.725 | 10.5486 | 0.1507 | 10.4855 | 1.006 | 10.6538 | 1794.53 | 1810.55
2011-11-16 06:20 | 11.72 | 11.58 | 11.24 | 10.94 | 10.84 | 10.66 | 10.54 | 10.4 | 10.17 | 9.64 | 294.6 | 294 | 292.7 | 291.3 | 290 | 288.9 | 287.8 | 286.8 | 287 | 288.2 | 287.6 | 10.85 | 1.57 | 10.66 | 9.42 | 14.47% | 288.735 | 10.6622 | 0.10462 | 10.6427 | 1.0018 | 10.8698 | 1863.95 | 1869.29
2011-11-16 06:30 | 12.31 | 12.26 | 12.11 | 11.92 | 11.84 | 11.75 | 11.61 | 11.34 | 11.09 | 10.81 | 292.4 | 292 | 291.6 | 291.5 | 291.4 | 291.2 | 290.8 | 290.5 | 289.8 | 289.9 | 286.4 | 10.73 | 1.69 | 10.6 | 9.44 | 15.75% | 291.14 | 11.6477 | 0.11077 | 11.7298 | 0.993 | 10.6549 | 1831.91 | 1810.55
2011-11-16 06:40 | 11.73 | 11.72 | 11.56 | 11.35 | 11.16 | 11.09 | 10.96 | 10.8 | 10.61 | 10.44 | 290 | 289.8 | 289.2 | 288.4 | 287.7 | 287.6 | 287.6 | 287.4 | 287.6 | 286.4 | 285.5 | 10.93 | 2.07 | 10.84 | 9.37 | 18.94% | 287.6 | 11.066 | 0.10897 | 11.0713 | 0.99952 | 10.9248 | 1885.31 | 1882.64
2011-11-16 06:50 | 11.46 | 11.41 | 11.29 | 11.08 | 10.92 | 10.79 | 10.73 | 10.7 | 10.66 | 10.54 | 290.8 | 290.2 | 289.3 | 287.9 | 287.1 | 286.3 | 285.5 | 285.4 | 285.8 | 286.2 | 285.1 | 11.24 | 1.55 | 11.08 | 10.13 | 13.79% | 286.18 | 10.8743 | 0.05153 | 10.7814 | 1.0086 | 11.3369 | 1924.16 | 1932.56
2011-11-16 07:00 | 12.72 | 12.52 | 12.22 | 11.87 | 11.64 | 11.33 | 11.09 | 10.88 | 10.64 | 10.31 | 296.3 | 296.2 | 295.9 | 295.7 | 295.5 | 295.2 | 295 | 294.9 | 295 | 295.5 | 291.9 | 10.87 | 1.96 | 10.82 | 9.56 | 18.03% | 295.17 | 11.3807 | 0.19785 | 11.2953 | 1.0076 | 10.9522 | 1869.29 | 1890.65
2011-11-16 07:10 | 12.36 | 12.32 | 12.13 | 11.96 | 11.86 | 11.78 | 11.7 | 11.61 | 11.46 | 11.13 | 295.3 | 295.1 | 295.2 | 295.7 | 296.5 | 297 | 297.2 | 297.1 | 297.1 | 297.1 | 293 | 11.88 | 1.74 | 11.69 | 10.6 | 14.65% | 297.03 | 11.7698 | 0.062971 | 11.7685 | 1.0001 | 11.8813 | 1977.92 | 1977.92
2011-11-16 07:20 | 11.92 | 11.83 | 11.68 | 11.4 | 11.08 | 10.72 | 10.43 | 10.22 | 10.09 | 9.81 | 293.1 | 292.6 | 292 | 291.7 | 291.5 | 291.4 | 291.6 | 291.5 | 291.6 | 291.9 | 289.4 | 11.58 | 1.7 | 11.4 | 9.68 | 14.68% | 291.43 | 10.8016 | 0.25343 | 10.678 | 1.0116 | 11.7141 | 1952.72 | 1963.64
2011-11-16 07:30 | 11.15 | 11.02 | 10.83 | 10.7 | 10.52 | 10.17 | 9.84 | 9.48 | 9.17 | 8.66 | 295 | 295 | 294.8 | 294.4 | 294.5 | 294.4 | 294.5 | 294.9 | 295.1 | 294.9 | 291.7 | 10.27 | 1.76 | 10.19 | 8.22 | 17.14% | 294.415 | 10.089 | 0.30483 | 10.122 | 0.99673 | 10.2365 | 1709.09 | 1701.08
2011-11-16 07:40 | 11.1 | 10.89 | 10.43 | 9.92 | 9.4 | 9.04 | 8.85 | 8.69 | 8.4 | 8.11 | 296.6 | 296.3 | 295.6 | 295.1 | 294.8 | 294.7 | 294.3 | 294.2 | 295 | 295.4 | 289.4 | 9.24 | 1.77 | 9.07 | 8.14 | 19.16% | 294.64 | 9.2826 | 0.19629 | 9.0125 | 1.03 | 9.5169 | 1347.44 | 1454.12
2011-11-16 07:50 | 12.18 | 12.07 | 11.79 | 11.52 | 11.28 | 11.02 | 10.84 | 10.73 | 10.64 | 10.44 | 293.1 | 293 | 292.8 | 292.4 | 292.4 | 292.4 | 292.8 | 293 | 293.8 | 295 | 289.3 | 11.15 | 2.48 | 11.05 | 10.05 | 22.24% | 292.46 | 11.1194 | 0.15219 | 10.994 | 1.0114 | 11.2772 | 1916.6 | 1927.52
2011-11-16 08:00 | 11.75 | 11.65 | 11.47 | 11.23 | 11.03 | 10.75 | 10.5 | 10.32 | 10.15 | 9.81 | 288.5 | 288.3 | 288.3 | 288 | 287.5 | 286.9 | 286.7 | 287.3 | 287.7 | 288.4 | 287.8 | 11.56 | 2.17 | 11.42 | 10 | 18.77% | 286.87 | 10.7677 | 0.21744 | 10.7138 | 1.005 | 11.6181 | 1951.04 | 1956.08
2011-11-16 08:10 | 11.46 | 11.36 | 11.11 | 10.78 | 10.46 | 10.13 | 9.81 | 9.64 | 9.44 | 9.1 | 294.5 | 294.6 | 294.3 | 293.9 | 293.5 | 293.1 | 292.7 | 292.3 | 292.7 | 293.6 | 288.4 | 10.4 | 1.68 | 10.22 | 8.82 | 16.15% | 293.04 | 10.1993 | 0.29663 | 10.0835 | 1.0115 | 10.5194 | 1743.8 | 1775.84
2011-11-16 08:20 | 10.88 | 10.75 | 10.44 | 10.15 | 9.9 | 9.64 | 9.45 | 9.23 | 8.98 | 8.58 | 294.1 | 293.8 | 293.3 | 293.2 | 293.1 | 293.2 | 293.3 | 293.2 | 293.2 | 294.2 | 290.7 | 10.1 | 1.81 | 9.93 | 8.33 | 17.92% | 293.215 | 9.6827 | 0.18395 | 9.6125 | 1.0073 | 10.1737 | 1663.7 | 1682.39
2011-11-16 08:30 | 11.9 | 11.76 | 11.53 | 11.35 | 11.2 | 10.99 | 10.68 | 10.33 | 9.94 | 9.45 | 291.6 | 291.2 | 290.8 | 290.3 | 289.5 | 289 | 288.7 | 288 | 287.4 | 287 | 287.3 | 10.93 | 1.76 | 10.73 | 8.78 | 16.1% | 288.955 | 10.841 | 0.26441 | 10.945 | 0.99049 | 10.8261 | 1885.31 | 1858.61
2011-11-16 08:40 | 11.82 | 11.68 | 11.34 | 11.05 | 10.77 | 10.43 | 10.24 | 10.12 | 9.98 | 9.41 | 292.1 | 292.1 | 292 | 291.1 | 290.3 | 289 | 288 | 287.6 | 287 | 285.2 | 289 | 10.51 | 1.74 | 10.47 | 9.09 | 16.56% | 288.85 | 10.5488 | 0.16989 | 10.4026 | 1.0141 | 10.6577 | 1773.17 | 1813.22
2011-11-16 08:50 | 11.65 | 11.52 | 11.35 | 11.19 | 10.91 | 10.56 | 10.19 | 9.89 | 9.68 | 9.37 | 292.8 | 292.8 | 292.7 | 292 | 291 | 290.2 | 289.6 | 289.2 | 288.7 | 288.5 | 288.7 | 10.48 | 2 | 10.41 | 8.73 | 19.08% | 290.11 | 10.5321 | 0.32959 | 10.5062 | 1.0025 | 10.5058 | 1765.16 | 1773.17
2011-11-16 09:00 | 9.74 | 9.62 | 9.38 | 9.06 | 8.79 | 8.61 | 8.36 | 8.1 | 7.93 | 7.53 | 290 | 290.1 | 289.8 | 289.6 | 288.6 | 287.2 | 286.4 | 285.6 | 284.3 | 281.2 | 284.2 | 8.61 | 1.62 | 8.41 | 7.11 | 18.82% | 287.08 | 8.5983 | 0.27229 | 8.5737 | 1.0029 | 8.6346 | 1112.87 | 1120.21
2011-11-16 09:10 | 10.04 | 9.89 | 9.77 | 9.67 | 9.53 | 9.26 | 8.99 | 8.73 | 8.51 | 8.15 | 288.5 | 287.8 | 286.8 | 286.1 | 285.5 | 284.4 | 283.5 | 282.9 | 281.9 | 280.2 | 284 | 9.41 | 2.27 | 9.27 | 8.21 | 24.12% | 284.265 | 9.1891 | 0.27345 | 9.2208 | 0.99656 | 9.3776 | 1412.21 | 1400.78
2011-11-16 09:20 | 8.35 | 8.24 | 8.04 | 7.85 | 7.68 | 7.61 | 7.65 | 7.68 | 7.65 | 7.53 | 290.7 | 290.5 | 289.9 | 289.3 | 288.8 | 288.4 | 288.2 | 288.1 | 287.9 | 287.7 | 279.9 | 7.36 | 2.09 | 7.34 | 6.93 | 28.4% | 288.37 | 7.7413 | -0.048446 | 7.6157 | 1.0165 | 7.4813 | 696.36 | 732.48
2011-11-16 09:30 | 8.95 | 8.88 | 8.76 | 8.74 | 8.76 | 8.71 | 8.64 | 8.54 | 8.38 | 8 | 278.8 | 278.5 | 277.8 | 277.1 | 276.1 | 275.1 | 274.5 | 274.1 | 273.6 | 272 | 272.1 | 8.43 | 1.97 | 8.39 | 7.72 | 23.37% | 275.01 | 8.6225 | 0.074567 | 8.6999 | 0.9911 | 8.3549 | 1046.81 | 1017.45
2011-11-16 09:40 | 8.3 | 8.22 | 8.1 | 8.02 | 7.97 | 7.95 | 7.92 | 7.79 | 7.59 | 7.22 | 278.5 | 277.5 | 275.3 | 273.7 | 272.2 | 271 | 270.1 | 269.4 | 268.9 | 268.8 | 267 | 7.37 | 2.32 | 7.37 | 6.88 | 31.48% | 270.865 | 7.8774 | 0.034938 | 7.9457 | 0.99141 | 7.3067 | 699.37 | 681.31
2011-11-16 09:50 | 7.18 | 7.09 | 6.97 | 6.97 | 7 | 6.97 | 6.98 | 6.98 | 6.94 | 6.82 | 274.4 | 274 | 273 | 272.5 | 272.8 | 273.2 | 272.9 | 272.5 | 272.7 | 274.5 | 267.6 | 6.29 | 2.06 | 6.41 | 6.34 | 32.75% | 273.155 | 6.9708 | -0.013249 | 6.9714 | 0.9999 | 6.2894 | 427.54 | 427.54
2011-11-16 10:00 | 7.79 | 7.69 | 7.54 | 7.4 | 7.31 | 7.27 | 7.23 | 7.2 | 7.14 | 6.82 | 284 | 283.9 | 283.3 | 283 | 282.8 | 282.7 | 282.3 | 282.2 | 282 | 281.3 | 273.5 | 7.26 | 3.15 | 7.19 | 6.4 | 43.39% | 282.64 | 7.2876 | 0.050985 | 7.2643 | 1.0032 | 7.2834 | 666.26 | 672.28
2011-11-16 10:10 | 9.55 | 9.51 | 9.44 | 9.33 | 9.15 | 8.91 | 8.65 | 8.38 | 8.12 | 7.72 | 296.6 | 296.6 | 296.6 | 296.8 | 296.8 | 296.3 | 295.5 | 294.7 | 294.4 | 294.1 | 290.3 | 9.05 | 1.61 | 8.8 | 8.04 | 17.79% | 296.18 | 8.8353 | 0.27367 | 8.8723 | 0.99584 | 9.0123 | 1275.05 | 1259.81
2011-11-16 10:20 | 12.1 | 11.98 | 11.81 | 11.72 | 11.52 | 11.3 | 11.1 | 10.76 | 10.38 | 9.89 | 295.5 | 295.7 | 295.9 | 295.8 | 296 | 296 | 296.1 | 296.1 | 295.8 | 295.1 | 289.6 | 10.96 | 2.01 | 10.87 | 9.05 | 18.34% | 296.015 | 11.2024 | 0.16502 | 11.2711 | 0.9939 | 10.8932 | 1893.32 | 1874.63
2011-11-16 10:30 | 10.67 | 10.54 | 10.34 | 10.19 | 10.05 | 9.97 | 9.91 | 9.77 | 9.5 | 9.18 | 297.5 | 297.3 | 296.9 | 296.9 | 297 | 296.8 | 296.6 | 296.5 | 296.4 | 296.5 | 292.1 | 10.35 | 2.31 | 10.12 | 8.71 | 22.32% | 296.77 | 9.9458 | 0.055781 | 9.9614 | 0.99843 | 10.3338 | 1730.45 | 1725.11
2011-11-16 10:40 | 11.27 | 11.17 | 11 | 10.8 | 10.62 | 10.46 | 10.32 | 10.19 | 10.04 | 9.6 | 296.1 | 295.6 | 294.9 | 294.8 | 295.1 | 295.4 | 295.3 | 295 | 295.2 | 296 | 290.2 | 10.72 | 1.75 | 10.64 | 8.61 | 16.32% | 295.385 | 10.4716 | 0.12452 | 10.4398 | 1.003 | 10.7526 | 1829.24 | 1837.25
2011-11-16 10:50 | 11.41 | 11.3 | 11.14 | 11.01 | 10.87 | 10.64 | 10.46 | 10.3 | 10.09 | 9.69 | 296.2 | 296 | 295.9 | 296.7 | 297.4 | 297.1 | 296.9 | 297.2 | 297.3 | 297.4 | 291 | 10.78 | 1.61 | 10.64 | 8.87 | 14.94% | 297.07 | 10.6245 | 0.15767 | 10.614 | 1.001 | 10.7907 | 1845.26 | 1847.93
2011-11-16 11:00 | 11.47 | 11.41 | 11.28 | 11.09 | 10.86 | 10.62 | 10.5 | 10.43 | 10.31 | 10.02 | 295.1 | 295 | 294.7 | 294.7 | 294.9 | 294.9 | 294.5 | 294 | 293.9 | 294 | 288.5 | 10.84 | 1.45 | 10.74 | 9.58 | 13.38% | 294.84 | 10.7146 | 0.10501 | 10.6027 | 1.0106 | 10.9544 | 1861.28 | 1890.65
2011-11-16 11:10 | 11.41 | 11.34 | 11.2 | 11.03 | 10.92 | 10.86 | 10.78 | 10.64 | 10.5 | 10.26 | 292.5 | 292.5 | 292.8 | 292.9 | 293.1 | 293.6 | 294.1 | 294.3 | 294.3 | 293.3 | 288.9 | 11.21 | 1.85 | 11.18 | 10.22 | 16.5% | 293.675 | 10.8341 | 0.068326 | 10.8485 | 0.99867 | 11.1951 | 1921.64 | 1920.8
2011-11-16 11:20 | 11.84 | 11.78 | 11.7 | 11.59 | 11.46 | 11.29 | 11.12 | 10.96 | 10.78 | 10.29 | 291 | 290.9 | 290.4 | 290 | 289.7 | 289.6 | 289.6 | 289.9 | 290.2 | 290.5 | 286.7 | 11.56 | 1.55 | 11.51 | 9.98 | 13.41% | 289.6 | 11.2421 | 0.14021 | 11.2655 | 0.99793 | 11.536 | 1951.04 | 1949.36
2011-11-16 11:30 | 12.18 | 12.1 | 11.95 | 11.85 | 11.75 | 11.62 | 11.47 | 11.26 | 11.04 | 10.7 | 291.3 | 290.9 | 290.5 | 290.3 | 290.2 | 290.4 | 290.6 | 290.7 | 290.8 | 291.1 | 286.7 | 11.79 | 1.65 | 11.7 | 10.16 | 13.99% | 290.43 | 11.5423 | 0.12007 | 11.5984 | 0.99516 | 11.733 | 1970.36 | 1965.32
2011-11-16 11:40 | 13.02 | 12.94 | 12.79 | 12.71 | 12.69 | 12.69 | 12.62 | 12.52 | 12.4 | 11.99 | 292.8 | 292.8 | 293 | 293.1 | 293.4 | 293.6 | 293.6 | 293.4 | 293 | 292.4 | 287.9 | 12.37 | 1.51 | 12.3 | 10.92 | 12.21% | 293.6 | 12.611 | 0.051116 | 12.6799 | 0.99456 | 12.3027 | 1992.07 | 1991.3
2011-11-16 11:50 | 13.33 | 13.22 | 13.05 | 12.86 | 12.61 | 12.29 | 12.02 | 11.78 | 11.53 | 11.1 | 291.7 | 291.5 | 291.2 | 291 | 290.6 | 290.1 | 289.8 | 289.4 | 289.1 | 289.2 | 287.4 | 12.63 | 1.78 | 12.63 | 10.81 | 14.09% | 290.055 | 12.2871 | 0.20528 | 12.2509 | 1.003 | 12.6673 | 1994.93 | 1995.37
2011-11-16 12:00 | 14.41 | 14.35 | 14.18 | 14.03 | 13.92 | 13.83 | 13.71 | 13.52 | 13.25 | 12.71 | 293.8 | 293.7 | 293.5 | 293.4 | 293.3 | 293.4 | 293.4 | 293.3 | 293.5 | 294.1 | 289.2 | 13.93 | 1.84 | 13.88 | 12.26 | 13.21% | 293.4 | 13.7466 | 0.080532 | 13.8127 | 0.99521 | 13.8633 | 1999.93 | 1999.86
2011-11-16 12:10 | 15.45 | 15.37 | 15.2 | 15.04 | 14.93 | 14.8 | 14.59 | 14.37 | 14.13 | 13.74 | 293.5 | 293.5 | 293.3 | 293 | 293 | 292.9 | 292.7 | 292.5 | 292.7 | 292.9 | 288.5 | 15.15 | 1.46 | 15.04 | 13.29 | 9.637% | 292.87 | 14.699 | 0.13206 | 14.7697 | 0.99521 | 15.0775 | 2000 | 2000
2011-11-16 12:20 | 13.96 | 13.88 | 13.77 | 13.65 | 13.58 | 13.52 | 13.44 | 13.33 | 13.14 | 12.67 | 291.8 | 291.8 | 291.7 | 291.6 | 291.3 | 291 | 290.5 | 290.2 | 290 | 289.8 | 287.6 | 14.01 | 1.32 | 13.9 | 12.51 | 9.422% | 290.925 | 13.4614 | 0.054843 | 13.5085 | 0.99651 | 13.9612 | 2000 | 1999.96
2011-11-16 12:40 | 13.86 | 13.8 | 13.66 | 13.55 | 13.45 | 13.28 | 13.1 | 12.89 | 12.63 | 12.11 | 296.5 | 296.2 | 295.9 | 295.7 | 295.3 | 294.8 | 294.4 | 294.4 | 294.3 | 294.3 | 289.3 | 13.45 | 1.85 | 13.41 | 11.73 | 13.75% | 294.74 | 13.1909 | 0.12611 | 13.2541 | 0.99523 | 13.3859 | 1999.45 | 1999.39
2011-11-16 12:50 | 13.81 | 13.73 | 13.58 | 13.45 | 13.31 | 13.15 | 13.02 | 12.95 | 12.81 | 12.35 | 295.1 | 294.8 | 294.3 | 293.9 | 293.7 | 293.4 | 293.2 | 293.2 | 293.6 | 294.1 | 290.8 | 13.57 | 1.7 | 13.53 | 12.2 | 12.53% | 293.37 | 13.1572 | 0.09181 | 13.1313 | 1.002 | 13.5968 | 1999.57 | 1999.6
2011-11-16 16:40 | 8.81 | 8.69 | 8.49 | 8.31 | 8.18 | 8.09 | 7.95 | 7.85 | 7.74 | 7.5 | 285.1 | 285.1 | 285.4 | 285.7 | 285.8 | 285.2 | 284.6 | 283.9 | 283.3 | 282 | 279.3 | 8.06 | 1.7 | 7.95 | 7.26 | 21.09% | 285.11 | 8.0805 | 0.16132 | 8.0698 | 1.0013 | 8.0707 | 911.02 | 914.69
2011-11-16 16:50 | 9 | 8.97 | 8.9 | 8.82 | 8.67 | 8.43 | 8.29 | 8.17 | 8.09 | 7.87 | 282.9 | 282.5 | 281.8 | 281.4 | 281.4 | 282 | 282.1 | 282.1 | 282.7 | 283.4 | 278.2 | 8.82 | 1.87 | 8.78 | 7.84 | 21.2% | 282.015 | 8.4694 | 0.15476 | 8.4098 | 1.0071 | 8.8825 | 1189.94 | 1211.96
2011-11-16 17:00 | 10.9 | 10.86 | 10.75 | 10.68 | 10.64 | 10.55 | 10.41 | 10.28 | 10.13 | 9.8 | 287 | 287 | 287.1 | 287.3 | 287.4 | 287.2 | 286.8 | 286.5 | 286.6 | 286.8 | 281.7 | 10.34 | 1.61 | 10.27 | 9.42 | 15.57% | 287.14 | 10.4713 | 0.12345 | 10.5298 | 0.99444 | 10.2826 | 1727.78 | 1711.76
2011-11-16 17:10 | 11.32 | 11.23 | 11.04 | 10.86 | 10.77 | 10.67 | 10.52 | 10.4 | 10.34 | 10.18 | 287.2 | 286.9 | 285.9 | 285 | 284.2 | 283.3 | 282.8 | 282.7 | 282.8 | 282.9 | 279.6 | 11.03 | 1.37 | 10.97 | 10.07 | 12.42% | 283.225 | 10.6501 | 0.13083 | 10.6484 | 1.0002 | 11.0318 | 1906.52 | 1906.52
2011-11-16 17:20 | 12.35 | 12.29 | 12.19 | 12.11 | 12.05 | 12 | 11.85 | 11.67 | 11.48 | 11.02 | 285.5 | 285 | 284.3 | 283.7 | 283 | 282.2 | 281.6 | 280.9 | 280.5 | 280.7 | 280.3 | 11.76 | 1.85 | 11.71 | 10.72 | 15.73% | 282.11 | 11.8752 | 0.11624 | 11.9784 | 0.99138 | 11.6587 | 1967.84 | 1959.44
2011-11-16 17:30 | 12.18 | 12.04 | 11.85 | 11.74 | 11.69 | 11.6 | 11.43 | 11.27 | 11.1 | 10.84 | 286.1 | 285.8 | 285.6 | 285.3 | 285.3 | 285.5 | 285.6 | 285.4 | 285 | 284.4 | 281.2 | 11.77 | 1.38 | 11.66 | 10.57 | 11.72% | 285.515 | 11.5122 | 0.13643 | 11.5755 | 0.99453 | 11.7057 | 1968.68 | 1963.64
2011-11-16 17:40 | 12.3 | 12.24 | 12.08 | 11.95 | 11.82 | 11.71 | 11.59 | 11.42 | 11.22 | 10.84 | 289.6 | 289.2 | 288.5 | 288.2 | 287.9 | 287.6 | 287.1 | 286.1 | 285.3 | 284.8 | 284.3 | 11.9 | 1.44 | 11.78 | 10.49 | 12.1% | 287.525 | 11.6609 | 0.095187 | 11.6927 | 0.99728 | 11.8676 | 1979.6 | 1977.08
2011-11-16 17:50 | 12.76 | 12.7 | 12.58 | 12.44 | 12.34 | 12.25 | 12.2 | 12.06 | 11.78 | 11.33 | 292.4 | 292.2 | 292 | 291.7 | 291.6 | 291.3 | 291 | 290.9 | 291.2 | 292.1 | 287.4 | 12.17 | 1.24 | 12.16 | 10.75 | 10.19% | 291.255 | 12.2073 | 0.037795 | 12.2428 | 0.9971 | 12.1347 | 1989.87 | 1989.43
2011-11-16 18:00 | 11.99 | 11.97 | 11.94 | 11.86 | 11.74 | 11.59 | 11.38 | 11.25 | 11.08 | 10.74 | 293.6 | 293.5 | 293.6 | 293.7 | 293.6 | 293.5 | 293.5 | 292.9 | 293 | 293.6 | 290.1 | 12.15 | 1.46 | 12.07 | 10.54 | 12.02% | 293.5 | 11.5232 | 0.16897 | 11.5597 | 0.99684 | 12.1117 | 1989.65 | 1989.21
2011-11-16 18:10 | 11.85 | 11.75 | 11.55 | 11.43 | 11.25 | 11.12 | 11.06 | 10.99 | 10.85 | 10.42 | 297.3 | 297.4 | 297.5 | 297.4 | 297.4 | 297.7 | 298.5 | 299.2 | 299 | 299.3 | 294.4 | 11.29 | 1.55 | 11.33 | 10.37 | 13.73% | 297.82 | 11.1593 | 0.049996 | 11.1114 | 1.0043 | 11.3387 | 1928.36 | 1932.56
2011-11-16 18:20 | 11.79 | 11.73 | 11.61 | 11.49 | 11.4 | 11.32 | 11.16 | 11.05 | 10.92 | 10.54 | 297.5 | 297.5 | 297.4 | 297.5 | 297.6 | 297.8 | 297.5 | 297 | 296.8 | 296.4 | 290.5 | 11.47 | 1.43 | 11.39 | 10.34 | 12.47% | 297.755 | 11.2574 | 0.13155 | 11.2969 | 0.9965 | 11.4298 | 1943.48 | 1940.12
2011-11-16 18:30 | 11.81 | 11.75 | 11.65 | 11.56 | 11.46 | 11.35 | 11.21 | 11.11 | 11.06 | 10.78 | 297.4 | 297.4 | 297.6 | 298 | 298.3 | 298.2 | 298.3 | 298.6 | 299.1 | 299.8 | 292.8 | 11.35 | 2.05 | 11.37 | 10.66 | 18.06% | 298.215 | 11.3271 | 0.11469 | 11.3298 | 0.99976 | 11.3472 | 1933.4 | 1933.4
2011-11-16 18:40 | 11.74 | 11.67 | 11.61 | 11.45 | 11.3 | 11.23 | 11.18 | 11.07 | 10.95 | 10.74 | 295.7 | 295.7 | 295.6 | 295.5 | 295.8 | 296.1 | 296 | 296 | 295.3 | 294.8 | 289.4 | 11.39 | 1.86 | 11.34 | 9.92 | 16.33% | 296.085 | 11.2408 | 0.041236 | 11.2228 | 1.0016 | 11.4083 | 1936.76 | 1938.44
2011-11-16 18:50 | 10.53 | 10.48 | 10.37 | 10.19 | 9.99 | 9.86 | 9.81 | 9.76 | 9.62 | 9.14 | 295.4 | 295.4 | 295.4 | 295.3 | 295.2 | 295.2 | 294.9 | 294.4 | 294.1 | 293.8 | 289.9 | 10.21 | 1.59 | 10.19 | 9.1 | 15.57% | 295.155 | 9.9196 | 0.04698 | 9.8528 | 1.0068 | 10.2792 | 1693.07 | 1711.76
2011-11-16 19:00 | 11.55 | 11.46 | 11.36 | 11.3 | 11.24 | 11.12 | 10.94 | 10.75 | 10.59 | 10.22 | 296 | 295.8 | 295.2 | 294.4 | 293.8 | 293.5 | 293.1 | 292.8 | 293.1 | 292.7 | 290.1 | 11.36 | 1.56 | 11.35 | 10.52 | 13.73% | 293.44 | 11.0181 | 0.15081 | 11.094 | 0.99316 | 11.2823 | 1934.24 | 1927.52
2011-11-16 19:10 | 13.2 | 13.1 | 12.96 | 12.86 | 12.75 | 12.63 | 12.45 | 12.21 | 11.88 | 11.28 | 297.1 | 297.1 | 297 | 296.9 | 296.7 | 296.6 | 296.5 | 296.7 | 297.2 | 299 | 292.4 | 12.87 | 1.59 | 12.78 | 11.43 | 12.35% | 296.585 | 12.4983 | 0.13265 | 12.6041 | 0.99161 | 12.762 | 1997.57 | 1996.36
2011-11-16 19:20 | 12.39 | 12.35 | 12.24 | 12.07 | 11.9 | 11.68 | 11.47 | 11.27 | 11.05 | 10.47 | 295.7 | 295.7 | 295.8 | 295.9 | 295.9 | 295.8 | 295.6 | 295.4 | 295.7 | 296.4 | 290.3 | 11.35 | 1.5 | 11.27 | 9.74 | 13.22% | 295.77 | 11.6386 | 0.16766 | 11.6497 | 0.99905 | 11.3392 | 1933.4 | 1932.56
2011-11-16 19:30 | 13.32 | 13.24 | 13.08 | 12.96 | 12.88 | 12.77 | 12.57 | 12.38 | 12.26 | 12.05 | 292.5 | 292.5 | 292.2 | 292 | 292 | 292.2 | 292.3 | 292.4 | 292.6 | 292.3 | 287 | 12.61 | 1.84 | 12.45 | 11.19 | 14.59% | 292.215 | 12.6879 | 0.14587 | 12.7412 | 0.99582 | 12.5573 | 1994.71 | 1994.16
2011-11-16 19:40 | 13.17 | 13.12 | 13 | 12.84 | 12.65 | 12.43 | 12.13 | 11.82 | 11.47 | 10.85 | 291.7 | 291.6 | 291.3 | 291 | 291 | 291.6 | 292.4 | 292.9 | 292.9 | 293.4 | 287.7 | 12.7 | 1.62 | 12.56 | 10.68 | 12.76% | 291.72 | 12.3012 | 0.22577 | 12.3866 | 0.99311 | 12.6124 | 1995.7 | 1994.71
2011-11-16 19:50 | 13.54 | 13.48 | 13.4 | 13.32 | 13.22 | 13.08 | 12.92 | 12.75 | 12.53 | 12.09 | 296.5 | 296.4 | 296.4 | 296.6 | 296.6 | 296.4 | 296.4 | 296.3 | 296 | 296.3 | 292.7 | 12.97 | 1.76 | 12.85 | 11.79 | 13.57% | 296.4 | 13.0014 | 0.11374 | 13.057 | 0.99575 | 12.9148 | 1998.67 | 1998.01
2011-11-16 20:00 | 14.7 | 14.62 | 14.45 | 14.35 | 14.25 | 14.04 | 13.8 | 13.59 | 13.33 | 12.83 | 302.2 | 302.1 | 301.9 | 302 | 302.2 | 302.2 | 302.2 | 302.4 | 302.8 | 303.3 | 297.6 | 14.31 | 1.96 | 14.14 | 12.46 | 13.7% | 302.2 | 13.9436 | 0.15933 | 14.0054 | 0.99559 | 14.2469 | 2000 | 2000
2011-11-16 20:10 | 15.05 | 15.01 | 14.88 | 14.75 | 14.67 | 14.65 | 14.61 | 14.5 | 14.28 | 13.85 | 302 | 301.9 | 301.7 | 301.6 | 301.8 | 302 | 302 | 301.8 | 301.6 | 301.2 | 296.8 | 14.84 | 1.59 | 14.75 | 13.61 | 10.71% | 302 | 14.5945 | 0.025266 | 14.6443 | 0.9966 | 14.7895 | 2000 | 2000
2011-11-16 20:20 | 15.86 | 15.8 | 15.61 | 15.43 | 15.25 | 14.99 | 14.71 | 14.41 | 14.11 | 13.61 | 299.7 | 299.8 | 300 | 299.9 | 299.6 | 299.3 | 299.1 | 299 | 299.2 | 299.6 | 295.5 | 14.91 | 1.99 | 14.68 | 12.96 | 13.35% | 299.27 | 14.9028 | 0.17425 | 14.9496 | 0.99687 | 14.8634 | 2000 | 2000
2011-11-16 20:30 | 14.85 | 14.82 | 14.79 | 14.72 | 14.54 | 14.28 | 14.09 | 13.92 | 13.69 | 13.08 | 298.3 | 298.2 | 298.1 | 297.7 | 297.3 | 297.3 | 297.3 | 297.3 | 297.7 | 298.3 | 292.9 | 14.1 | 2.37 | 13.95 | 12.23 | 16.81% | 297.3 | 14.2488 | 0.12378 | 14.2526 | 0.99973 | 14.0963 | 2000 | 2000
2011-11-16 20:40 | 11.22 | 11.1 | 10.84 | 10.54 | 10.26 | 10.04 | 9.83 | 9.66 | 9.49 | 9.08 | 295.3 | 295.1 | 294.7 | 294.3 | 294 | 293.5 | 292.1 | 290.7 | 290.2 | 290 | 289.2 | 10.11 | 1.84 | 10.04 | 8.85 | 18.2% | 293.29 | 10.0846 | 0.19534 | 10.0096 | 1.0075 | 10.1857 | 1666.37 | 1687.73
2011-11-16 20:50 | 10.2 | 10.11 | 9.94 | 9.8 | 9.63 | 9.42 | 9.28 | 9.15 | 8.94 | 8.5 | 294.9 | 294.6 | 293.7 | 292.9 | 292.5 | 292.3 | 292.5 | 293.2 | 293.7 | 294.4 | 288 | 9.7 | 1.87 | 9.61 | 8.73 | 19.28% | 292.33 | 9.4312 | 0.13837 | 9.3998 | 1.0033 | 9.7324 | 1522.7 | 1534.13
2011-11-16 21:00 | 9.66 | 9.59 | 9.44 | 9.34 | 9.28 | 9.21 | 9.1 | 8.93 | 8.79 | 8.52 | 297.5 | 297.3 | 296.8 | 296.7 | 297.1 | 297.5 | 297.8 | 298 | 298 | 298.3 | 294.7 | 9.56 | 1.58 | 9.42 | 8.44 | 16.53% | 297.545 | 9.1417 | 0.11103 | 9.1942 | 0.9943 | 9.5055 | 1469.36 | 1450.31
2011-11-16 21:10 | 10.98 | 10.91 | 10.76 | 10.63 | 10.57 | 10.52 | 10.4 | 10.24 | 10.14 | 10.03 | 301.7 | 301.9 | 302.4 | 302.7 | 303.1 | 303.6 | 303.8 | 303.6 | 303.7 | 304.4 | 297.4 | 10.77 | 1.59 | 10.67 | 9.78 | 14.76% | 303.63 | 10.4595 | 0.10602 | 10.5027 | 0.99588 | 10.7257 | 1842.59 | 1831.91
2011-11-16 21:20 | 12.51 | 12.43 | 12.29 | 12.17 | 12.14 | 12.08 | 11.94 | 11.76 | 11.54 | 11.23 | 300.6 | 300.8 | 301.1 | 301.5 | 302.2 | 303 | 303.9 | 304.3 | 304.2 | 304.7 | 298.1 | 12.12 | 1.56 | 11.97 | 11.06 | 12.87% | 303.135 | 11.9658 | 0.10772 | 12.0598 | 0.9922 | 12.0255 | 1989.32 | 1988.33
2011-11-16 21:30 | 11.7 | 11.66 | 11.57 | 11.5 | 11.42 | 11.43 | 11.43 | 11.23 | 10.98 | 10.62 | 299.1 | 299.3 | 299.1 | 298.7 | 298.3 | 297.6 | 297.2 | 297.3 | 297 | 296.7 | 292.1 | 11.03 | 1.44 | 11.05 | 9.83 | 13.06% | 297.54 | 11.3395 | 0 | 11.43 | 0.99208 | 10.9427 | 1906.52 | 1887.98
2011-11-16 21:40 | 11.03 | 10.78 | 10.56 | 10.45 | 10.28 | 10.14 | 10.06 | 10 | 9.82 | 9.58 | 298.7 | 298.3 | 297.4 | 296.6 | 296.2 | 295.4 | 294.9 | 294.9 | 294.9 | 295.3 | 293.1 | 10.74 | 1.73 | 10.73 | 9.29 | 16.11% | 295.325 | 10.1761 | 0.073196 | 10.1285 | 1.0047 | 10.7905 | 1834.58 | 1847.93
2011-11-16 21:50 | 10.08 | 10.07 | 10.08 | 10.09 | 9.98 | 9.77 | 9.58 | 9.49 | 9.38 | 9.15 | 299.1 | 298.7 | 298.6 | 298.1 | 297.7 | 297.2 | 296.5 | 295.9 | 295.6 | 295.8 | 294.5 | 10.41 | 2.04 | 10.3 | 9.57 | 19.6% | 297.095 | 9.7451 | 0.18148 | 9.7425 | 1.0003 | 10.4127 | 1746.47 | 1746.47
2011-11-16 22:00 | 9.25 | 9.22 | 9.19 | 9.15 | 9.1 | 9.01 | 8.83 | 8.66 | 8.49 | 8.15 | 305.8 | 306 | 305.9 | 305.5 | 305.5 | 305.5 | 306.2 | 306.7 | 306.4 | 305.8 | 299.9 | 8.73 | 1.55 | 8.62 | 7.79 | 17.75% | 305.605 | 8.8941 | 0.18648 | 8.984 | 0.98999 | 8.6426 | 1156.91 | 1123.88
2011-11-16 22:10 | 9.59 | 9.63 | 9.65 | 9.56 | 9.43 | 9.28 | 9.17 | 9.07 | 8.98 | 8.73 | 296.7 | 297 | 297.1 | 297 | 297.4 | 297.9 | 298.2 | 298.4 | 298.7 | 299.2 | 294.4 | 9.27 | 1.29 | 9.2 | 8.22 | 13.92% | 297.945 | 9.2853 | 0.11019 | 9.2642 | 1.0023 | 9.2911 | 1358.87 | 1366.49
2011-11-16 22:20 | 11.24 | 11.21 | 11.12 | 10.98 | 10.84 | 10.64 | 10.4 | 10.21 | 10.06 | 9.84 | 305 | 305.1 | 305.2 | 305.1 | 305.1 | 305.2 | 305.4 | 305.8 | 305.9 | 305.8 | 299.5 | 10.94 | 1.22 | 10.81 | 9.97 | 11.15% | 305.23 | 10.5937 | 0.21083 | 10.6053 | 0.99891 | 10.9281 | 1887.98 | 1885.31
2011-11-16 22:30 | 11.37 | 11.27 | 11.09 | 10.9 | 10.73 | 10.53 | 10.31 | 10.08 | 9.82 | 9.37 | 303.3 | 303.3 | 303.2 | 303.2 | 303.2 | 303.2 | 303.1 | 302.8 | 302.4 | 302.1 | 299.3 | 10.83 | 1.15 | 10.66 | 9.25 | 10.62% | 303.185 | 10.4756 | 0.19511 | 10.4982 | 0.99784 | 10.8067 | 1858.61 | 1853.27
2011-11-16 22:40 | 11.1 | 10.96 | 10.7 | 10.48 | 10.31 | 10.11 | 9.9 | 9.68 | 9.5 | 9.04 | 303.9 | 303.7 | 303.4 | 303.5 | 303.4 | 303.3 | 303.2 | 303.2 | 303 | 302.8 | 300.2 | 10.64 | 1.41 | 10.48 | 9.21 | 13.25% | 303.285 | 10.0852 | 0.19397 | 10.0796 | 1.0006 | 10.6459 | 1807.88 | 1810.55
2011-11-16 22:50 | 7.82 | 7.78 | 7.72 | 7.66 | 7.54 | 7.36 | 7.24 | 7.11 | 6.92 | 6.54 | 310.3 | 310.4 | 310.5 | 310.7 | 311.4 | 311.9 | 312.2 | 311.7 | 310.6 | 310.2 | 304.1 | 8.1 | 1.54 | 7.89 | 6.3 | 19.01% | 311.945 | 7.342 | 0.15191 | 7.3427 | 0.9999 | 8.0992 | 925.7 | 925.7
2011-11-16 23:00 | 6.7 | 6.62 | 6.46 | 6.3 | 6.1 | 5.9 | 5.77 | 5.66 | 5.52 | 5.21 | 311.6 | 311.8 | 311.6 | 311.6 | 312.2 | 313.2 | 314 | 314.1 | 314.3 | 314.5 | 309.3 | 5.81 | 1.43 | 5.58 | 4.68 | 24.61% | 313.32 | 5.954 | 0.20589 | 5.8812 | 1.0124 | 5.8819 | 331.22 | 342.56
2011-11-16 23:10 | 7.12 | 7.02 | 6.81 | 6.57 | 6.26 | 5.96 | 5.74 | 5.57 | 5.38 | 5.15 | 306.1 | 305.9 | 305.3 | 304.1 | 303.2 | 302.8 | 302.3 | 301.5 | 301 | 300.7 | 297.2 | 5.87 | 1.45 | 5.67 | 4.84 | 24.7% | 302.725 | 6.0587 | 0.34757 | 5.928 | 1.022 | 5.9994 | 340.94 | 362
2011-11-16 23:20 | 8.98 | 8.87 | 8.67 | 8.47 | 8.28 | 8.13 | 7.98 | 7.81 | 7.61 | 7.15 | 301.1 | 300.7 | 300.1 | 299.5 | 299 | 298.6 | 297.7 | 296.1 | 294.6 | 293.2 | 294.2 | 8.15 | 1.77 | 8.01 | 6.74 | 21.72% | 298.465 | 8.1171 | 0.17209 | 8.1083 | 1.0011 | 8.1588 | 944.05 | 947.72
2011-11-16 23:30 | 8.39 | 8.29 | 8.07 | 7.82 | 7.58 | 7.44 | 7.37 | 7.26 | 7.08 | 6.7 | 300.8 | 300.7 | 300.6 | 300.6 | 300.4 | 300 | 299.7 | 299.4 | 298.6 | 297.5 | 296.8 | 7.84 | 1.47 | 7.76 | 6.92 | 18.75% | 299.955 | 7.5097 | 0.087356 | 7.4299 | 1.0107 | 7.9241 | 840.84 | 864.92
2011-11-16 23:40 | 7.52 | 7.39 | 7.23 | 7.1 | 7.01 | 6.89 | 6.72 | 6.52 | 6.31 | 5.97 | 300 | 300.2 | 300.3 | 300 | 299.3 | 298.4 | 297.8 | 297 | 296.1 | 295.5 | 296.2 | 6.96 | 1.34 | 6.98 | 6.02 | 19.25% | 298.31 | 6.812 | 0.23087 | 6.8654 | 0.99223 | 6.9059 | 578.96 | 567.66
2011-11-16 23:50 | 9.46 | 9.3 | 8.98 | 8.68 | 8.38 | 8.12 | 7.94 | 7.82 | 7.69 | 7.41 | 300.9 | 301.1 | 301.2 | 300.7 | 300.3 | 300 | 299.4 | 299.1 | 299.3 | 299.9 | 294.5 | 8.2 | 1.1 | 8.06 | 7.03 | 13.41% | 299.91 | 8.2401 | 0.20715 | 8.094 | 1.0181 | 8.3481 | 962.4 | 1017.45
2011-11-17 | 9.86 | 9.74 | 9.53 | 9.38 | 9.31 | 9.25 | 9.19 | 9.17 | 9.1 | 8.81 | 301.8 | 301.7 | 301.5 | 301.3 | 301.1 | 300.9 | 300.4 | 300 | 299.6 | 299.2 | 297.1 | 9.88 | 1.69 | 9.84 | 9.22 | 17.11% | 300.825 | 9.2677 | 0.060137 | 9.2414 | 1.0029 | 9.9082 | 1591.28 | 1602.71
2011-11-17 00:10 | 11.17 | 11.13 | 10.98 | 10.85 | 10.64 | 10.43 | 10.28 | 10.08 | 9.79 | 9.38 | 302.9 | 302.9 | 303 | 303.1 | 303.1 | 303 | 302.8 | 302.5 | 302.4 | 302.6 | 298.7 | 10.68 | 1.39 | 10.45 | 9.05 | 13.01% | 302.97 | 10.4148 | 0.13386 | 10.4084 | 1.0006 | 10.6866 | 1818.56 | 1821.23
2011-11-17 00:20 | 10.12 | 10.07 | 9.98 | 9.89 | 9.77 | 9.58 | 9.39 | 9.17 | 8.98 | 8.63 | 294.3 | 294.3 | 294.5 | 294.8 | 294.8 | 295.1 | 295.8 | 296.5 | 297 | 297.8 | 292 | 9.48 | 1.08 | 9.42 | 8.2 | 11.39% | 295.205 | 9.5157 | 0.18512 | 9.5525 | 0.99614 | 9.4434 | 1438.88 | 1423.64
2011-11-17 00:30 | 10.21 | 10.16 | 10.03 | 9.87 | 9.77 | 9.65 | 9.52 | 9.39 | 9.24 | 8.98 | 296.4 | 296.1 | 295.7 | 295.5 | 295.3 | 294.9 | 294.3 | 293.8 | 293.5 | 292.6 | 290.7 | 9.69 | 1.22 | 9.66 | 8.77 | 12.59% | 294.81 | 9.6241 | 0.12534 | 9.6313 | 0.99925 | 9.6828 | 1518.89 | 1515.08
2011-11-17 00:40 | 10.23 | 10.12 | 9.93 | 9.8 | 9.69 | 9.5 | 9.32 | 9.15 | 9.01 | 8.72 | 294 | 293.8 | 293.1 | 292.5 | 292.5 | 292.5 | 292.3 | 292.2 | 292 | 291.2 | 290 | 9.53 | 1.19 | 9.52 | 8.3 | 12.49% | 292.47 | 9.4748 | 0.17677 | 9.474 | 1.0001 | 9.5308 | 1457.93 | 1457.93
2011-11-17 00:50 | 8.63 | 8.55 | 8.43 | 8.26 | 8.12 | 8.03 | 7.95 | 7.93 | 7.82 | 7.49 | 291.5 | 291 | 290.1 | 288.9 | 287.5 | 286.3 | 285.2 | 284.3 | 283.7 | 283.7 | 285.3 | 8.05 | 1.14 | 7.97 | 7.15 | 14.16% | 286.135 | 8.0562 | 0.092526 | 8.0185 | 1.0047 | 8.0878 | 907.35 | 922.03
2011-11-17 01:00 | 8.63 | 8.54 | 8.36 | 8.26 | 8.16 | 8.01 | 7.85 | 7.74 | 7.63 | 7.43 | 295.3 | 295 | 294.6 | 294.2 | 293.6 | 293.6 | 293.9 | 294.1 | 293.8 | 293.1 | 289.3 | 8.1 | 1.13 | 8.04 | 7.25 | 13.95% | 293.645 | 7.9952 | 0.18646 | 7.9869 | 1.001 | 8.1084 | 925.7 | 929.37
2011-11-17 01:10 | 7.09 | 6.99 | 6.89 | 6.84 | 6.78 | 6.67 | 6.52 | 6.31 | 6.03 | 5.64 | 291.2 | 291.3 | 290.5 | 289.7 | 289 | 288 | 286.6 | 285.2 | 283.9 | 282.7 | 283.2 | 6.53 | 1.06 | 6.49 | 5.8 | 16.23% | 287.79 | 6.552 | 0.21019 | 6.6483 | 0.98552 | 6.4354 | 481.78 | 461.44
2011-11-17 01:20 | 6.28 | 6.16 | 5.97 | 5.82 | 5.68 | 5.51 | 5.34 | 5.14 | 4.9 | 4.53 | 292.6 | 292.7 | 292.5 | 292.7 | 291.9 | 290.9 | 290.2 | 289.7 | 289.4 | 288.9 | 289.9 | 5.57 | 1 | 5.45 | 4.16 | 17.95% | 290.795 | 5.4765 | 0.2896 | 5.4853 | 0.99839 | 5.561 | 292.34 | 290.72
2011-11-17 01:30 | 7.45 | 7.27 | 6.92 | 6.55 | 6.29 | 6.06 | 5.83 | 5.61 | 5.41 | 5.07 | 297 | 296.9 | 296.3 | 295.5 | 295 | 294.6 | 294.1 | 293.2 | 292.4 | 291.1 | 289.9 | 6.46 | 0.85 | 6.28 | 5.16 | 13.16% | 294.525 | 6.1206 | 0.35756 | 6.0265 | 1.0156 | 6.5608 | 465.96 | 488.56
2011-11-17 01:40 | 9.74 | 9.62 | 9.36 | 9.07 | 8.87 | 8.71 | 8.53 | 8.31 | 8.07 | 7.63 | 295.4 | 295.1 | 294.3 | 293.6 | 293.3 | 293 | 293 | 292.8 | 292.1 | 290 | 288.7 | 8.64 | 1.41 | 8.56 | 7.77 | 16.32% | 293 | 8.6947 | 0.19297 | 8.684 | 1.0012 | 8.6507 | 1123.88 | 1127.55
2011-11-17 01:50 | 10.44 | 10.37 | 10.25 | 10.17 | 10.07 | 9.94 | 9.83 | 9.72 | 9.59 | 9.29 | 298.9 | 298.6 | 297.8 | 297 | 296.3 | 295.6 | 295 | 294.4 | 294 | 293.5 | 291.8 | 9.99 | 0.69 | 9.93 | 8.66 | 6.907% | 295.51 | 9.9187 | 0.10283 | 9.9242 | 0.99944 | 9.9845 | 1633.19 | 1629.38
2011-11-17 02:00 | 8.94 | 8.92 | 8.86 | 8.77 | 8.66 | 8.53 | 8.43 | 8.36 | 8.27 | 8.04 | 298 | 297.6 | 297.3 | 297.1 | 296.7 | 296.1 | 295.5 | 294.6 | 293.8 | 292.9 | 291.6 | 8.97 | 1.17 | 8.92 | 7.92 | 13.04% | 296.01 | 8.5378 | 0.10898 | 8.5156 | 1.0026 | 8.9934 | 1244.99 | 1252.33
2011-11-17 02:10 | 8.49 | 8.37 | 8.15 | 7.89 | 7.64 | 7.48 | 7.36 | 7.18 | 7.01 | 6.82 | 297.5 | 297.1 | 296.5 | 296.3 | 296.2 | 296.1 | 296.1 | 295.8 | 294.7 | 292.1 | 291.5 | 7.84 | 0.89 | 7.76 | 6.9 | 11.35% | 296.1 | 7.5329 | 0.14945 | 7.4627 | 1.0094 | 7.9138 | 840.84 | 861.91
2011-11-17 02:20 | 9.58 | 9.42 | 9.11 | 8.81 | 8.59 | 8.42 | 8.23 | 8.03 | 7.8 | 7.5 | 298.1 | 297.5 | 296.8 | 296.4 | 296.2 | 295.7 | 295 | 294.5 | 294.1 | 294.1 | 292 | 8.52 | 1.4 | 8.43 | 7.58 | 16.43% | 295.595 | 8.4296 | 0.21091 | 8.3925 | 1.0044 | 8.5576 | 1079.84 | 1094.52
2011-11-17 02:30 | 10.28 | 10.16 | 9.86 | 9.5 | 9.15 | 8.85 | 8.61 | 8.4 | 8.21 | 7.87 | 297.1 | 296.8 | 296.2 | 295.7 | 295.4 | 295 | 294.6 | 294.2 | 293.9 | 292.8 | 291.1 | 9.25 | 1.16 | 9.14 | 7.23 | 12.54% | 294.94 | 8.9511 | 0.25406 | 8.8152 | 1.0154 | 9.3926 | 1351.25 | 1404.59
2011-11-17 02:40 | 10.03 | 9.89 | 9.59 | 9.25 | 8.99 | 8.75 | 8.53 | 8.27 | 7.91 | 7.29 | 299 | 298.8 | 298.1 | 297.4 | 296.9 | 296.7 | 296.5 | 295.8 | 294.9 | 295.3 | 292.8 | 8.76 | 1.45 | 8.53 | 6.87 | 16.55% | 296.67 | 8.75 | 0.23532 | 8.7181 | 1.0037 | 8.792 | 1167.92 | 1178.93
2011-11-17 02:50 | 9.88 | 9.78 | 9.61 | 9.44 | 9.23 | 8.98 | 8.68 | 8.34 | 8.02 | 7.47 | 300.6 | 300.4 | 300.2 | 299.9 | 299.8 | 299.8 | 299.9 | 299.9 | 300.2 | 300.3 | 296.8 | 9.12 | 1.29 | 8.84 | 7.55 | 14.14% | 299.815 | 8.8875 | 0.31399 | 8.9364 | 0.99453 | 9.0701 | 1301.72 | 1282.67
2011-11-17 03:00 | 10.78 | 10.66 | 10.42 | 10.16 | 9.9 | 9.65 | 9.44 | 9.26 | 9.07 | 8.62 | 301.6 | 301.7 | 301.3 | 300.8 | 300.3 | 299.8 | 299.2 | 298.8 | 298.7 | 299.2 | 295.5 | 9.93 | 1.04 | 9.74 | 8.18 | 10.47% | 299.71 | 9.6905 | 0.20332 | 9.6196 | 1.0074 | 10.0032 | 1610.33 | 1637
2011-11-17 03:10 | 9.66 | 9.49 | 9.22 | 9.02 | 8.82 | 8.61 | 8.4 | 8.14 | 7.88 | 7.49 | 300.2 | 299.8 | 298.9 | 297.9 | 297.4 | 297.1 | 296.6 | 295.9 | 294.9 | 293.8 | 292.9 | 8.61 | 1.04 | 8.49 | 7.4 | 12.08% | 297.025 | 8.5774 | 0.22818 | 8.5796 | 0.99974 | 8.6078 | 1112.87 | 1112.87
2011-11-17 03:20 | 9.53 | 9.34 | 9.01 | 8.73 | 8.46 | 8.25 | 8.07 | 7.9 | 7.73 | 7.43 | 301.8 | 301.4 | 300.9 | 300.2 | 299.6 | 299 | 299 | 299.2 | 299.3 | 298.6 | 294.3 | 8.47 | 1.06 | 8.31 | 7.02 | 12.51% | 299 | 8.313 | 0.20385 | 8.224 | 1.0108 | 8.5617 | 1061.49 | 1094.52
2011-11-17 03:30 | 10.2 | 10.04 | 9.73 | 9.45 | 9.21 | 8.97 | 8.71 | 8.45 | 8.23 | 7.87 | 302.4 | 302.3 | 302 | 301.7 | 301.4 | 301.1 | 300.9 | 300.7 | 300.1 | 298.8 | 296.3 | 9.22 | 1.09 | 9.03 | 7.77 | 11.82% | 301.07 | 8.9679 | 0.27181 | 8.9323 | 1.004 | 9.2568 | 1339.82 | 1355.06
2011-11-17 03:40 | 10.49 | 10.37 | 10.16 | 9.92 | 9.74 | 9.54 | 9.3 | 9.02 | 8.73 | 8.47 | 302.4 | 301.9 | 301 | 300.3 | 299.8 | 299.6 | 299.4 | 299.5 | 299.4 | 299.4 | 297.1 | 9.76 | 1.43 | 9.61 | 8.28 | 14.65% | 299.57 | 9.4821 | 0.23545 | 9.5052 | 0.99756 | 9.7362 | 1545.56 | 1537.94
2011-11-17 03:50 | 11.3 | 11.14 | 10.85 | 10.61 | 10.35 | 10.06 | 9.76 | 9.48 | 9.18 | 8.67 | 304.9 | 304.7 | 304.5 | 304.1 | 303.5 | 303 | 302.6 | 302.3 | 302 | 302.1 | 298.1 | 10.24 | 1.01 | 10.02 | 8.4 | 9.863% | 302.94 | 10.0349 | 0.27977 | 10.0165 | 1.0018 | 10.2588 | 1701.08 | 1706.42
2011-11-17 04:00 | 10.31 | 10.18 | 9.91 | 9.66 | 9.41 | 9.09 | 8.82 | 8.6 | 8.36 | 7.98 | 303.3 | 302.9 | 302.1 | 301.6 | 301.4 | 300.8 | 300.4 | 300.2 | 300 | 299.1 | 297.3 | 9.4 | 0.82 | 9.2 | 7.49 | 8.723% | 300.74 | 9.1221 | 0.27864 | 9.0508 | 1.0079 | 9.474 | 1408.4 | 1435.07
2011-11-17 04:10 | 10.29 | 10.08 | 9.68 | 9.32 | 9.01 | 8.67 | 8.3 | 7.93 | 7.52 | 6.94 | 301.6 | 301.3 | 300.5 | 299.6 | 298.7 | 297.9 | 297.2 | 296.6 | 296.3 | 295.4 | 294.6 | 8.88 | 1.06 | 8.65 | 6.69 | 11.94% | 297.795 | 8.6518 | 0.40303 | 8.616 | 1.0042 | 8.9169 | 1211.96 | 1226.64
2011-11-17 04:20 | 10.48 | 10.26 | 9.84 | 9.46 | 9.1 | 8.74 | 8.41 | 8.11 | 7.82 | 7.36 | 300.3 | 299.9 | 298.9 | 298 | 297.2 | 296.3 | 295.6 | 294.8 | 293.8 | 291.9 | 293.1 | 9.14 | 0.89 | 8.97 | 7.26 | 9.737% | 296.195 | 8.8038 | 0.35567 | 8.6919 | 1.0129 | 9.2576 | 1309.34 | 1355.06
2011-11-17 04:30 | 11.19 | 10.98 | 10.64 | 10.3 | 10.02 | 9.71 | 9.33 | 8.94 | 8.55 | 7.94 | 301.3 | 300.6 | 299.5 | 298.4 | 297.7 | 297 | 296.2 | 295.3 | 294.3 | 292.4 | 292.5 | 9.73 | 0.84 | 9.46 | 7.42 | 8.633% | 296.88 | 9.6435 | 0.36891 | 9.6546 | 0.99885 | 9.7188 | 1534.13 | 1530.32
2011-11-17 04:40 | 12.01 | 11.8 | 11.37 | 10.99 | 10.67 | 10.33 | 10.02 | 9.66 | 9.32 | 8.81 | 304.7 | 304.1 | 302.9 | 301.7 | 301 | 300.2 | 299.3 | 298.2 | 297.1 | 296.1 | 295.9 | 10.65 | 0.99 | 10.42 | 8.68 | 9.296% | 300.065 | 10.3432 | 0.28157 | 10.285 | 1.0057 | 10.7103 | 1810.55 | 1826.57
2011-11-17 04:50 | 11.16 | 10.93 | 10.44 | 10 | 9.68 | 9.41 | 9.16 | 8.93 | 8.66 | 8.15 | 305.3 | 304.8 | 303.8 | 302.9 | 301.8 | 300.4 | 299.3 | 298.2 | 297.5 | 297.1 | 297.6 | 9.69 | 1.07 | 9.47 | 7.84 | 11.04% | 300.235 | 9.4757 | 0.24883 | 9.3738 | 1.0109 | 9.7954 | 1518.89 | 1560.8
2011-11-17 05:00 | 10.88 | 10.73 | 10.4 | 9.95 | 9.52 | 9.1 | 8.71 | 8.41 | 8.13 | 7.53 | 300.6 | 300 | 298.7 | 297.5 | 296.6 | 296.1 | 295.8 | 295.2 | 294.3 | 291.9 | 292.2 | 9.08 | 1.33 | 8.84 | 6.95 | 14.65% | 296.055 | 9.1955 | 0.40478 | 9.0431 | 1.0169 | 9.233 | 1286.48 | 1343.63
2011-11-17 05:10 | 11.25 | 11.09 | 10.81 | 10.44 | 10.11 | 9.77 | 9.41 | 9.05 | 8.67 | 8.1 | 304.1 | 303.6 | 302.8 | 302.2 | 301.6 | 300.7 | 299.9 | 299.7 | 299.2 | 298.6 | 296.6 | 9.83 | 0.82 | 9.57 | 7.93 | 8.342% | 300.58 | 9.7555 | 0.34694 | 9.7176 | 1.0039 | 9.8684 | 1572.23 | 1587.47
2011-11-17 05:20 | 11.57 | 11.43 | 11.16 | 10.88 | 10.61 | 10.27 | 9.95 | 9.64 | 9.28 | 8.65 | 304.8 | 304.5 | 303.6 | 303 | 302.3 | 301.7 | 301.2 | 300.9 | 300.8 | 300.8 | 297.5 | 10.34 | 0.8 | 10.04 | 8.02 | 7.737% | 301.625 | 10.246 | 0.29252 | 10.2235 | 1.0022 | 10.3628 | 1727.78 | 1733.12
2011-11-17 05:30 | 11.9 | 11.69 | 11.32 | 11.06 | 10.82 | 10.5 | 10.16 | 9.88 | 9.6 | 9.24 | 302.9 | 302.4 | 301.9 | 301.3 | 300.7 | 300.6 | 300.2 | 299.8 | 299.5 | 298.7 | 296.4 | 10.57 | 0.75 | 10.39 | 8.87 | 7.096% | 300.54 | 10.4821 | 0.30418 | 10.4506 | 1.003 | 10.6018 | 1789.19 | 1797.2
2011-11-17 05:40 | 12.15 | 11.88 | 11.47 | 11.01 | 10.6 | 10.2 | 9.84 | 9.51 | 9.13 | 8.65 | 302 | 301.5 | 300.5 | 299.6 | 299.5 | 299.1 | 298.3 | 297.9 | 298.3 | 298.6 | 294 | 9.94 | 1.21 | 9.68 | 8.01 | 12.17% | 298.98 | 10.2747 | 0.33205 | 10.1476 | 1.0125 | 10.0645 | 1614.14 | 1653.02
2011-11-17 05:50 | 11.07 | 10.82 | 10.4 | 10 | 9.63 | 9.25 | 8.87 | 8.52 | 8.15 | 7.63 | 302.2 | 301.9 | 301.6 | 301.3 | 300.8 | 300.4 | 300.1 | 299.5 | 298.6 | 297.1 | 296.3 | 9.42 | 1.18 | 9.11 | 7.69 | 12.53% | 300.355 | 9.286 | 0.38765 | 9.1946 | 1.0099 | 9.5137 | 1416.02 | 1450.31
2011-11-17 06:00 | 10.35 | 10.12 | 9.71 | 9.35 | 9.04 | 8.72 | 8.35 | 7.98 | 7.64 | 7.06 | 303.9 | 303.6 | 303.2 | 302.4 | 301.9 | 302.1 | 302.3 | 302 | 301.7 | 301.1 | 297.6 | 8.83 | 1.12 | 8.5 | 6.82 | 12.68% | 302.13 | 8.7054 | 0.40067 | 8.666 | 1.0045 | 8.8701 | 1193.61 | 1208.29
2011-11-17 06:10 | 9.88 | 9.69 | 9.38 | 9.04 | 8.68 | 8.36 | 8.14 | 7.86 | 7.51 | 6.87 | 304.5 | 303.9 | 302.7 | 301.8 | 301.2 | 300.4 | 299.7 | 299.1 | 298.7 | 299 | 296.3 | 8.38 | 1.06 | 8.09 | 6.34 | 12.65% | 300.295 | 8.4267 | 0.24644 | 8.3281 | 1.0118 | 8.4792 | 1028.46 | 1065.16
2011-11-17 06:20 | 9.68 | 9.5 | 9.17 | 8.89 | 8.55 | 8.12 | 7.72 | 7.39 | 7.04 | 6.46 | 305.3 | 304.7 | 303.2 | 301.9 | 301.4 | 300.7 | 300.4 | 299.5 | 298.7 | 297.4 | 297.6 | 8.15 | 0.87 | 7.84 | 5.84 | 10.67% | 300.655 | 8.1476 | 0.46682 | 8.0614 | 1.0107 | 8.2371 | 944.05 | 977.08
2011-11-17 06:30 | 9.63 | 9.37 | 8.89 | 8.49 | 8.11 | 7.75 | 7.45 | 7.15 | 6.89 | 6.53 | 308.2 | 307.7 | 307 | 306.2 | 305.4 | 304.8 | 304.3 | 303.6 | 302.8 | 301.2 | 299.6 | 7.93 | 0.7 | 7.65 | 6.24 | 8.827% | 304.725 | 7.8578 | 0.36482 | 7.7063 | 1.0197 | 8.0859 | 867.93 | 922.03
2011-11-17 06:40 | 9.67 | 9.35 | 8.87 | 8.49 | 8.09 | 7.64 | 7.23 | 6.85 | 6.54 | 6.17 | 305.8 | 305.2 | 304.3 | 303.4 | 302.8 | 301.5 | 300.4 | 300 | 299.7 | 299.4 | 297.3 | 7.85 | 0.76 | 7.51 | 5.91 | 9.682% | 301.335 | 7.7294 | 0.50972 | 7.5799 | 1.0197 | 8.0049 | 843.85 | 889
2011-11-17 06:50 | 9.22 | 8.98 | 8.47 | 8.04 | 7.66 | 7.19 | 6.78 | 6.47 | 6.17 | 5.77 | 306.7 | 306.2 | 305.2 | 304.3 | 303.2 | 302.4 | 301.5 | 300.8 | 300.6 | 300.5 | 297.4 | 7.33 | 0.86 | 7.09 | 5.58 | 11.73% | 302.265 | 7.3175 | 0.54258 | 7.1298 | 1.0263 | 7.523 | 687.33 | 744.52
2011-11-17 07:00 | 10.29 | 10.13 | 9.7 | 9.26 | 8.86 | 8.46 | 8.06 | 7.71 | 7.42 | 7.02 | 308.1 | 307.6 | 306.4 | 305.4 | 304.3 | 303.3 | 302.7 | 302.2 | 301.4 | 300.3 | 298.9 | 8.65 | 0.85 | 8.34 | 6.78 | 9.827% | 303.21 | 8.5349 | 0.44759 | 8.4015 | 1.0159 | 8.7873 | 1127.55 | 1178.93
2011-11-17 07:10 | 10.74 | 10.53 | 10.15 | 9.8 | 9.43 | 9 | 8.53 | 8.14 | 7.82 | 7.32 | 306.9 | 306.6 | 306.1 | 305.4 | 304.7 | 304.2 | 303.3 | 302 | 301.2 | 300.5 | 299.4 | 9.08 | 0.67 | 8.77 | 6.95 | 7.379% | 304.065 | 9.0128 | 0.49564 | 8.9311 | 1.0091 | 9.163 | 1286.48 | 1316.96
2011-11-17 07:20 | 9.97 | 9.7 | 9.27 | 8.83 | 8.43 | 7.96 | 7.6 | 7.32 | 7.08 | 6.65 | 302.8 | 302.4 | 301.5 | 300.6 | 300 | 299.4 | 298.7 | 297.9 | 297.1 | 296.4 | 295.1 | 8.19 | 0.66 | 8.01 | 6.23 | 8.059% | 299.295 | 8.1139 | 0.42768 | 7.9074 | 1.0261 | 8.4039 | 958.73 | 1035.8
2011-11-17 07:30 | 10.05 | 9.85 | 9.49 | 9.08 | 8.71 | 8.29 | 7.98 | 7.74 | 7.46 | 6.98 | 301.7 | 301 | 299.5 | 298.5 | 297.6 | 296.4 | 295.5 | 294.9 | 294.2 | 293.3 | 291.9 | 8.53 | 0.99 | 8.25 | 6.32 | 11.61% | 296.265 | 8.4132 | 0.35219 | 8.2449 | 1.0204 | 8.7042 | 1083.51 | 1145.9
2011-11-17 07:40 | 9.87 | 9.71 | 9.39 | 9.11 | 8.83 | 8.5 | 8.2 | 7.87 | 7.54 | 7.01 | 301.2 | 300.6 | 299.4 | 297.9 | 296.8 | 295.9 | 295.1 | 294.1 | 293.4 | 292.1 | 291.7 | 8.45 | 1 | 8.23 | 6.27 | 11.83% | 295.78 | 8.4938 | 0.33205 | 8.4564 | 1.0044 | 8.4874 | 1054.15 | 1068.83
2011-11-17 07:50 | 10.67 | 10.52 | 10.17 | 9.9 | 9.64 | 9.29 | 8.95 | 8.59 | 8.2 | 7.56 | 301.6 | 300.9 | 299.6 | 298.7 | 297.9 | 296.6 | 295.4 | 294.2 | 293.1 | 292.2 | 292.4 | 9.33 | 0.8 | 9.17 | 7.07 | 8.574% | 296.42 | 9.2452 | 0.34455 | 9.2405 | 1.0005 | 9.3348 | 1381.73 | 1381.73
2011-11-17 08:00 | 10.53 | 10.3 | 9.81 | 9.4 | 9.09 | 8.75 | 8.4 | 8.1 | 7.78 | 7.24 | 302.5 | 301.5 | 300 | 298.8 | 297.9 | 297.1 | 296.3 | 295.7 | 295.3 | 293.8 | 293.3 | 8.94 | 0.87 | 8.72 | 6.97 | 9.732% | 296.98 | 8.783 | 0.37724 | 8.699 | 1.0097 | 9.0264 | 1233.98 | 1267.43
2011-11-17 08:10 | 9.74 | 9.52 | 9.11 | 8.74 | 8.41 | 8.01 | 7.58 | 7.22 | 6.95 | 6.55 | 307.1 | 306.4 | 305 | 303.6 | 302.4 | 301.5 | 300.9 | 300.8 | 300.9 | 301.1 | 297.8 | 8.55 | 0.89 | 8.33 | 6.44 | 10.41% | 301.41 | 8.0401 | 0.50989 | 7.9469 | 1.0117 | 8.6502 | 1090.85 | 1127.55
2011-11-17 08:20 | 9.8 | 9.51 | 9.03 | 8.58 | 8.15 | 7.78 | 7.51 | 7.28 | 7.04 | 6.62 | 304.2 | 303.3 | 301.6 | 300.2 | 299.7 | 299 | 298 | 296.8 | 296.3 | 295.9 | 294 | 8.09 | 0.94 | 7.86 | 6.01 | 11.62% | 298.85 | 7.9459 | 0.3264 | 7.7407 | 1.0265 | 8.3045 | 922.03 | 999.1
2011-11-17 08:30 | 9.85 | 9.65 | 9.29 | 8.92 | 8.47 | 8 | 7.65 | 7.33 | 6.98 | 6.52 | 301.6 | 300.9 | 300.2 | 299.4 | 298.9 | 298.8 | 299 | 299.1 | 298.7 | 298.3 | 293.8 | 8.01 | 0.87 | 7.72 | 5.82 | 10.86% | 298.83 | 8.1332 | 0.4134 | 7.9489 | 1.0232 | 8.1957 | 892.67 | 962.4
2011-11-17 08:40 | 10.21 | 9.97 | 9.56 | 9.14 | 8.79 | 8.41 | 8.06 | 7.77 | 7.47 | 6.9 | 305.3 | 304.7 | 303.9 | 303.1 | 302 | 300.9 | 300.1 | 299.6 | 299.6 | 301.1 | 296 | 8.43 | 0.92 | 8.17 | 6.23 | 10.91% | 300.78 | 8.4798 | 0.39281 | 8.3589 | 1.0145 | 8.5519 | 1046.81 | 1090.85
2011-11-17 08:50 | 10.66 | 10.38 | 9.86 | 9.37 | 8.88 | 8.34 | 7.93 | 7.55 | 7.22 | 6.66 | 306 | 305.4 | 304.1 | 303 | 302.4 | 301.7 | 301.4 | 300.7 | 299.9 | 299.8 | 296.5 | 8.62 | 0.97 | 8.12 | 6.12 | 11.25% | 301.655 | 8.5145 | 0.46584 | 8.28 | 1.0283 | 8.8642 | 1116.54 | 1204.62
2011-11-17 09:00 | 9.77 | 9.54 | 9.12 | 8.76 | 8.4 | 7.95 | 7.54 | 7.14 | 6.85 | 6.46 | 304.5 | 303.8 | 302.8 | 301.8 | 300.7 | 299.9 | 299.4 | 299.6 | 299.3 | 298.5 | 295.7 | 8 | 1.03 | 7.68 | 6.09 | 12.88% | 299.825 | 8.0116 | 0.48931 | 7.8899 | 1.0154 | 8.1234 | 889 | 933.04
2011-11-17 09:10 | 9.13 | 8.92 | 8.55 | 8.07 | 7.59 | 7.16 | 6.85 | 6.62 | 6.42 | 6.06 | 300.4 | 299.9 | 299 | 297.9 | 297.1 | 296.9 | 296.8 | 296.6 | 297.1 | 297.7 | 292.1 | 7.23 | 1 | 6.96 | 5.66 | 13.83% | 296.885 | 7.3743 | 0.40902 | 7.1147 | 1.0365 | 7.4938 | 657.23 | 735.49
2011-11-17 09:20 | 8.69 | 8.42 | 7.93 | 7.62 | 7.32 | 6.97 | 6.76 | 6.59 | 6.44 | 6.06 | 300.7 | 300.4 | 299.5 | 298.4 | 297.6 | 296.8 | 296.1 | 295.5 | 294.2 | 293.2 | 290.8 | 7.33 | 1.06 | 7.09 | 5.79 | 14.46% | 296.695 | 7.1155 | 0.2827 | 6.9395 | 1.0254 | 7.5159 | 687.33 | 744.52
2011-11-17 09:30 | 8.8 | 8.55 | 8.19 | 7.86 | 7.62 | 7.34 | 7.01 | 6.66 | 6.33 | 5.79 | 298.2 | 297.4 | 295.8 | 294.9 | 294.2 | 293.6 | 292.9 | 291.6 | 290.5 | 289.5 | 289.5 | 7.57 | 1.06 | 7.29 | 5.43 | 14% | 293.495 | 7.3044 | 0.4251 | 7.2918 | 1.0017 | 7.5831 | 759.57 | 762.58
2011-11-17 09:40 | 8.62 | 8.47 | 8.22 | 7.87 | 7.55 | 7.29 | 7 | 6.73 | 6.51 | 6.09 | 298.5 | 297.7 | 296.8 | 296.4 | 296.1 | 295.3 | 294.6 | 294.7 | 294.7 | 294.1 | 291.1 | 7.02 | 1.04 | 6.84 | 5.36 | 14.81% | 295.195 | 7.3247 | 0.37512 | 7.2477 | 1.0106 | 7.0946 | 594.02 | 615.09
2011-11-17 09:50 | 8.04 | 7.84 | 7.53 | 7.19 | 6.89 | 6.69 | 6.47 | 6.2 | 5.95 | 5.55 | 299.7 | 298.7 | 298 | 297.1 | 296 | 295.1 | 293.8 | 292.6 | 291.6 | 291.5 | 291.5 | 6.83 | 1.01 | 6.7 | 5.24 | 14.79% | 294.905 | 6.7148 | 0.309 | 6.658 | 1.0085 | 6.8882 | 549.58 | 563.14
2011-11-17 10:00 | 7.51 | 7.23 | 6.87 | 6.58 | 6.25 | 5.91 | 5.7 | 5.52 | 5.36 | 5.14 | 299.6 | 298.6 | 297.4 | 296.5 | 296.4 | 296 | 295 | 293.7 | 292.7 | 291.4 | 291.3 | 6.19 | 0.81 | 5.96 | 4.81 | 13.09% | 295.85 | 6.0602 | 0.33434 | 5.8794 | 1.0307 | 6.3803 | 404.94 | 447.88
2011-11-17 10:10 | 7.72 | 7.51 | 7.07 | 6.73 | 6.52 | 6.3 | 6.07 | 5.87 | 5.66 | 5.33 | 298.6 | 297.7 | 296.9 | 296 | 295.2 | 294.1 | 293.4 | 292.9 | 292.4 | 291.2 | 289 | 6.52 | 0.93 | 6.36 | 4.97 | 14.26% | 293.995 | 6.3397 | 0.34368 | 6.2665 | 1.0117 | 6.5961 | 479.52 | 497.6
2011-11-17 10:20 | 7.99 | 7.76 | 7.32 | 7.03 | 6.73 | 6.45 | 6.19 | 5.99 | 5.73 | 5.27 | 298.8 | 298.6 | 297.7 | 297 | 297.1 | 296.6 | 295.6 | 294.6 | 294.3 | 295.4 | 291.1 | 6.33 | 1.35 | 6.07 | 4.43 | 21.33% | 296.45 | 6.517 | 0.38022 | 6.4121 | 1.0164 | 6.4335 | 436.58 | 459.18
2011-11-17 10:30 | 7.62 | 7.53 | 7.33 | 7.04 | 6.75 | 6.48 | 6.24 | 6.01 | 5.75 | 5.29 | 301.2 | 301 | 300.4 | 300.2 | 299.9 | 299.5 | 299 | 298.1 | 297.4 | 296 | 295.2 | 6.85 | 0.84 | 6.55 | 5.21 | 12.26% | 299.425 | 6.523 | 0.34876 | 6.4451 | 1.0121 | 6.9329 | 554.1 | 572.18
2011-11-17 10:40 | 6.87 | 6.74 | 6.45 | 6.21 | 5.96 | 5.68 | 5.43 | 5.31 | 5.19 | 5.01 | 298 | 297.7 | 296.9 | 295.9 | 294.9 | 293.8 | 292.7 | 291.9 | 290.8 | 289.8 | 290.8 | 6.17 | 0.86 | 5.98 | 4.85 | 13.94% | 293.635 | 5.7671 | 0.41596 | 5.6435 | 1.0219 | 6.3052 | 400.42 | 432.06
2011-11-25 02:10 | 15.36 | 15.18 | 14.84 | 14.43 | 13.98 | 13.43 | 12.81 | 12.13 | 11.43 | 10.47 | 181.4 | 180.7 | 179.3 | 178.3 | 177.3 | 176.3 | 175.7 | 174.9 | 173.6 | 171.3 | 171.9 | 13.47 | 1.28 | 12.86 | 9.76 | 9.503% | 176.21 | 13.3005 | 0.43677 | 13.3394 | 0.99709 | 13.4308 | 1999.47 | 1999.43
2011-11-25 02:20 | 14.74 | 14.53 | 14.1 | 13.62 | 13.26 | 12.89 | 12.5 | 11.98 | 11.34 | 10.18 | 182.9 | 182.3 | 181 | 179.7 | 178.4 | 177.4 | 176.4 | 175.3 | 174.6 | 174 | 172.5 | 13.23 | 1.09 | 12.61 | 9.04 | 8.239% | 177.25 | 12.792 | 0.28391 | 12.8334 | 0.99678 | 13.1873 | 1999.23 | 1999.19
2011-11-25 02:30 | 15.4 | 15.26 | 14.99 | 14.68 | 14.34 | 13.86 | 13.26 | 12.52 | 11.77 | 10.65 | 186.6 | 186.2 | 185.3 | 184.2 | 183.1 | 181.9 | 180.7 | 179.7 | 179.3 | 178.2 | 175.6 | 13.95 | 1.21 | 13.02 | 9.14 | 8.674% | 181.72 | 13.6143 | 0.40896 | 13.7724 | 0.98852 | 13.7898 | 1999.95 | 1999.79
2011-11-25 02:40 | 14.55 | 14.4 | 14.09 | 13.77 | 13.46 | 13.15 | 12.86 | 12.41 | 11.86 | 10.97 | 189.2 | 188.7 | 187.9 | 186.9 | 185.8 | 184.6 | 183.6 | 182.5 | 181.8 | 181 | 179.2 | 13.45 | 1.1 | 11.88 | 9.65 | 8.178% | 184.45 | 13.0511 | 0.20607 | 13.1081 | 0.99565 | 13.3915 | 1999.45 | 1999.39
2011-11-25 03:00 | 14.58 | 14.37 | 14.01 | 13.7 | 13.48 | 13.2 | 12.89 | 12.53 | 11.99 | 10.83 | 188.3 | 187.7 | 186.8 | 185.8 | 184.6 | 183.4 | 182.2 | 181.2 | 180.4 | 178.4 | 178.8 | 13.53 | 1.04 | 12.16 | 9.32 | 7.687% | 183.22 | 13.0662 | 0.21961 | 13.1551 | 0.99324 | 13.4385 | 1999.53 | 1999.44
2011-11-25 03:10 | 13.18 | 13.01 | 12.74 | 12.46 | 12.24 | 12.04 | 11.84 | 11.54 | 11.16 | 10.54 | 188.7 | 188.1 | 186.9 | 185 | 183.5 | 182.7 | 182.2 | 181.9 | 181.4 | 180.7 | 179 | 12.32 | 1.18 | 11.03 | 9.24 | 9.578% | 182.625 | 11.9712 | 0.15479 | 12.0111 | 0.99668 | 12.2791 | 1991.52 | 1991.08
2011-11-25 03:20 | 13.05 | 12.82 | 12.4 | 12.05 | 11.78 | 11.58 | 11.34 | 11.07 | 10.61 | 9.78 | 187.9 | 187.6 | 186.8 | 185.9 | 184.6 | 183.1 | 182.2 | 181.9 | 181.7 | 181.3 | 179.4 | 12.06 | 1.29 | 10.76 | 8.32 | 10.7% | 182.965 | 11.5207 | 0.19354 | 11.5453 | 0.99787 | 12.0343 | 1988.66 | 1988.33
2011-11-25 03:30 | 12.6 | 12.44 | 12.13 | 11.92 | 11.81 | 11.7 | 11.6 | 11.4 | 11.16 | 10.79 | 188.3 | 187.6 | 185.6 | 183.5 | 182 | 181.4 | 181.4 | 181.8 | 182.3 | 182 | 180 | 12.29 | 1.27 | 11.01 | 9.61 | 10.33% | 181.4 | 11.6536 | 0.079322 | 11.6856 | 0.99726 | 12.2563 | 1991.19 | 1990.86
2011-11-25 06:10 | 13.52 | 13.24 | 12.81 | 12.51 | 12.38 | 12.37 | 12.32 | 12.21 | 11.93 | 11.18 | 192.6 | 191.7 | 189.5 | 187.2 | 185.6 | 184.1 | 183.5 | 183.3 | 183.4 | 183.4 | 180.5 | 12.8 | 0.97 | 11.69 | 9.45 | 7.578% | 184.01 | 12.3238 | 0.037428 | 12.3628 | 0.99684 | 12.7596 | 1996.8 | 1996.36
2011-11-25 06:20 | 13.74 | 13.5 | 13.13 | 12.85 | 12.65 | 12.52 | 12.4 | 12.14 | 11.8 | 11.04 | 191.8 | 191.1 | 189.1 | 186.9 | 184.6 | 182.7 | 182 | 182.4 | 183.2 | 183.5 | 179.8 | 12.88 | 1.03 | 11.8 | 9.08 | 7.997% | 182.595 | 12.4495 | 0.088999 | 12.5027 | 0.99574 | 12.8252 | 1997.68 | 1997.13
2011-11-25 06:30 | 13.22 | 13 | 12.64 | 12.35 | 12.15 | 11.98 | 11.81 | 11.61 | 11.35 | 10.82 | 192.1 | 191.5 | 190.3 | 188.8 | 186.6 | 184.2 | 182.7 | 182.5 | 183.1 | 183.1 | 181.5 | 12.41 | 1.06 | 11.06 | 9.03 | 8.541% | 183.975 | 11.9477 | 0.13207 | 11.9555 | 0.99935 | 12.4019 | 1992.51 | 1992.4
2011-11-25 06:40 | 12.9 | 12.54 | 11.94 | 11.55 | 11.32 | 11.19 | 11.14 | 11.04 | 10.87 | 10.38 | 193.1 | 192.3 | 190.9 | 189.7 | 188.5 | 186.8 | 185.1 | 184.1 | 184.2 | 185.4 | 181.7 | 11.8 | 1.09 | 10.51 | 8.41 | 9.237% | 186.545 | 11.2863 | 0.041384 | 11.1828 | 1.0093 | 11.9092 | 1971.2 | 1980.44
2011-11-25 06:50 | 13.02 | 12.71 | 12.17 | 11.79 | 11.51 | 11.26 | 11.06 | 10.84 | 10.6 | 10.06 | 191.9 | 191.2 | 190.1 | 189.3 | 188.3 | 186.3 | 183.9 | 182 | 181.6 | 183.2 | 182.1 | 11.74 | 1.1 | 10.33 | 8.14 | 9.37% | 185.94 | 11.3048 | 0.16561 | 11.2311 | 1.0066 | 11.8171 | 1966.16 | 1972.88
2011-11-25 07:00 | 13.97 | 13.59 | 12.86 | 12.2 | 11.72 | 11.31 | 11 | 10.73 | 10.54 | 10.23 | 195.7 | 194.9 | 193.5 | 192.1 | 190.5 | 188.8 | 187.2 | 186.2 | 185.8 | 186.7 | 184.8 | 11.56 | 1.08 | 9.95 | 8.49 | 9.343% | 188.56 | 11.5162 | 0.25683 | 11.2651 | 1.0223 | 11.8177 | 1951.04 | 1972.88
2011-11-25 07:10 | 14.4 | 14.01 | 13.32 | 12.76 | 12.3 | 11.96 | 11.7 | 11.48 | 11.29 | 10.94 | 196.4 | 195.8 | 194.7 | 193.2 | 191.5 | 189.4 | 187.4 | 186.2 | 185.6 | 185.3 | 184.5 | 11.89 | 1.24 | 10.29 | 9.47 | 10.43% | 189.1 | 12.1269 | 0.20311 | 11.9224 | 1.0172 | 12.094 | 1978.76 | 1988.99
2011-11-25 07:20 | 14.83 | 14.51 | 13.81 | 13.14 | 12.65 | 12.31 | 12.03 | 11.87 | 11.69 | 11.34 | 196.8 | 195.7 | 193.5 | 191.9 | 190.1 | 188.2 | 186.5 | 185.2 | 184.2 | 183.3 | 184.1 | 12.47 | 1.01 | 10.95 | 9.89 | 8.099% | 187.945 | 12.513 | 0.21262 | 12.2695 | 1.0198 | 12.7175 | 1993.17 | 1995.92
2011-11-27 16:40 | 10.83 | 10.64 | 10.25 | 9.76 | 9.32 | 8.89 | 8.45 | 7.97 | 7.55 | 7.04 | 322.2 | 321.8 | 321.3 | 321 | 320.1 | 319.4 | 319 | 319 | 319.1 | 318.9 | 314.3 | 8.98 | 1.02 | 8.61 | 7.01 | 11.36% | 319.34 | 8.9344 | 0.46908 | 8.8256 | 1.0123 | 9.0907 | 1248.66 | 1290.29
2011-11-27 16:50 | 9.89 | 9.72 | 9.42 | 9.19 | 8.91 | 8.51 | 8.14 | 7.8 | 7.52 | 7.07 | 319.7 | 319.4 | 319.1 | 318.7 | 318.1 | 317.6 | 317.1 | 317.2 | 317 | 315.8 | 312.4 | 8.88 | 1.16 | 8.61 | 6.9 | 13.06% | 317.525 | 8.5134 | 0.41078 | 8.456 | 1.0068 | 8.9403 | 1211.96 | 1233.98
2011-11-28 06:20 | 20.61 | 20.57 | 20.32 | 19.96 | 19.69 | 19.35 | 19.17 | 19.03 | 18.82 | 18.29 | 270 | 269.9 | 270.1 | 270.5 | 270.5 | 270.3 | 270.3 | 270.4 | 270.7 | 270.8 | 267.1 | 19.56 | 2.94 | 19.48 | 17.47 | 15.03% | 270.3 | 19.4537 | 0.086365 | 19.3241 | 1.0067 | 19.6911 | 2000 | 2000
2011-11-28 07:00 | 22.86 | 22.72 | 22.3 | 21.9 | 21.57 | 21.36 | 21.15 | 20.86 | 20.54 | 19.88 | 270.1 | 270.1 | 269.8 | 269.4 | 268.9 | 268.5 | 268.2 | 268.2 | 268.3 | 268.1 | 265.1 | 21.32 | 2.93 | 21.16 | 18.61 | 13.74% | 268.455 | 21.3565 | 0.091302 | 21.3298 | 1.0013 | 21.3467 | 2000 | 2000
2011-11-28 09:50 | 18.24 | 18.13 | 17.97 | 17.78 | 17.51 | 17.2 | 16.82 | 16.48 | 16.07 | 15.16 | 269 | 268.8 | 268.3 | 267.8 | 267.5 | 267.7 | 267.8 | 267.8 | 267.7 | 266.7 | 265.2 | 16.99 | 2.18 | 16.89 | 13.79 | 12.83% | 267.715 | 17.0704 | 0.20645 | 17.145 | 0.99565 | 16.9161 | 2000 | 2000
2011-11-28 10:00 | 19.55 | 19.33 | 19 | 18.68 | 18.37 | 18.07 | 17.73 | 17.26 | 16.78 | 15.88 | 274.5 | 274 | 273.4 | 272.8 | 272 | 271.5 | 271.3 | 271.1 | 270.7 | 270.3 | 267.8 | 17.86 | 1.84 | 17.63 | 14.97 | 10.3% | 271.47 | 17.9441 | 0.17553 | 18.0209 | 0.99574 | 17.7839 | 2000 | 2000
2011-11-28 10:30 | 20.86 | 20.62 | 20.15 | 19.73 | 19.31 | 18.84 | 18.46 | 17.95 | 17.39 | 16.63 | 281.5 | 281.3 | 281 | 280.9 | 280.9 | 280.9 | 280.8 | 280.8 | 280.6 | 280.2 | 276.4 | 18.92 | 2.99 | 18.75 | 16.29 | 15.8% | 280.885 | 18.8163 | 0.18829 | 18.7851 | 1.0017 | 18.9515 | 2000 | 2000
2011-11-28 11:00 | 22.37 | 22.18 | 21.79 | 21.33 | 20.9 | 20.49 | 20.24 | 20.05 | 19.81 | 19.03 | 285.8 | 285.5 | 284.8 | 284.3 | 284.2 | 284 | 283.8 | 283.9 | 284 | 282.8 | 279.8 | 21.01 | 2.87 | 20.81 | 18.25 | 13.66% | 283.97 | 20.6332 | 0.11344 | 20.454 | 1.0088 | 21.1941 | 2000 | 2000
2011-11-28 12:00 | 20.79 | 20.73 | 20.52 | 20.21 | 19.9 | 19.65 | 19.4 | 19.16 | 18.83 | 17.98 | 290.1 | 289.9 | 289.4 | 288.9 | 288.8 | 289.1 | 289.3 | 289.4 | 289.2 | 288.9 | 285.9 | 20.37 | 2.21 | 20.13 | 17.45 | 10.85% | 289.13 | 19.6227 | 0.11832 | 19.614 | 1.0004 | 20.379 | 2000 | 2000
2011-11-28 12:10 | 20.05 | 19.96 | 19.71 | 19.42 | 19.17 | 18.95 | 18.66 | 18.26 | 17.85 | 17.13 | 293.4 | 293.3 | 293.1 | 292.7 | 292.1 | 291.7 | 291.6 | 291.6 | 291.7 | 291.8 | 288.4 | 18.91 | 2.34 | 18.66 | 16.19 | 12.37% | 291.685 | 18.8206 | 0.14251 | 18.9082 | 0.99537 | 18.8224 | 2000 | 2000
2011-11-28 12:20 | 17.4 | 17.33 | 17.18 | 17.06 | 16.96 | 16.93 | 16.96 | 16.93 | 16.8 | 16.33 | 292.3 | 292.2 | 292 | 291.7 | 291.6 | 291.6 | 291.6 | 291.4 | 291.5 | 291.3 | 287.5 | 17.54 | 1.85 | 17.49 | 16.11 | 10.55% | 291.6 | 16.9523 | -0.016361 | 16.9343 | 1.0011 | 17.5586 | 2000 | 2000
2011-11-28 12:30 | 17.32 | 17.27 | 17.06 | 16.77 | 16.51 | 16.26 | 15.95 | 15.64 | 15.35 | 14.78 | 291.5 | 291.4 | 291.2 | 290.9 | 290.8 | 290.7 | 290.5 | 290.4 | 290.3 | 290.1 | 286.6 | 16.78 | 1.86 | 16.61 | 14.44 | 11.08% | 290.67 | 16.1928 | 0.17788 | 16.2152 | 0.99862 | 16.7568 | 2000 | 2000
2011-11-28 12:40 | 16.66 | 16.54 | 16.38 | 16.19 | 16.05 | 15.92 | 15.79 | 15.57 | 15.31 | 14.76 | 293.3 | 293.2 | 292.9 | 292.7 | 293 | 293.2 | 292.9 | 292.5 | 292 | 291.5 | 288.7 | 16.7 | 1.62 | 16.55 | 14.59 | 9.701% | 293.155 | 15.854 | 0.07577 | 15.9013 | 0.99702 | 16.6503 | 2000 | 2000
2011-11-28 12:50 | 17.04 | 16.86 | 16.61 | 16.43 | 16.28 | 16.1 | 15.84 | 15.52 | 15.24 | 14.71 | 293.9 | 293.7 | 293.3 | 293 | 292.8 | 292.8 | 292.9 | 293 | 293 | 293.2 | 289.2 | 16.63 | 1.67 | 16.47 | 14.3 | 10.04% | 292.815 | 15.9756 | 0.15045 | 16.0625 | 0.99459 | 16.54 | 2000 | 2000
2011-11-28 13:00 | 15.06 | 14.91 | 14.72 | 14.6 | 14.46 | 14.31 | 14.11 | 13.87 | 13.65 | 13.31 | 289.5 | 289.4 | 289.3 | 289.7 | 290.3 | 290.9 | 291.3 | 292 | 292.7 | 293.2 | 286.6 | 14.66 | 1.71 | 14.5 | 12.8 | 11.66% | 290.96 | 14.2226 | 0.13007 | 14.2812 | 0.9959 | 14.5998 | 2000 | 2000
2011-11-28 13:10 | 15.34 | 15.14 | 14.75 | 14.45 | 14.26 | 14.03 | 13.74 | 13.45 | 13.09 | 12.39 | 291.9 | 291.7 | 291 | 290.4 | 290 | 289.8 | 289.7 | 289.7 | 289.8 | 289.9 | 285.9 | 14.45 | 1.97 | 14.29 | 12.58 | 13.63% | 289.785 | 13.9454 | 0.19301 | 13.9881 | 0.99695 | 14.4059 | 2000 | 2000
2011-11-28 13:20 | 16.41 | 16.26 | 15.93 | 15.63 | 15.3 | 14.89 | 14.52 | 14.25 | 13.94 | 13.31 | 289.1 | 289.1 | 288.9 | 288.5 | 287.9 | 287.7 | 287.7 | 287.7 | 287.6 | 287.6 | 282.8 | 14.81 | 2.29 | 14.63 | 12.48 | 15.46% | 287.7 | 14.9067 | 0.23253 | 14.8364 | 1.0047 | 14.8802 | 2000 | 2000
2011-11-28 13:30 | 18.19 | 17.98 | 17.56 | 17.2 | 16.85 | 16.49 | 16.14 | 15.71 | 15.18 | 14.3 | 288.6 | 288.4 | 287.9 | 287.9 | 288.1 | 287.8 | 287.6 | 287.8 | 288.4 | 288.5 | 285.3 | 17.09 | 2.26 | 16.81 | 14.13 | 13.22% | 287.77 | 16.4224 | 0.19825 | 16.4394 | 0.99897 | 17.0723 | 2000 | 2000
2011-11-28 13:50 | 19.89 | 19.79 | 19.58 | 19.38 | 19.18 | 18.92 | 18.58 | 18.26 | 17.9 | 17.17 | 289.9 | 289.8 | 289.7 | 289.9 | 290.2 | 290.3 | 290.1 | 289.8 | 289.5 | 289.2 | 286.1 | 19.28 | 2.12 | 18.94 | 15.97 | 11% | 290.27 | 18.7869 | 0.16757 | 18.8709 | 0.99555 | 19.1942 | 2000 | 2000
2011-11-28 14:10 | 17.26 | 17.04 | 16.71 | 16.5 | 16.33 | 16.06 | 15.79 | 15.52 | 15.3 | 14.8 | 290.6 | 290.4 | 290.2 | 290.2 | 290.3 | 290.4 | 290.4 | 290.2 | 289.9 | 290.3 | 286.1 | 16.19 | 1.84 | 16.05 | 14.37 | 11.37% | 290.4 | 16.0112 | 0.15668 | 16.021 | 0.99939 | 16.1801 | 2000 | 2000
2011-11-28 14:20 | 18.41 | 18.31 | 18.1 | 17.87 | 17.68 | 17.48 | 17.27 | 16.96 | 16.55 | 15.69 | 291.2 | 291.1 | 290.8 | 290.4 | 290.1 | 290 | 289.9 | 289.6 | 289.3 | 289.5 | 286.4 | 17.95 | 1.97 | 17.76 | 14.96 | 10.97% | 289.985 | 17.3683 | 0.11169 | 17.4498 | 0.99533 | 17.8662 | 2000 | 2000
2011-11-28 14:30 | 15.75 | 15.63 | 15.39 | 15.12 | 14.84 | 14.54 | 14.23 | 13.88 | 13.45 | 12.61 | 290.7 | 290.5 | 290.5 | 290.5 | 290.5 | 290.6 | 290.5 | 290.4 | 290.1 | 290.1 | 286.4 | 14.34 | 2.03 | 14.22 | 12.41 | 14.16% | 290.585 | 14.4589 | 0.19915 | 14.4952 | 0.9975 | 14.3041 | 2000 | 2000
2011-11-28 14:40 | 14.05 | 13.94 | 13.74 | 13.51 | 13.21 | 12.94 | 12.74 | 12.52 | 12.23 | 11.73 | 291.3 | 291.3 | 291.3 | 290.9 | 290.3 | 289.9 | 289.5 | 289.3 | 289.3 | 289.4 | 287.5 | 13.88 | 1.87 | 13.66 | 11.41 | 13.47% | 289.84 | 12.9619 | 0.14394 | 12.9112 | 1.0039 | 13.9345 | 1999.88 | 1999.93
2011-11-28 14:50 | 14.26 | 14.14 | 13.86 | 13.59 | 13.43 | 13.28 | 13.1 | 12.92 | 12.7 | 12.17 | 292.9 | 293 | 293.3 | 293.5 | 293.4 | 293.5 | 293.4 | 293.4 | 293.3 | 293.4 | 289.3 | 13.42 | 2.05 | 13.36 | 11.62 | 15.28% | 293.485 | 13.2488 | 0.12611 | 13.2541 | 0.99961 | 13.4147 | 1999.42 | 1999.41
2011-11-28 15:00 | 12.53 | 12.39 | 12.21 | 12 | 11.78 | 11.6 | 11.44 | 11.24 | 11.09 | 10.89 | 292.7 | 293 | 293.2 | 293.6 | 293.9 | 294.3 | 294.4 | 294.7 | 294.9 | 295.4 | 288.9 | 12.38 | 1.77 | 12.26 | 10.96 | 14.3% | 294.315 | 11.6147 | 0.12835 | 11.5769 | 1.0033 | 12.4204 | 1992.18 | 1992.62
2011-11-28 15:10 | 12.06 | 11.9 | 11.5 | 11.11 | 10.85 | 10.63 | 10.44 | 10.23 | 9.92 | 9.29 | 293.6 | 293.5 | 293.4 | 293.3 | 293.2 | 293 | 293.2 | 293.7 | 294 | 294.4 | 290.3 | 10.99 | 1.78 | 11.05 | 9.49 | 16.2% | 293.03 | 10.6613 | 0.16667 | 10.6026 | 1.0055 | 11.0509 | 1901.33 | 1908.2
2011-11-28 15:20 | 11.33 | 11.25 | 11.03 | 10.78 | 10.58 | 10.49 | 10.44 | 10.3 | 10.06 | 9.56 | 295.9 | 295.9 | 295.6 | 295.2 | 294.9 | 294.3 | 293.4 | 292.9 | 292.6 | 292.9 | 291.7 | 11.05 | 1.92 | 10.91 | 9.68 | 17.38% | 294.165 | 10.504 | 0.044152 | 10.4828 | 1.002 | 11.0723 | 1908.2 | 1909.88
2011-11-28 15:30 | 10.68 | 10.53 | 10.28 | 10.04 | 9.84 | 9.61 | 9.34 | 9.09 | 8.87 | 8.54 | 297.6 | 298 | 298.5 | 298.5 | 298.8 | 299.3 | 299.8 | 300 | 300.1 | 300.6 | 296.2 | 10.39 | 1.64 | 10.18 | 8.82 | 15.78% | 299.375 | 9.5779 | 0.26335 | 9.5708 | 1.0007 | 10.3977 | 1741.13 | 1743.8
2011-11-28 15:40 | 9.81 | 9.74 | 9.56 | 9.42 | 9.32 | 9.23 | 9.13 | 8.91 | 8.64 | 8.3 | 299.9 | 300.3 | 301.1 | 301.8 | 302.5 | 303.5 | 304.6 | 305.3 | 305.2 | 305.1 | 298.4 | 9.19 | 1.67 | 9.09 | 8.06 | 18.17% | 303.665 | 9.1522 | 0.10067 | 9.2156 | 0.99311 | 9.1267 | 1328.39 | 1305.53
2011-11-28 15:50 | 9.39 | 9.34 | 9.27 | 9.18 | 9.05 | 8.95 | 8.87 | 8.8 | 8.73 | 8.45 | 303.9 | 304.3 | 305 | 305.7 | 305.8 | 306.1 | 307.1 | 308.1 | 308.8 | 309.9 | 302.9 | 8.8 | 1.23 | 8.69 | 7.86 | 13.98% | 306.25 | 8.9598 | 0.082972 | 8.9385 | 1.0024 | 8.821 | 1182.6 | 1189.94
2011-11-28 16:00 | 9.24 | 9.1 | 8.88 | 8.74 | 8.61 | 8.49 | 8.34 | 8.06 | 7.75 | 7.42 | 297.7 | 297.8 | 298 | 298.2 | 298.2 | 298.2 | 298.5 | 299.5 | 300.9 | 303.2 | 296.9 | 8.61 | 1.73 | 8.45 | 7.49 | 20.09% | 298.245 | 8.3966 | 0.16473 | 8.4683 | 0.99153 | 8.537 | 1112.87 | 1087.18
2011-11-28 16:10 | 9.28 | 9.15 | 8.89 | 8.62 | 8.42 | 8.28 | 8.16 | 7.97 | 7.77 | 7.34 | 294.3 | 294.2 | 293.9 | 293.7 | 293.6 | 293.1 | 293.1 | 293.5 | 293.8 | 294.4 | 291.4 | 8.74 | 1.46 | 8.6 | 7.44 | 16.7% | 293.1 | 8.2934 | 0.13491 | 8.2627 | 1.0037 | 8.7725 | 1160.58 | 1171.59
2011-11-28 16:20 | 12.36 | 12.23 | 11.93 | 11.61 | 11.35 | 11.19 | 11.04 | 10.82 | 10.59 | 10.11 | 294.6 | 294.5 | 294.3 | 294.2 | 294.2 | 294.1 | 293.8 | 293.7 | 293.9 | 293.9 | 289.3 | 11.26 | 1.47 | 11.01 | 9.49 | 13.06% | 294.055 | 11.2076 | 0.12471 | 11.1684 | 1.0035 | 11.2995 | 1925.84 | 1929.2
2011-11-28 16:30 | 12.85 | 12.71 | 12.46 | 12.19 | 11.93 | 11.72 | 11.52 | 11.28 | 10.98 | 10.47 | 296.6 | 296.5 | 296.1 | 295.7 | 295.6 | 295.4 | 294.8 | 294.2 | 293.5 | 292.6 | 290.7 | 12.24 | 1.28 | 12.13 | 10.71 | 10.46% | 295.31 | 11.7071 | 0.15906 | 11.6911 | 1.0014 | 12.2567 | 1990.64 | 1990.86
2011-11-28 16:40 | 12.31 | 12.2 | 11.93 | 11.67 | 11.42 | 11.16 | 10.86 | 10.56 | 10.28 | 9.9 | 294.1 | 293.9 | 293.8 | 293.5 | 293.3 | 293.5 | 293.8 | 293.9 | 293.6 | 293.2 | 290 | 11.04 | 1.25 | 10.87 | 9.17 | 11.32% | 293.545 | 11.1207 | 0.25181 | 11.1165 | 1.0004 | 11.0441 | 1907.36 | 1907.36
2011-11-28 16:50 | 11.25 | 11.13 | 10.93 | 10.66 | 10.3 | 9.88 | 9.5 | 9.17 | 8.83 | 8.32 | 292 | 291.7 | 290.9 | 290.2 | 290.1 | 290.4 | 290.5 | 290.6 | 290.8 | 290.7 | 286.7 | 9.89 | 1.25 | 9.67 | 8.17 | 12.64% | 290.415 | 9.9001 | 0.36244 | 9.8246 | 1.0077 | 9.9659 | 1595.09 | 1625.57
2011-11-28 17:00 | 11.2 | 11.07 | 10.79 | 10.47 | 10.19 | 9.89 | 9.56 | 9.2 | 8.81 | 8.27 | 290.6 | 290.4 | 290.2 | 289.8 | 289.3 | 289.2 | 289.6 | 289.5 | 289 | 288 | 286.5 | 9.91 | 1.36 | 9.73 | 7.81 | 13.72% | 289.26 | 9.8447 | 0.31361 | 9.842 | 1.0003 | 9.9127 | 1602.71 | 1602.71
2011-11-28 17:10 | 9.4 | 9.21 | 8.93 | 8.58 | 8.27 | 8.07 | 7.84 | 7.54 | 7.25 | 6.72 | 288.2 | 287.8 | 287.6 | 287.7 | 287.3 | 286.7 | 286.3 | 286.2 | 286.4 | 286.2 | 283.1 | 8.76 | 1.37 | 8.68 | 6.99 | 15.64% | 286.64 | 8.0719 | 0.2672 | 8.0366 | 1.0044 | 8.7984 | 1167.92 | 1182.6
2011-11-28 17:20 | 7.93 | 7.8 | 7.54 | 7.24 | 6.98 | 6.74 | 6.51 | 6.37 | 6.24 | 5.86 | 289.8 | 289.2 | 288.2 | 287.1 | 286.5 | 286.6 | 287.1 | 287 | 287 | 286.1 | 283.2 | 7.46 | 1.5 | 7.31 | 6.1 | 20.11% | 286.675 | 6.8113 | 0.32085 | 6.7066 | 1.0156 | 7.5765 | 726.46 | 762.58
2011-11-28 17:30 | 8.18 | 7.98 | 7.59 | 7.29 | 7.1 | 6.86 | 6.61 | 6.39 | 6.16 | 5.8 | 289.6 | 289.7 | 289.4 | 288.3 | 287.7 | 287.1 | 286.7 | 286.9 | 287.5 | 288.5 | 283.7 | 7.02 | 1.38 | 6.9 | 5.74 | 19.66% | 287.04 | 6.8731 | 0.34306 | 6.8236 | 1.0073 | 7.0709 | 594.02 | 609.07
2011-11-28 17:40 | 8.35 | 8.22 | 8.04 | 7.91 | 7.79 | 7.58 | 7.34 | 7.09 | 6.88 | 6.51 | 289.9 | 289.7 | 288.9 | 288.2 | 287.5 | 286.7 | 286 | 285.5 | 285.2 | 285.3 | 284.3 | 7.5 | 1.17 | 7.42 | 6.2 | 15.6% | 286.595 | 7.5081 | 0.29732 | 7.5451 | 0.99509 | 7.4632 | 738.5 | 726.46
2011-11-28 17:50 | 6.66 | 6.51 | 6.22 | 5.98 | 5.8 | 5.6 | 5.36 | 5.18 | 5.02 | 4.73 | 311.3 | 311.5 | 312.2 | 312.4 | 312.5 | 312.7 | 313 | 312.8 | 312.6 | 311.7 | 309.3 | 5.84 | 1.08 | 5.65 | 4.93 | 18.49% | 312.745 | 5.6096 | 0.40478 | 5.565 | 1.008 | 5.8868 | 336.08 | 344.18
2011-11-28 18:00 | 7.2 | 7.07 | 6.76 | 6.46 | 6.22 | 5.98 | 5.74 | 5.55 | 5.37 | 5.12 | 304.1 | 304.3 | 304.3 | 304.2 | 304.1 | 303.8 | 303.1 | 302.2 | 302.3 | 303.4 | 298.2 | 5.84 | 1.27 | 5.59 | 4.54 | 21.75% | 303.695 | 6.0342 | 0.37852 | 5.945 | 1.015 | 5.9277 | 336.08 | 350.66
2011-11-28 18:10 | 6.52 | 6.41 | 6.23 | 6.04 | 5.87 | 5.68 | 5.54 | 5.36 | 5.18 | 4.86 | 296.5 | 296 | 295.5 | 295.1 | 294.7 | 294.5 | 294.4 | 294 | 293.5 | 292.8 | 288.8 | 5.78 | 0.89 | 5.68 | 4.62 | 15.4% | 294.485 | 5.6993 | 0.23062 | 5.6597 | 1.007 | 5.8204 | 326.36 | 332.84
2011-11-28 18:20 | 6.14 | 5.97 | 5.72 | 5.48 | 5.21 | 4.99 | 4.8 | 4.68 | 4.57 | 4.34 | 302.4 | 302 | 300.7 | 299.2 | 298.8 | 298.7 | 298.2 | 297.6 | 297 | 295 | 294.6 | 5.29 | 0.83 | 5.12 | 4.23 | 15.69% | 298.625 | 5.0826 | 0.35873 | 4.9623 | 1.0242 | 5.4183 | 246.98 | 268.04
2011-11-28 18:30 | 6.49 | 6.39 | 6.26 | 6.17 | 6.04 | 5.8 | 5.6 | 5.41 | 5.22 | 4.8 | 303.6 | 303.4 | 303 | 302.5 | 302.1 | 301.4 | 300.5 | 299.9 | 299 | 298.4 | 294.3 | 5.56 | 1.23 | 5.4 | 3.97 | 22.12% | 301.265 | 5.7761 | 0.32428 | 5.7709 | 1.0009 | 5.565 | 290.72 | 292.34
2011-11-28 18:40 | 5.8 | 5.67 | 5.46 | 5.27 | 5.05 | 4.79 | 4.61 | 4.47 | 4.35 | 4.06 | 298.4 | 298.2 | 297.3 | 295.8 | 294.2 | 292.4 | 291.4 | 291.1 | 291.2 | 289.4 | 291.3 | 4.76 | 0.86 | 4.62 | 3.79 | 18.07% | 292.25 | 4.8644 | 0.35395 | 4.7638 | 1.0211 | 4.8605 | 173.84 | 184.74
2011-11-28 18:50 | 5.64 | 5.51 | 5.29 | 5.07 | 4.82 | 4.6 | 4.43 | 4.25 | 4.08 | 3.9 | 293.7 | 293.2 | 292.4 | 291.3 | 290 | 288 | 285.9 | 283.8 | 281.3 | 276.8 | 282.1 | 4.37 | 0.97 | 4.24 | 3.64 | 22.2% | 287.685 | 4.6587 | 0.34799 | 4.5752 | 1.0182 | 4.4497 | 131.33 | 140.05
2011-11-28 19:00 | 5.79 | 5.69 | 5.52 | 5.28 | 5.01 | 4.77 | 4.58 | 4.41 | 4.27 | 4.07 | 294.9 | 294.2 | 293.2 | 292.1 | 290.7 | 288.9 | 287.2 | 285.8 | 284.6 | 282.9 | 285.6 | 4.83 | 0.52 | 4.69 | 3.96 | 10.77% | 288.645 | 4.8467 | 0.37562 | 4.7423 | 1.022 | 4.9363 | 181.47 | 193.46
2011-11-28 19:10 | 5.4 | 5.27 | 5.06 | 4.82 | 4.59 | 4.35 | 4.13 | 3.92 | 3.76 | 3.63 | 296 | 295.5 | 294 | 292.4 | 291.1 | 290.2 | 289.1 | 287.4 | 284.9 | 281.2 | 286.6 | 4.34 | 1.14 | 4.2 | 3.55 | 26.27% | 290.035 | 4.4005 | 0.47959 | 4.3178 | 1.0192 | 4.4232 | 128.06 | 136.78
2011-11-28 19:20 | 5.12 | 4.99 | 4.81 | 4.64 | 4.54 | 4.43 | 4.3 | 4.2 | 4.14 | 3.95 | 285.5 | 285.1 | 283.9 | 282.8 | 281.8 | 280.4 | 279.1 | 278.1 | 277 | 275.1 | 280.1 | 4.87 | 0.67 | 4.75 | 4 | 13.76% | 280.205 | 4.4358 | 0.27524 | 4.4111 | 1.0056 | 4.8973 | 185.83 | 189.1
2011-11-28 20:40 | 4.36 | 4.37 | 4.44 | 4.65 | 4.96 | 5.33 | 5.67 | 6.01 | 6.28 | 6.19 | 225.8 | 223.6 | 219.3 | 216.7 | 215.2 | 214.2 | 213.4 | 212.9 | 212.6 | 209.2 | 207.4 | 5.46 | 0.48 | 5.05 | 4.9 | 8.791% | 214.08 | 5.4375 | -0.57144 | 5.3774 | 1.0112 | 5.521 | 274.52 | 284.24
2011-11-28 20:50 | 5.16 | 5.35 | 5.78 | 6.25 | 6.59 | 6.77 | 6.78 | 6.62 | 6.29 | 5.67 | 216.3 | 214.8 | 212.4 | 210.9 | 209.5 | 208 | 206.2 | 204.1 | 201.4 | 197.3 | 202.6 | 6.69 | 0.64 | 5.54 | 4.44 | 9.567% | 207.73 | 6.3869 | -0.01364 | 6.7714 | 0.94321 | 6.3101 | 517.94 | 432.06
2011-11-28 21:00 | 3.87 | 3.96 | 4.16 | 4.36 | 4.5 | 4.56 | 4.54 | 4.48 | 4.44 | 4.53 | 200.3 | 198.4 | 195.4 | 193.7 | 192.6 | 191.6 | 190.6 | 189.7 | 187.8 | 184.2 | 186.2 | 4.63 | 0.73 | 3.89 | 4.48 | 15.77% | 191.45 | 4.4272 | 0.04062 | 4.5571 | 0.97149 | 4.498 | 159.67 | 145.5
2011-11-28 21:10 | 4.8 | 4.93 | 5.17 | 5.4 | 5.61 | 5.82 | 5.98 | 6.06 | 6.08 | 5.98 | 204.6 | 203.2 | 201.7 | 200.7 | 200.3 | 200.3 | 200.1 | 199.2 | 198 | 196.3 | 194.3 | 5.82 | 1.34 | 4.52 | 4.91 | 23.02% | 200.27 | 5.7457 | -0.25062 | 5.8427 | 0.98341 | 5.7234 | 332.84 | 316.64
2011-11-28 21:20 | 5.51 | 5.68 | 6.01 | 6.22 | 6.31 | 6.33 | 6.31 | 6.28 | 6.15 | 5.88 | 209.9 | 208.6 | 206.6 | 204.9 | 203.5 | 201.9 | 200.4 | 198.9 | 196.9 | 193.3 | 194.1 | 6.14 | 0.63 | 4.85 | 4.94 | 10.26% | 201.675 | 6.1865 | 0.029244 | 6.3271 | 0.97777 | 6.0035 | 393.64 | 362
2011-11-28 21:30 | 5.35 | 5.51 | 5.75 | 5.85 | 5.78 | 5.59 | 5.36 | 5.17 | 5.1 | 5.14 | 195.5 | 195.7 | 195.8 | 195 | 193.5 | 191.5 | 189.6 | 187.7 | 185.9 | 183.2 | 186.9 | 5.47 | 0.6 | 4.47 | 5.07 | 10.97% | 191.215 | 5.4893 | 0.38826 | 5.5565 | 0.98792 | 5.4039 | 276.14 | 264.8
2011-11-28 21:40 | 4.46 | 4.56 | 4.72 | 4.85 | 4.96 | 4.99 | 4.95 | 4.84 | 4.66 | 4.43 | 198.3 | 197.8 | 197.1 | 196.6 | 196.1 | 195.4 | 193.9 | 192.1 | 189.9 | 186.6 | 190.5 | 4.88 | 0.57 | 3.92 | 4.07 | 11.68% | 195.175 | 4.8223 | 0.074375 | 4.9842 | 0.96751 | 4.7215 | 186.92 | 169.48
2011-11-28 21:50 | 4.34 | 4.38 | 4.47 | 4.5 | 4.43 | 4.32 | 4.18 | 4.07 | 4 | 4.03 | 207.1 | 203.8 | 199.6 | 197.1 | 195.1 | 193 | 190.7 | 187.9 | 184.5 | 178.4 | 185.5 | 4.31 | 0.45 | 3.6 | 4.13 | 10.44% | 192.655 | 4.2521 | 0.30444 | 4.2997 | 0.98894 | 4.2623 | 124.79 | 119.34
2011-11-28 22:00 | 4.88 | 4.93 | 5.03 | 5.15 | 5.17 | 5.08 | 4.9 | 4.7 | 4.46 | 4.27 | 218.7 | 216.1 | 211.6 | 208.1 | 205.4 | 202.8 | 199.9 | 196.8 | 193.4 | 187.9 | 195.5 | 4.98 | 0.77 | 3.81 | 3.89 | 15.46% | 202.365 | 4.874 | 0.33338 | 5.0538 | 0.96442 | 4.8028 | 197.82 | 178.2
2011-11-28 22:10 | 6.75 | 6.73 | 6.74 | 6.81 | 6.87 | 6.84 | 6.66 | 6.41 | 6.15 | 5.7 | 218.8 | 216.8 | 213.6 | 210.8 | 208.3 | 206.1 | 203.9 | 201.6 | 199.1 | 195.4 | 199.6 | 6.62 | 0.6 | 5.25 | 4.41 | 9.063% | 205.77 | 6.5819 | 0.24644 | 6.8139 | 0.96594 | 6.3946 | 502.12 | 450.14
2011-11-28 22:20 | 6.41 | 6.27 | 6.07 | 6 | 6.13 | 6.37 | 6.53 | 6.56 | 6.44 | 6.15 | 229.9 | 229.2 | 225.9 | 220.1 | 214.2 | 209 | 205.7 | 203.4 | 201.3 | 198.8 | 204.6 | 6.74 | 0.58 | 5.51 | 4.62 | 8.605% | 208.505 | 6.2306 | -0.22925 | 6.3927 | 0.97465 | 6.5691 | 529.24 | 490.82
2011-11-28 22:30 | 7.97 | 7.65 | 7.23 | 7.07 | 7.2 | 7.48 | 7.62 | 7.61 | 7.45 | 7.06 | 226.8 | 226 | 223.9 | 219.4 | 214.4 | 210.3 | 207.5 | 205.1 | 202.8 | 199.9 | 208.8 | 7.9 | 0.92 | 6.78 | 5.68 | 11.65% | 209.88 | 7.324 | -0.17136 | 7.4999 | 0.97655 | 7.7148 | 858.9 | 801.71
2011-11-28 23:00 | 9.84 | 9.57 | 9.08 | 8.7 | 8.35 | 7.9 | 7.61 | 7.47 | 7.32 | 6.87 | 222.2 | 220.9 | 218.1 | 214.6 | 212.6 | 211.6 | 210.1 | 207.9 | 205.5 | 201 | 209 | 8.33 | 0.83 | 7.17 | 5.39 | 9.964% | 211.375 | 8.0668 | 0.34561 | 7.8578 | 1.0266 | 8.5516 | 1010.11 | 1090.85
2011-11-28 23:20 | 10.13 | 9.74 | 8.99 | 8.62 | 8.54 | 8.35 | 8.14 | 7.98 | 7.78 | 7.41 | 222.9 | 222 | 219.1 | 215.7 | 212.6 | 209.7 | 207.1 | 205.1 | 202.7 | 199.6 | 207.2 | 9 | 0.65 | 7.53 | 5.98 | 7.222% | 209.31 | 8.3183 | 0.23538 | 8.3196 | 0.99985 | 8.9987 | 1256 | 1256
2011-11-29 13:20 | 13.9 | 13.63 | 13.12 | 12.65 | 12.23 | 11.82 | 11.46 | 11 | 10.49 | 9.67 | 176.8 | 176.2 | 175.2 | 174 | 172.8 | 171.3 | 169.3 | 167.4 | 165.4 | 162.7 | 163.3 | 12.2 | 1.44 | 11.57 | 8.68 | 11.8% | 171 | 11.8156 | 0.28583 | 11.7677 | 1.0041 | 12.2497 | 1990.2 | 1990.75
2011-11-29 13:30 | 13.25 | 12.97 | 12.43 | 11.92 | 11.5 | 11.12 | 10.76 | 10.31 | 9.85 | 9.1 | 177.8 | 177.2 | 176.2 | 175.3 | 174.5 | 173.7 | 172.8 | 171.5 | 170.3 | 167.7 | 166 | 11.97 | 1.46 | 11.37 | 8.26 | 12.2% | 173.565 | 11.1422 | 0.30412 | 11.0677 | 1.0067 | 12.0506 | 1985.48 | 1988.55
2011-11-29 13:40 | 12.68 | 12.42 | 12 | 11.51 | 11.05 | 10.66 | 10.28 | 9.94 | 9.59 | 8.99 | 178.1 | 177.6 | 176.3 | 175.1 | 174 | 172.9 | 172.1 | 171 | 169.9 | 167.9 | 165.4 | 11.12 | 1.5 | 10.65 | 8.1 | 13.49% | 172.78 | 10.7307 | 0.33543 | 10.6047 | 1.0119 | 11.2521 | 1914.08 | 1925
2011-11-29 13:50 | 12.16 | 11.87 | 11.36 | 10.88 | 10.47 | 10.08 | 9.74 | 9.36 | 8.98 | 8.49 | 177.4 | 176.8 | 175.6 | 174.7 | 173.9 | 173.3 | 172.5 | 171.6 | 170.6 | 168.8 | 164.9 | 10.57 | 1.59 | 10.16 | 7.79 | 15.04% | 173.18 | 10.1518 | 0.31708 | 10.0306 | 1.0121 | 10.6977 | 1789.19 | 1823.9
2011-11-29 14:00 | 12.15 | 11.86 | 11.41 | 11.05 | 10.71 | 10.33 | 9.96 | 9.59 | 9.22 | 8.65 | 177.9 | 177.4 | 176.3 | 175.3 | 174.6 | 173.9 | 173.1 | 171.8 | 170 | 166.7 | 165.5 | 10.86 | 1.53 | 10.4 | 8.06 | 14.09% | 173.78 | 10.3325 | 0.33707 | 10.2762 | 1.0055 | 10.9195 | 1866.62 | 1882.64
2011-11-29 14:10 | 12.67 | 12.44 | 12.01 | 11.57 | 11.16 | 10.85 | 10.57 | 10.3 | 9.98 | 9.57 | 178.8 | 178.3 | 177.4 | 176.3 | 175.2 | 173.9 | 172.6 | 171.4 | 170 | 168.4 | 165.4 | 11.47 | 1.39 | 11.03 | 9.16 | 12.12% | 173.705 | 10.9228 | 0.24161 | 10.8094 | 1.0105 | 11.5903 | 1943.48 | 1953.56
2011-11-29 14:20 | 11.98 | 11.72 | 11.25 | 10.88 | 10.56 | 10.2 | 9.86 | 9.53 | 9.24 | 8.76 | 178 | 177.6 | 176.8 | 176 | 175.5 | 175 | 174.5 | 173.6 | 172.5 | 170.6 | 165.4 | 10.58 | 1.66 | 10.18 | 8.35 | 15.69% | 174.925 | 10.2316 | 0.31328 | 10.1506 | 1.008 | 10.6645 | 1791.86 | 1813.22
2011-11-29 14:30 | 12.21 | 11.99 | 11.65 | 11.29 | 10.95 | 10.64 | 10.32 | 9.93 | 9.55 | 8.98 | 179.3 | 178.8 | 177.9 | 177.2 | 176.4 | 175.7 | 175.1 | 174.1 | 172.8 | 170.7 | 168 | 11.08 | 1.07 | 10.65 | 8.66 | 9.657% | 175.61 | 10.6165 | 0.28219 | 10.5936 | 1.0022 | 11.104 | 1910.72 | 1912.4
2011-11-29 14:40 | 12.2 | 12.03 | 11.6 | 11.15 | 10.66 | 10.17 | 9.75 | 9.38 | 9.01 | 8.54 | 179.9 | 179.3 | 178 | 177 | 175.9 | 174.6 | 173.9 | 173.4 | 172.7 | 171.2 | 169 | 10.49 | 1.18 | 10.11 | 8.42 | 11.25% | 174.495 | 10.2769 | 0.38974 | 10.1087 | 1.0166 | 10.6645 | 1767.83 | 1813.22
2011-11-29 14:50 | 12.46 | 12.24 | 11.81 | 11.28 | 10.76 | 10.26 | 9.83 | 9.45 | 9.1 | 8.6 | 180.6 | 180.1 | 178.9 | 177.7 | 176.7 | 175.5 | 174.1 | 172.2 | 170.2 | 167.3 | 169.3 | 10.87 | 0.87 | 10.46 | 8.48 | 8.004% | 175.29 | 10.3849 | 0.39564 | 10.1973 | 1.0184 | 11.07 | 1869.29 | 1909.88
2011-11-29 15:00 | 12.83 | 12.68 | 12.35 | 11.95 | 11.61 | 11.19 | 10.71 | 10.26 | 9.86 | 9.31 | 182.7 | 182 | 180.8 | 179.6 | 178.7 | 177.9 | 177 | 176 | 174.7 | 172.7 | 170.9 | 11.45 | 1.01 | 11.03 | 8.84 | 8.821% | 177.765 | 11.1405 | 0.40515 | 11.1199 | 1.0018 | 11.4712 | 1941.8 | 1943.48
2011-11-29 15:10 | 13.71 | 13.6 | 13.4 | 13.03 | 12.64 | 12.18 | 11.66 | 11.16 | 10.7 | 10 | 183.6 | 182.7 | 181.1 | 179.6 | 178.4 | 177.5 | 176.5 | 175.3 | 173.7 | 170.9 | 173.2 | 12.08 | 0.89 | 11.64 | 9.53 | 7.368% | 177.35 | 12.0989 | 0.40319 | 12.1041 | 0.99957 | 12.0748 | 1988.88 | 1988.77
2011-11-29 15:20 | 13.68 | 13.6 | 13.43 | 13.24 | 12.95 | 12.52 | 11.96 | 11.39 | 10.8 | 9.94 | 186.1 | 185.6 | 184.7 | 183.5 | 182.4 | 181 | 179.5 | 178 | 176.6 | 174 | 175.5 | 12.46 | 0.84 | 11.82 | 9.23 | 6.742% | 180.775 | 12.2979 | 0.42286 | 12.4382 | 0.98872 | 12.3195 | 1993.06 | 1991.52
2011-11-29 15:30 | 13.02 | 12.8 | 12.56 | 12.47 | 12.47 | 12.43 | 12.24 | 11.87 | 11.37 | 10.36 | 189.1 | 188.6 | 187.6 | 186.5 | 185.6 | 184.8 | 183.7 | 182.5 | 181.4 | 180.3 | 179.9 | 12.43 | 0.71 | 11.41 | 9.35 | 5.712% | 184.635 | 12.1435 | 0.14234 | 12.4026 | 0.97911 | 12.1704 | 1992.73 | 1989.87
2011-11-29 15:40 | 12.37 | 12.07 | 11.55 | 11.19 | 11.04 | 11 | 10.99 | 10.92 | 10.76 | 10.22 | 191.7 | 190.9 | 189.6 | 188.4 | 187.4 | 186.6 | 185.9 | 185.2 | 184.5 | 183.1 | 182.3 | 11.09 | 0.94 | 9.97 | 9.17 | 8.476% | 186.495 | 11.0562 | 0.0084047 | 10.9986 | 1.0052 | 11.1481 | 1911.56 | 1916.6
2011-11-29 15:50 | 11.28 | 11.08 | 10.71 | 10.36 | 10.16 | 10.03 | 9.96 | 9.87 | 9.69 | 9.25 | 192.2 | 191.5 | 190.1 | 188.7 | 187.7 | 187 | 186.4 | 185.7 | 184.7 | 183.3 | 182.8 | 10.02 | 1.2 | 8.8 | 8.36 | 11.98% | 186.91 | 10.1009 | 0.06472 | 10.0199 | 1.0081 | 10.101 | 1642.34 | 1663.7
2011-11-29 16:00 | 11.63 | 11.36 | 10.83 | 10.31 | 9.92 | 9.59 | 9.29 | 9.02 | 8.73 | 8.2 | 193.7 | 193.1 | 192 | 191.3 | 191 | 190.7 | 190.1 | 189.2 | 187.8 | 186.1 | 185.4 | 9.31 | 1.21 | 7.99 | 7.12 | 13% | 190.61 | 9.6953 | 0.2937 | 9.5464 | 1.0156 | 9.4552 | 1374.11 | 1431.26
2011-11-29 16:10 | 11.73 | 11.46 | 11.03 | 10.61 | 10.34 | 10.15 | 9.94 | 9.69 | 9.39 | 8.86 | 192.9 | 192.1 | 190.7 | 189.5 | 188.6 | 187.7 | 186.7 | 185.5 | 184.6 | 184 | 184.5 | 10.03 | 1.02 | 8.71 | 7.74 | 10.17% | 187.55 | 10.1585 | 0.1932 | 10.1196 | 1.0038 | 10.0685 | 1645.01 | 1655.69
2011-11-29 16:20 | 11.39 | 11.15 | 10.85 | 10.66 | 10.47 | 10.28 | 10.1 | 9.93 | 9.74 | 9.32 | 193.7 | 193 | 191.6 | 190.2 | 189.3 | 188.6 | 187.8 | 186.9 | 186 | 185.1 | 184.7 | 10.33 | 1.19 | 9 | 8.24 | 11.52% | 188.48 | 10.2733 | 0.16324 | 10.254 | 1.0019 | 10.3494 | 1725.11 | 1730.45
2011-11-29 16:30 | 11.01 | 10.74 | 10.35 | 10.11 | 9.99 | 9.89 | 9.8 | 9.7 | 9.5 | 9.04 | 192.5 | 191.7 | 190.3 | 189.5 | 188.9 | 188.1 | 187.1 | 186.1 | 184.9 | 183.5 | 184.2 | 9.94 | 1.23 | 8.81 | 8.18 | 12.37% | 187.95 | 9.8916 | 0.084479 | 9.8771 | 1.0015 | 9.9546 | 1614.14 | 1617.95
2011-11-29 16:40 | 11.49 | 11.28 | 11 | 10.8 | 10.59 | 10.4 | 10.22 | 9.97 | 9.66 | 9.07 | 191.1 | 190.5 | 189.2 | 188.1 | 187.1 | 186.3 | 185.6 | 184.9 | 184 | 182.7 | 182.3 | 10.59 | 1.09 | 9.37 | 8.19 | 10.29% | 186.195 | 10.3521 | 0.16134 | 10.374 | 0.99788 | 10.5676 | 1794.53 | 1789.19
2011-11-29 16:50 | 12.41 | 12.2 | 11.9 | 11.73 | 11.61 | 11.48 | 11.28 | 10.97 | 10.61 | 10 | 190.6 | 189.9 | 188.9 | 187.6 | 186.6 | 185.5 | 184.8 | 183.8 | 182.8 | 181.2 | 180.2 | 11.93 | 0.77 | 10.6 | 8.87 | 6.454% | 185.395 | 11.3361 | 0.16241 | 11.4511 | 0.98995 | 11.8101 | 1982.12 | 1972.04
2011-11-29 17:00 | 11.96 | 11.79 | 11.6 | 11.53 | 11.5 | 11.41 | 11.31 | 11.06 | 10.63 | 9.87 | 190.4 | 189.7 | 188.4 | 187.5 | 186.6 | 185.4 | 184.3 | 183.2 | 182 | 180.6 | 178.9 | 11.95 | 0.85 | 10.9 | 8.75 | 7.113% | 185.235 | 11.2408 | 0.081347 | 11.3956 | 0.98642 | 11.7877 | 1983.8 | 1970.36
2011-11-29 17:10 | 11.99 | 11.79 | 11.55 | 11.42 | 11.27 | 11.05 | 10.85 | 10.55 | 10.18 | 9.52 | 189.2 | 188.4 | 187.1 | 186.2 | 185.3 | 184.2 | 183.2 | 182.3 | 181.3 | 179.9 | 179.4 | 11.61 | 0.94 | 10.58 | 8.68 | 8.096% | 184.05 | 10.9459 | 0.16879 | 11.0211 | 0.99318 | 11.5308 | 1955.24 | 1948.52
2011-11-29 17:20 | 12.26 | 12.11 | 11.91 | 11.78 | 11.67 | 11.49 | 11.24 | 10.89 | 10.47 | 9.79 | 189.1 | 188.2 | 187 | 186.3 | 185.5 | 184.3 | 183 | 181.9 | 180.8 | 179.5 | 179 | 12.02 | 0.99 | 10.93 | 8.96 | 8.236% | 184.105 | 11.3092 | 0.20329 | 11.4538 | 0.98737 | 11.8682 | 1988.22 | 1977.08
2011-11-29 17:30 | 13.9 | 13.74 | 13.46 | 13.14 | 12.79 | 12.36 | 11.89 | 11.36 | 10.79 | 9.94 | 188.9 | 188 | 186.4 | 185 | 183.9 | 182.7 | 181.4 | 180.1 | 178.8 | 177.7 | 177.1 | 12.69 | 0.97 | 11.75 | 8.82 | 7.644% | 182.505 | 12.2367 | 0.35825 | 12.2915 | 0.99554 | 12.6334 | 1995.59 | 1994.93
2011-11-29 17:40 | 13.44 | 13.4 | 13.29 | 13 | 12.63 | 12.24 | 11.83 | 11.37 | 10.87 | 10.11 | 187.9 | 187.2 | 186 | 185 | 183.9 | 182.8 | 181.8 | 180.6 | 179.4 | 178.1 | 176.9 | 12.84 | 0.95 | 11.89 | 9.06 | 7.399% | 182.65 | 12.1466 | 0.31485 | 12.1804 | 0.99722 | 12.8043 | 1997.24 | 1996.8
2011-11-29 17:50 | 12.39 | 12.26 | 12.05 | 11.82 | 11.49 | 11.06 | 10.65 | 10.21 | 9.74 | 9.04 | 186.3 | 185.5 | 184.4 | 183.3 | 182.1 | 180.8 | 179.5 | 178.2 | 176.7 | 175 | 176.1 | 11.85 | 1.29 | 10.86 | 8.22 | 10.89% | 180.605 | 10.9838 | 0.34908 | 11.0003 | 0.9985 | 11.8322 | 1975.4 | 1973.72
2011-11-29 18:00 | 12 | 11.9 | 11.68 | 11.47 | 11.17 | 10.77 | 10.33 | 9.85 | 9.38 | 8.74 | 185.7 | 185 | 183.9 | 182.8 | 181.9 | 181.2 | 180.7 | 180.1 | 179.3 | 178.4 | 176.5 | 11.22 | 1.13 | 10.26 | 7.71 | 10.07% | 181.125 | 10.658 | 0.38546 | 10.7058 | 0.99553 | 11.1698 | 1922.48 | 1918.28
2011-11-29 18:10 | 12.34 | 12.21 | 11.97 | 11.74 | 11.41 | 11.02 | 10.59 | 10.1 | 9.6 | 8.89 | 182.5 | 181.7 | 180.6 | 179.8 | 178.7 | 177.3 | 176.3 | 175 | 173.5 | 171.3 | 172.9 | 11.7 | 1.22 | 11.01 | 8.43 | 10.43% | 177.15 | 10.9041 | 0.36781 | 10.9573 | 0.99514 | 11.6432 | 1962.8 | 1957.76
2011-11-29 18:20 | 11.95 | 11.63 | 10.98 | 10.47 | 10.06 | 9.72 | 9.38 | 8.99 | 8.63 | 8.1 | 179.5 | 178.9 | 178 | 176.6 | 175.3 | 174.2 | 173.3 | 172.2 | 171.2 | 169.2 | 166.6 | 10.27 | 1.84 | 9.84 | 7.59 | 17.92% | 174.065 | 9.7798 | 0.32903 | 9.6705 | 1.0113 | 10.3861 | 1709.09 | 1741.13
2011-11-29 18:30 | 12.54 | 12.29 | 11.8 | 11.34 | 10.9 | 10.4 | 9.96 | 9.52 | 9.19 | 8.73 | 181.4 | 180.5 | 179.2 | 178.1 | 177 | 176 | 174.7 | 173 | 171.1 | 168.3 | 167.6 | 10.86 | 1.98 | 10.28 | 8.47 | 18.23% | 175.805 | 10.4746 | 0.39948 | 10.3358 | 1.0134 | 11.0059 | 1866.62 | 1904.84
2011-11-29 18:40 | 14.8 | 14.61 | 14.23 | 13.77 | 13.28 | 12.71 | 12.15 | 11.55 | 10.97 | 10.23 | 181.3 | 180.3 | 178.7 | 177.7 | 176.6 | 175.3 | 174.3 | 173.5 | 172.3 | 169.6 | 170.5 | 13.48 | 1.24 | 13.02 | 9.91 | 9.199% | 175.15 | 12.6825 | 0.4164 | 12.6282 | 1.0043 | 13.538 | 1999.48 | 1999.54
2011-11-29 18:50 | 15.64 | 15.5 | 15.16 | 14.76 | 14.27 | 13.64 | 12.98 | 12.27 | 11.57 | 10.58 | 185 | 184.1 | 182.4 | 180.9 | 179.7 | 178.5 | 177.5 | 176.6 | 175.4 | 173.5 | 173.1 | 14.23 | 1.12 | 13.5 | 9.73 | 7.871% | 178.35 | 13.5306 | 0.45832 | 13.5434 | 0.99905 | 14.2165 | 2000 | 2000
2011-11-29 19:00 | 14.71 | 14.54 | 14.16 | 13.74 | 13.32 | 12.8 | 12.2 | 11.53 | 10.86 | 9.93 | 184.5 | 184.1 | 182.9 | 182 | 181.1 | 180.2 | 179.2 | 178.4 | 177.7 | 177.2 | 174.9 | 13.27 | 1.28 | 12.4 | 8.44 | 9.646% | 180.05 | 12.673 | 0.44365 | 12.7123 | 0.99691 | 13.229 | 1999.27 | 1999.23
2011-11-29 19:10 | 13.83 | 13.68 | 13.34 | 12.94 | 12.5 | 11.95 | 11.4 | 10.89 | 10.45 | 9.81 | 182.5 | 182 | 180.9 | 179.8 | 178.9 | 178.3 | 177.7 | 177 | 176 | 175 | 173.5 | 12.62 | 1.39 | 11.96 | 9.04 | 11.01% | 178.21 | 11.9437 | 0.43542 | 11.8696 | 1.0062 | 12.6987 | 1994.82 | 1995.7
2011-11-29 19:20 | 13.2 | 12.96 | 12.5 | 12.07 | 11.6 | 11.14 | 10.7 | 10.23 | 9.73 | 8.99 | 181.1 | 180.5 | 179.5 | 178.7 | 178.2 | 177.6 | 177.2 | 176.9 | 176.2 | 175.3 | 170.9 | 11.86 | 1.25 | 11.34 | 8.21 | 10.54% | 177.54 | 11.1623 | 0.3724 | 11.0759 | 1.0078 | 11.9526 | 1976.24 | 1983.8
2011-11-29 19:30 | 14.02 | 13.79 | 13.29 | 12.72 | 12.14 | 11.54 | 11.02 | 10.52 | 10.04 | 9.33 | 179.8 | 179.2 | 178.1 | 176.8 | 175.7 | 174.7 | 173.6 | 172.5 | 171.3 | 170 | 169.4 | 12.42 | 1.31 | 11.85 | 8.51 | 10.55% | 174.535 | 11.6525 | 0.42608 | 11.464 | 1.0164 | 12.6242 | 1992.62 | 1994.82
2011-11-29 19:40 | 13.98 | 13.78 | 13.4 | 13.02 | 12.58 | 12.14 | 11.74 | 11.35 | 11.06 | 10.52 | 178.1 | 177.4 | 176.3 | 175.4 | 174.6 | 173.6 | 172.8 | 171.8 | 170.5 | 169.5 | 167.6 | 12.93 | 1.33 | 12.52 | 9.67 | 10.29% | 173.48 | 12.188 | 0.30961 | 12.0819 | 1.0088 | 13.0436 | 1998.23 | 1999.04
2011-11-29 19:50 | 14.93 | 14.7 | 14.17 | 13.6 | 13.09 | 12.64 | 12.28 | 12.01 | 11.79 | 11.28 | 177.4 | 176.8 | 175.5 | 174.5 | 173.5 | 172.6 | 171.9 | 171.4 | 171.1 | 170.1 | 167.8 | 13.99 | 1.26 | 13.7 | 10.62 | 9.006% | 172.495 | 12.8164 | 0.26701 | 12.5878 | 1.0182 | 14.2441 | 1999.99 | 2000
2011-11-29 20:00 | 15.68 | 15.38 | 14.86 | 14.46 | 14.08 | 13.75 | 13.44 | 13.14 | 12.88 | 12.51 | 175.1 | 174.6 | 173.8 | 172.7 | 171.7 | 170.8 | 169.7 | 168.6 | 167.4 | 165.7 | 166 | 14.84 | 1.31 | 14.47 | 12.04 | 8.827% | 170.635 | 13.8014 | 0.21073 | 13.7052 | 1.007 | 14.9443 | 2000 | 2000
2011-11-29 20:10 | 14.35 | 14.09 | 13.61 | 13.16 | 12.74 | 12.32 | 11.91 | 11.48 | 11.03 | 10.29 | 178.5 | 177.8 | 176.7 | 175.7 | 174.7 | 174 | 173.3 | 172.5 | 171.4 | 169.9 | 170.1 | 12.99 | 1.48 | 12.55 | 9.31 | 11.39% | 173.895 | 12.3265 | 0.31277 | 12.2604 | 1.0054 | 13.06 | 1998.89 | 1999.06
2011-11-29 20:20 | 13.82 | 13.58 | 13.13 | 12.65 | 12.23 | 11.8 | 11.43 | 11.08 | 10.77 | 10.3 | 179.2 | 178.6 | 177.5 | 176.5 | 175.9 | 175.5 | 174.7 | 173.7 | 172.3 | 170.7 | 170.2 | 12.39 | 1.55 | 12.02 | 9.8 | 12.51% | 175.38 | 11.8851 | 0.2944 | 11.7463 | 1.0118 | 12.5365 | 1992.29 | 1993.94
2011-11-29 20:30 | 14.95 | 14.65 | 14.05 | 13.51 | 13.06 | 12.58 | 12.09 | 11.55 | 11.08 | 10.4 | 179.2 | 178.3 | 176.9 | 175.8 | 175.1 | 174.6 | 173.8 | 172.5 | 170.7 | 168.2 | 169.7 | 13.45 | 1.49 | 12.84 | 9.9 | 11.08% | 174.48 | 12.587 | 0.36714 | 12.5086 | 1.0063 | 13.5343 | 1999.45 | 1999.53
2011-11-29 20:40 | 15.71 | 15.46 | 14.99 | 14.53 | 13.98 | 13.47 | 13.01 | 12.54 | 12.11 | 11.27 | 181.4 | 180.8 | 179.7 | 178.5 | 177.2 | 175.9 | 174.8 | 173.6 | 172.4 | 171.5 | 172 | 14.51 | 1.61 | 13.91 | 10.38 | 11.1% | 175.735 | 13.5172 | 0.32109 | 13.4031 | 1.0085 | 14.6335 | 2000 | 2000
2011-11-29 20:50 | 15.32 | 15.14 | 14.69 | 14.17 | 13.64 | 13.1 | 12.48 | 11.82 | 11.13 | 10.21 | 182.8 | 182.1 | 180.9 | 179.5 | 178.2 | 176.8 | 175.2 | 173.7 | 172 | 170.9 | 172.7 | 13.7 | 1.69 | 12.85 | 9.39 | 12.34% | 176.56 | 13.0204 | 0.44805 | 13.0093 | 1.0009 | 13.7117 | 1999.7 | 1999.71
2011-11-29 21:00 | 15.52 | 15.29 | 14.77 | 14.24 | 13.68 | 13.15 | 12.65 | 12.15 | 11.7 | 10.99 | 183.4 | 182.7 | 181.4 | 180.1 | 178.9 | 178 | 176.6 | 175.1 | 173.4 | 171.9 | 172.8 | 13.91 | 1.57 | 13.29 | 9.97 | 11.29% | 177.79 | 13.2069 | 0.35822 | 13.0772 | 1.0099 | 14.048 | 1999.91 | 2000
2011-11-29 21:10 | 14.74 | 14.5 | 14 | 13.43 | 12.87 | 12.34 | 11.87 | 11.41 | 11.02 | 10.43 | 182.4 | 181.8 | 180.8 | 179.7 | 178.7 | 177.6 | 176.2 | 174.6 | 172.6 | 170.4 | 173.6 | 13.09 | 1.6 | 12.43 | 9.92 | 12.22% | 177.39 | 12.4436 | 0.35884 | 12.2715 | 1.014 | 13.2735 | 1999.09 | 1999.27
2011-11-29 21:20 | 15.5 | 15.3 | 14.89 | 14.39 | 13.85 | 13.29 | 12.81 | 12.37 | 12 | 11.46 | 182.2 | 181.6 | 180.5 | 179.5 | 178.6 | 177.4 | 176.1 | 175.1 | 174.3 | 174.1 | 173.9 | 14.01 | 1.5 | 13.19 | 10.57 | 10.71% | 177.205 | 13.3863 | 0.33994 | 13.2201 | 1.0126 | 14.1861 | 2000 | 2000
2011-11-29 21:30 | 15.6 | 15.39 | 15.02 | 14.55 | 14.09 | 13.57 | 13.05 | 12.58 | 12.15 | 11.46 | 182.1 | 181.5 | 180.5 | 179.6 | 178.7 | 177.4 | 176.1 | 175 | 173.9 | 173.5 | 173.1 | 14.41 | 1.61 | 13.64 | 9.98 | 11.17% | 177.205 | 13.5733 | 0.36108 | 13.4942 | 1.0059 | 14.4945 | 2000 | 2000
2011-11-29 21:40 | 15.89 | 15.71 | 15.29 | 14.75 | 14.19 | 13.62 | 13.17 | 12.87 | 12.66 | 12.08 | 184.4 | 184 | 182.9 | 181.7 | 180.7 | 179.7 | 178.8 | 178.4 | 177.8 | 177.1 | 175.8 | 14.67 | 1.39 | 13.67 | 10.28 | 9.475% | 179.565 | 13.8052 | 0.31048 | 13.5546 | 1.0185 | 14.9412 | 2000 | 2000
2011-11-29 21:50 | 16.01 | 15.76 | 15.33 | 14.84 | 14.31 | 13.74 | 13.29 | 12.95 | 12.7 | 12.22 | 185.2 | 184.8 | 184.1 | 183.4 | 182.5 | 181.6 | 180.9 | 180.3 | 179.8 | 179.4 | 177.1 | 14.91 | 1.35 | 13.71 | 10.6 | 9.054% | 181.495 | 13.8969 | 0.30772 | 13.6746 | 1.0163 | 15.1524 | 2000 | 2000
2011-11-29 22:00 | 16.94 | 16.66 | 16.04 | 15.42 | 14.84 | 14.27 | 13.81 | 13.36 | 12.92 | 12.2 | 185.3 | 184.8 | 183.9 | 183 | 181.8 | 180.4 | 179.5 | 178.8 | 178.4 | 178 | 177.6 | 15.58 | 1.55 | 14.24 | 10.41 | 9.949% | 180.265 | 14.401 | 0.30279 | 14.2032 | 1.0139 | 15.797 | 2000 | 2000
2011-11-29 22:10 | 16.58 | 16.36 | 15.94 | 15.49 | 15.02 | 14.63 | 14.37 | 14.07 | 13.6 | 12.58 | 184.2 | 183.8 | 182.8 | 181.9 | 181.2 | 180.7 | 180.6 | 180 | 179.7 | 179 | 175.5 | 15.6 | 1.34 | 14.4 | 10.67 | 8.59% | 180.685 | 14.7066 | 0.1657 | 14.5925 | 1.0078 | 15.722 | 2000 | 2000
2011-11-29 22:20 | 16.95 | 16.7 | 16.14 | 15.64 | 15.2 | 14.9 | 14.76 | 14.68 | 14.49 | 13.53 | 183.9 | 183.3 | 182.2 | 181.1 | 180.3 | 180 | 179.8 | 179.6 | 178.8 | 176.9 | 176 | 16.07 | 1.53 | 14.88 | 11.54 | 9.521% | 179.97 | 15.098 | 0.087239 | 14.8799 | 1.0147 | 16.3056 | 2000 | 2000
2011-11-29 22:30 | 17.57 | 17.31 | 16.81 | 16.31 | 15.87 | 15.53 | 15.34 | 15.18 | 14.9 | 14.01 | 184.3 | 183.7 | 182.9 | 182.1 | 181.4 | 180.7 | 180.1 | 179.6 | 179.1 | 178.2 | 175.7 | 16.53 | 1.64 | 15.64 | 12.11 | 9.921% | 180.61 | 15.6852 | 0.11376 | 15.5026 | 1.0118 | 16.7247 | 2000 | 2000
2011-11-30 05:40 | 15.88 | 15.65 | 15.18 | 14.76 | 14.37 | 13.88 | 13.35 | 12.8 | 12.19 | 11.44 | 181.6 | 181.4 | 180.9 | 180.1 | 179.2 | 178.5 | 178.1 | 177.7 | 177.2 | 176.1 | 173.7 | 14.2 | 2.35 | 13.27 | 10.93 | 16.55% | 178.44 | 13.7979 | 0.35978 | 13.8028 | 0.99964 | 14.1949 | 2000 | 2000
2011-11-30 05:50 | 11.7 | 11.53 | 11.26 | 11.01 | 10.74 | 10.4 | 10.09 | 9.76 | 9.39 | 8.83 | 187.9 | 188 | 188.2 | 188.4 | 188.3 | 188.4 | 188.6 | 188.4 | 188.6 | 189.1 | 182.8 | 10.8 | 2.07 | 9.36 | 7.45 | 19.17% | 188.43 | 10.3723 | 0.27964 | 10.355 | 1.0017 | 10.8181 | 1850.6 | 1855.94
2011-11-30 22:20 | 11.43 | 11.19 | 10.74 | 10.36 | 10.1 | 9.79 | 9.51 | 9.14 | 8.79 | 8.04 | 215.9 | 215.1 | 213.6 | 211.9 | 210.8 | 210.1 | 209.6 | 208.9 | 207.5 | 204.1 | 207.5 | 9.8 | 0.9 | 8.4 | 6.24 | 9.184% | 210.025 | 9.7714 | 0.26815 | 9.7494 | 1.0023 | 9.8221 | 1560.8 | 1568.42
2011-11-30 22:30 | 11.98 | 11.81 | 11.54 | 11.24 | 11 | 10.73 | 10.42 | 10.04 | 9.61 | 8.8 | 214.4 | 213.6 | 212.1 | 211.1 | 210.4 | 209.7 | 208.7 | 207.3 | 206 | 204.4 | 205.3 | 10.56 | 0.98 | 8.84 | 6.65 | 9.28% | 209.55 | 10.629 | 0.27091 | 10.685 | 0.99476 | 10.5046 | 1786.52 | 1770.5
2011-11-30 22:40 | 11.53 | 11.24 | 10.86 | 10.63 | 10.56 | 10.42 | 10.18 | 9.83 | 9.41 | 8.68 | 219 | 217.7 | 215.2 | 213.4 | 212.4 | 211.7 | 211.2 | 210.5 | 209.5 | 207.3 | 210 | 10.75 | 0.86 | 9.52 | 6.86 | 8% | 211.625 | 10.2422 | 0.21533 | 10.3853 | 0.98623 | 10.602 | 1837.25 | 1797.2
2011-11-30 22:50 | 11.38 | 11.21 | 10.94 | 10.61 | 10.33 | 10.04 | 9.76 | 9.47 | 9.07 | 8.38 | 213.9 | 213.2 | 211.9 | 210.7 | 209.6 | 208.5 | 207.4 | 206.1 | 204.6 | 202.1 | 204.3 | 9.94 | 0.88 | 8.09 | 6.48 | 8.853% | 208.335 | 10.0099 | 0.26138 | 9.9994 | 1.0011 | 9.9505 | 1614.14 | 1617.95
2011-11-30 23:00 | 13.12 | 12.88 | 12.37 | 11.88 | 11.47 | 11.09 | 10.75 | 10.38 | 9.97 | 9.18 | 213.8 | 213 | 211.5 | 210.3 | 209.5 | 208.8 | 208.2 | 207 | 205 | 202.2 | 204.3 | 10.86 | 1.02 | 8.94 | 7.04 | 9.392% | 208.71 | 11.1352 | 0.28775 | 11.0406 | 1.0086 | 10.953 | 1866.62 | 1890.65
2011-11-30 23:10 | 13.76 | 13.42 | 12.81 | 12.31 | 11.94 | 11.52 | 11.06 | 10.63 | 10.17 | 9.29 | 216.5 | 215.2 | 212.8 | 210.9 | 209.9 | 209.2 | 208.6 | 207.3 | 205.1 | 201.9 | 206.5 | 11.5 | 0.83 | 9.64 | 7.13 | 7.217% | 209.11 | 11.5009 | 0.37657 | 11.4529 | 1.0042 | 11.5481 | 1946 | 1950.2
2011-11-30 23:20 | 13.1 | 12.75 | 12.19 | 11.79 | 11.48 | 11.25 | 11.01 | 10.63 | 10.08 | 9.05 | 219.3 | 217.5 | 214.5 | 212.1 | 210.5 | 210.3 | 210.1 | 209.1 | 207.5 | 204.4 | 207.8 | 11.35 | 0.97 | 9.68 | 6.65 | 8.546% | 210.27 | 11.1821 | 0.19927 | 11.2153 | 0.99704 | 11.3164 | 1933.4 | 1930.88
2011-11-30 23:30 | 11.53 | 11.28 | 10.82 | 10.37 | 9.91 | 9.52 | 9.25 | 8.94 | 8.57 | 8.02 | 219 | 217.7 | 215.1 | 212.5 | 210.4 | 208.4 | 206.5 | 204.9 | 202.9 | 199.3 | 205.2 | 9.45 | 0.86 | 7.76 | 6.45 | 9.101% | 208.115 | 9.6177 | 0.26588 | 9.4808 | 1.0144 | 9.5864 | 1427.45 | 1480.79
2011-11-30 23:40 | 11.78 | 11.47 | 10.88 | 10.34 | 9.91 | 9.59 | 9.3 | 8.98 | 8.64 | 8 | 220.4 | 218.8 | 215.5 | 212.8 | 210.7 | 210 | 209.1 | 207.7 | 206.1 | 202.2 | 205.8 | 9.61 | 0.72 | 8.04 | 6.17 | 7.492% | 209.865 | 9.6722 | 0.28376 | 9.5479 | 1.013 | 9.7351 | 1488.41 | 1537.94
2011-12-01 | 11.95 | 11.77 | 11.39 | 11 | 10.69 | 10.34 | 10.06 | 9.85 | 9.52 | 8.9 | 218.4 | 217 | 213.6 | 211.1 | 209.6 | 208.2 | 206.2 | 204.3 | 202.6 | 199.9 | 202.7 | 10.03 | 0.72 | 7.61 | 6.98 | 7.178% | 207.9 | 10.3791 | 0.25369 | 10.2994 | 1.0077 | 10.1076 | 1645.01 | 1666.37
2011-12-01 05:10 | 18.17 | 17.95 | 17.49 | 16.97 | 16.45 | 15.85 | 15.31 | 14.85 | 14.49 | 13.74 | 197.8 | 197.3 | 196.8 | 196.1 | 195.7 | 195.1 | 194.5 | 193.7 | 192.6 | 191 | 187.8 | 15.18 | 1.2 | 12.11 | 11.1 | 7.905% | 195.01 | 15.9215 | 0.32032 | 15.7715 | 1.0095 | 15.3244 | 2000 | 2000
2011-12-01 05:20 | 18.59 | 18.24 | 17.65 | 17 | 16.47 | 15.85 | 15.37 | 14.89 | 14.33 | 13.36 | 198.7 | 198.3 | 197.5 | 196.8 | 196.1 | 195.3 | 194.1 | 193 | 192 | 190.6 | 188.1 | 14.99 | 1.29 | 11.94 | 10.67 | 8.606% | 195.12 | 15.9422 | 0.28418 | 15.7803 | 1.0103 | 15.1438 | 2000 | 2000
2011-12-01 05:30 | 18.71 | 18.48 | 18.06 | 17.54 | 17.15 | 16.62 | 16.1 | 15.52 | 14.87 | 13.8 | 198.4 | 197.9 | 197.4 | 197 | 196.5 | 196 | 195.1 | 194 | 192.7 | 191.3 | 188.5 | 15.75 | 1.32 | 12.55 | 10.98 | 8.381% | 195.865 | 16.5321 | 0.29375 | 16.5445 | 0.99925 | 15.7382 | 2000 | 2000
2011-12-01 05:40 | 18.68 | 18.44 | 17.87 | 17.39 | 17.03 | 16.78 | 16.33 | 15.64 | 14.85 | 13.82 | 197.8 | 197.3 | 196.6 | 195.9 | 195.1 | 194.5 | 193.9 | 193.1 | 191.5 | 190.1 | 187.9 | 15.8 | 1.06 | 12.68 | 11.05 | 6.709% | 194.41 | 16.5343 | 0.25121 | 16.7148 | 0.9892 | 15.6294 | 2000 | 2000
2011-12-01 05:50 | 18.54 | 18.28 | 17.65 | 16.99 | 16.5 | 16.08 | 15.66 | 15.15 | 14.57 | 13.69 | 198 | 197.6 | 196.8 | 195.8 | 195 | 194 | 193 | 191.8 | 190.6 | 189.1 | 187.3 | 15.47 | 0.96 | 12.43 | 11.22 | 6.206% | 193.85 | 16.0823 | 0.24458 | 16.0191 | 1.0039 | 15.531 | 2000 | 2000
2011-12-01 06:00 | 18.71 | 18.47 | 17.89 | 17.24 | 16.77 | 16.29 | 15.84 | 15.36 | 14.88 | 13.88 | 198.8 | 198.4 | 197.4 | 196.4 | 195.7 | 195.2 | 194.2 | 193 | 191.8 | 190.3 | 187.8 | 15.4 | 1.04 | 12.41 | 11.54 | 6.753% | 195.05 | 16.3163 | 0.25887 | 16.2248 | 1.0056 | 15.4869 | 2000 | 2000
2011-12-01 06:10 | 19.01 | 18.79 | 18.36 | 17.87 | 17.37 | 16.79 | 16.21 | 15.71 | 15.21 | 14.17 | 199.5 | 199.1 | 198.3 | 197.5 | 196.9 | 196 | 195.1 | 194.3 | 193 | 191.4 | 189.2 | 15.97 | 1.31 | 12.61 | 11.31 | 8.203% | 195.865 | 16.7723 | 0.32487 | 16.7056 | 1.004 | 16.0337 | 2000 | 2000
2011-12-01 06:20 | 17.74 | 17.47 | 16.99 | 16.61 | 16.18 | 15.71 | 15.23 | 14.81 | 14.4 | 13.58 | 199.1 | 198.7 | 198 | 197.1 | 196.3 | 195.5 | 194.7 | 193.9 | 192.9 | 190.8 | 188 | 15.01 | 1.23 | 12 | 10.97 | 8.195% | 195.38 | 15.6897 | 0.28675 | 15.6403 | 1.0032 | 15.0574 | 2000 | 2000
2011-12-01 06:30 | 18.27 | 18.03 | 17.51 | 16.94 | 16.3 | 15.7 | 15.12 | 14.51 | 14.03 | 13.21 | 199.3 | 199 | 198.3 | 197.4 | 196.3 | 195.2 | 194.3 | 193.3 | 192.1 | 190.8 | 188.4 | 15.07 | 1.37 | 11.96 | 10.8 | 9.091% | 195.065 | 15.7439 | 0.34785 | 15.6156 | 1.0082 | 15.1938 | 2000 | 2000
2011-12-01 06:40 | 19.79 | 19.53 | 19.04 | 18.48 | 18 | 17.41 | 16.77 | 16.12 | 15.3 | 13.98 | 200.6 | 200.1 | 199.3 | 198.8 | 198 | 197.3 | 196.5 | 195 | 193.8 | 192 | 190.8 | 16.83 | 1.35 | 13.15 | 11.24 | 8.021% | 197.18 | 17.2864 | 0.3461 | 17.3168 | 0.99824 | 16.8004 | 2000 | 2000
2011-12-01 06:50 | 19.05 | 18.83 | 18.46 | 18.02 | 17.49 | 16.88 | 16.24 | 15.59 | 14.94 | 13.73 | 200.3 | 199.9 | 199.3 | 198.5 | 197.9 | 197.4 | 196.6 | 195.5 | 194.2 | 192.7 | 190.6 | 16.5 | 1.54 | 12.93 | 10.84 | 9.333% | 197.28 | 16.7861 | 0.35718 | 16.7868 | 0.99996 | 16.4994 | 2000 | 2000
2011-12-01 07:00 | 18.81 | 18.54 | 17.93 | 17.29 | 16.71 | 16.25 | 15.78 | 15.21 | 14.64 | 13.59 | 199.2 | 198.9 | 198.2 | 197.5 | 196.7 | 195.7 | 194.7 | 193.9 | 192.8 | 191.1 | 188.6 | 15.46 | 1.57 | 12.32 | 10.8 | 10.16% | 195.55 | 16.2567 | 0.27122 | 16.1818 | 1.0046 | 15.5315 | 2000 | 2000
2011-12-01 07:10 | 19.56 | 19.27 | 18.56 | 17.88 | 17.32 | 16.78 | 16.25 | 15.73 | 15.14 | 14.18 | 197.7 | 197.2 | 196 | 194.8 | 193.8 | 193 | 191.9 | 191.1 | 190.5 | 189.7 | 186.4 | 16.65 | 1.32 | 13.47 | 11.74 | 7.928% | 192.835 | 16.8167 | 0.29659 | 16.703 | 1.0068 | 16.7633 | 2000 | 2000
2011-12-01 07:20 | 17.77 | 17.43 | 16.74 | 16.11 | 15.51 | 14.95 | 14.53 | 14.09 | 13.62 | 12.9 | 198.1 | 197.4 | 196.4 | 195.6 | 194.8 | 194.3 | 193.8 | 193.3 | 192.8 | 191.1 | 187.2 | 14.77 | 1.64 | 11.84 | 10.36 | 11.1% | 194.225 | 15.1052 | 0.26333 | 14.8891 | 1.0145 | 14.9844 | 2000 | 2000
2011-12-01 07:30 | 17.8 | 17.52 | 16.83 | 16.12 | 15.6 | 15.11 | 14.6 | 14.16 | 13.77 | 12.97 | 196.8 | 196.3 | 195.3 | 194.1 | 192.9 | 191.9 | 191.2 | 190.8 | 190.1 | 188.8 | 186 | 15.13 | 1.4 | 12.51 | 10.64 | 9.253% | 191.795 | 15.1883 | 0.31729 | 15.0359 | 1.0101 | 15.2834 | 2000 | 2000
2011-12-01 07:40 | 18.42 | 18.04 | 17.26 | 16.51 | 15.94 | 15.53 | 15.2 | 14.79 | 14.28 | 13.44 | 196.3 | 195.7 | 194.6 | 193.5 | 192.6 | 191.5 | 190.3 | 189.4 | 188.8 | 188.2 | 186 | 15.63 | 1.29 | 12.77 | 11.09 | 8.253% | 191.32 | 15.6553 | 0.19848 | 15.4823 | 1.0112 | 15.8047 | 2000 | 2000
2011-12-01 07:50 | 17.45 | 17.17 | 16.54 | 15.86 | 15.26 | 14.71 | 14.19 | 13.59 | 13.01 | 12.05 | 196.5 | 195.9 | 194.9 | 194 | 193.3 | 192.7 | 192 | 191.3 | 190.6 | 189 | 187 | 14.6 | 1.3 | 11.78 | 9.94 | 8.904% | 192.595 | 14.7645 | 0.33258 | 14.6343 | 1.0089 | 14.7298 | 2000 | 2000
2011-12-01 08:00 | 17.66 | 17.38 | 16.83 | 16.27 | 15.75 | 15.16 | 14.6 | 14.05 | 13.48 | 12.56 | 200 | 199.7 | 199.1 | 198.4 | 197.5 | 196.7 | 195.7 | 194.8 | 193.7 | 192.1 | 190.3 | 14.83 | 1.63 | 11.75 | 10.23 | 10.99% | 196.55 | 15.1734 | 0.34782 | 15.0785 | 1.0063 | 14.9234 | 2000 | 2000
2011-12-01 08:10 | 18.38 | 18.15 | 17.69 | 17.18 | 16.64 | 16.13 | 15.61 | 15.03 | 14.3 | 13.1 | 198.2 | 197.9 | 197.3 | 196.7 | 196.4 | 195.9 | 195.4 | 194.7 | 194 | 193 | 188.9 | 15.39 | 1.52 | 12.21 | 10.25 | 9.877% | 195.825 | 16.0722 | 0.30282 | 16.0544 | 1.0011 | 15.4071 | 2000 | 2000
2011-12-01 08:20 | 18.43 | 18.08 | 17.53 | 17.08 | 16.57 | 16 | 15.45 | 14.99 | 14.5 | 13.64 | 198.7 | 198.4 | 197.7 | 197.1 | 196.4 | 195.6 | 194.9 | 194.1 | 193.2 | 192.1 | 189.2 | 15.71 | 1.65 | 12.59 | 11.01 | 10.5% | 195.495 | 16.0179 | 0.32325 | 15.92 | 1.0061 | 15.8066 | 2000 | 2000
2011-12-01 08:30 | 18.3 | 18.04 | 17.56 | 17.08 | 16.64 | 16.16 | 15.64 | 15.1 | 14.47 | 13.52 | 197.8 | 197.4 | 196.6 | 196 | 195.8 | 196 | 196 | 195.7 | 195 | 193.7 | 189.2 | 15.63 | 1.7 | 12.43 | 10.56 | 10.88% | 196 | 16.0872 | 0.30225 | 16.0844 | 1.0002 | 15.6327 | 2000 | 2000
2011-12-01 08:40 | 18.59 | 18.29 | 17.8 | 17.32 | 16.85 | 16.27 | 15.74 | 15.19 | 14.74 | 13.9 | 195.8 | 195.3 | 194.5 | 193.7 | 192.9 | 192.2 | 191.7 | 191 | 190.1 | 188.7 | 186.3 | 16.06 | 1.6 | 13.18 | 11.49 | 9.963% | 192.125 | 16.2712 | 0.30604 | 16.193 | 1.0048 | 16.1376 | 2000 | 2000
2011-12-01 08:50 | 19.48 | 19.02 | 18.22 | 17.49 | 16.87 | 16.3 | 15.8 | 15.4 | 14.98 | 14.13 | 196 | 195.4 | 194.2 | 192.9 | 191.8 | 191 | 190.5 | 189.9 | 189.1 | 187.6 | 184.7 | 16.41 | 1.75 | 13.67 | 11.59 | 10.66% | 190.925 | 16.4602 | 0.2879 | 16.2274 | 1.0143 | 16.6454 | 2000 | 2000
2011-12-01 09:00 | 19.47 | 19.06 | 18.26 | 17.58 | 17.01 | 16.46 | 16.04 | 15.68 | 15.22 | 14.27 | 195 | 194.3 | 193.1 | 192 | 191 | 189.9 | 189.1 | 188.7 | 188.1 | 187.3 | 184 | 16.76 | 1.54 | 14.07 | 11.69 | 9.189% | 189.78 | 16.616 | 0.23886 | 16.3992 | 1.0132 | 16.9816 | 2000 | 2000
2011-12-01 09:10 | 18.97 | 18.67 | 18.01 | 17.35 | 16.9 | 16.51 | 16.11 | 15.71 | 15.12 | 14.13 | 193.1 | 192.5 | 191.2 | 190.1 | 189.3 | 188.5 | 187.8 | 187.2 | 186.5 | 185.3 | 183.4 | 17.11 | 1.36 | 14.29 | 12.15 | 7.949% | 188.395 | 16.5202 | 0.22664 | 16.4521 | 1.0041 | 17.1808 | 2000 | 2000
2011-12-01 09:20 | 18.92 | 18.53 | 17.82 | 17.19 | 16.68 | 16.16 | 15.63 | 15.15 | 14.76 | 13.97 | 193 | 192.3 | 191.1 | 190.2 | 189.6 | 188.9 | 188.4 | 187.6 | 186.5 | 185.1 | 184.8 | 16.57 | 1.8 | 13.7 | 12.35 | 10.86% | 188.825 | 16.2156 | 0.30816 | 16.083 | 1.0082 | 16.7066 | 2000 | 2000
2011-12-01 09:30 | 19.4 | 19.02 | 18.35 | 17.8 | 17.34 | 16.86 | 16.32 | 15.73 | 15.05 | 13.85 | 192.9 | 192.3 | 191.1 | 190 | 188.9 | 187.9 | 187.4 | 187 | 186.2 | 185.2 | 183.3 | 17.66 | 1.51 | 14.77 | 11.62 | 8.55% | 187.825 | 16.7677 | 0.30082 | 16.7815 | 0.99917 | 17.6454 | 2000 | 2000
2011-12-01 09:40 | 19.78 | 19.59 | 19.16 | 18.68 | 18.21 | 17.67 | 17.13 | 16.52 | 15.84 | 14.96 | 191.1 | 190.7 | 189.8 | 188.9 | 188.1 | 187.2 | 186.6 | 186.1 | 185.8 | 185.3 | 182.1 | 18.26 | 1.48 | 15.59 | 12.41 | 8.105% | 187.11 | 17.5871 | 0.28681 | 17.5916 | 0.99975 | 18.2554 | 2000 | 2000
2011-12-01 09:50 | 20.04 | 19.73 | 19.16 | 18.6 | 18.09 | 17.54 | 16.93 | 16.27 | 15.55 | 14.35 | 190.9 | 190.5 | 189.8 | 189 | 188.1 | 187.3 | 186.7 | 185.8 | 184.8 | 183.9 | 181.3 | 17.84 | 1.77 | 15.24 | 12.63 | 9.922% | 187.21 | 17.4399 | 0.3271 | 17.4513 | 0.99935 | 17.8283 | 2000 | 2000
2011-12-01 10:00 | 20.47 | 20.13 | 19.32 | 18.57 | 17.9 | 17.29 | 16.7 | 16.14 | 15.57 | 14.68 | 190 | 189.4 | 188.4 | 187.6 | 186.6 | 185.6 | 184.7 | 184.4 | 184 | 183.6 | 181.1 | 17.84 | 1.87 | 15.37 | 12.77 | 10.48% | 185.465 | 17.3862 | 0.32084 | 17.2042 | 1.0106 | 18.0288 | 2000 | 2000
2011-12-01 10:10 | 20.14 | 19.81 | 19.1 | 18.48 | 18.03 | 17.42 | 16.64 | 15.8 | 14.94 | 13.94 | 190.8 | 190.4 | 189.7 | 189 | 188.2 | 187.4 | 186.6 | 185.7 | 185.1 | 185.3 | 182 | 17.77 | 1.95 | 15.12 | 11.9 | 10.97% | 187.28 | 17.2303 | 0.42333 | 17.306 | 0.99562 | 17.6922 | 2000 | 2000
2011-12-01 10:20 | 20.52 | 20.16 | 19.47 | 18.88 | 18.39 | 17.82 | 17.36 | 16.84 | 16.3 | 15.55 | 191.3 | 190.8 | 189.6 | 188.7 | 188.1 | 187.6 | 187 | 186.4 | 186.1 | 185.7 | 181.7 | 18.64 | 1.66 | 15.9 | 13.14 | 8.906% | 187.51 | 17.8741 | 0.24168 | 17.7534 | 1.0068 | 18.7668 | 2000 | 2000
2011-12-01 10:30 | 20.52 | 20.15 | 19.42 | 18.7 | 18.13 | 17.6 | 17.02 | 16.39 | 15.84 | 14.86 | 191.9 | 191.4 | 190.5 | 189.5 | 188.7 | 188.1 | 187.5 | 186.7 | 185.9 | 184.8 | 182.9 | 18.24 | 1.73 | 15.43 | 13.17 | 9.485% | 188.01 | 17.6006 | 0.30966 | 17.5157 | 1.0048 | 18.3284 | 2000 | 2000
2011-12-01 10:40 | 20.1 | 19.84 | 19.32 | 18.9 | 18.43 | 17.98 | 17.46 | 16.91 | 16.35 | 15.26 | 190.1 | 189.5 | 188.6 | 187.7 | 186.8 | 186.3 | 185.6 | 184.8 | 184.1 | 183.2 | 180.9 | 18.53 | 1.55 | 16.23 | 13.57 | 8.365% | 186.195 | 17.8818 | 0.2712 | 17.9046 | 0.99873 | 18.5064 | 2000 | 2000
2011-12-01 10:50 | 18.78 | 18.57 | 18.2 | 17.9 | 17.52 | 17.17 | 16.78 | 16.29 | 15.63 | 14.54 | 189.9 | 189.4 | 188.4 | 187.9 | 187.4 | 187 | 186.2 | 185.4 | 184.9 | 184.2 | 180.8 | 17.83 | 1.65 | 15.58 | 12.97 | 9.254% | 186.88 | 17.0275 | 0.21232 | 17.1136 | 0.99497 | 17.7404 | 2000 | 2000
2011-12-01 11:00 | 19.25 | 19.02 | 18.52 | 17.99 | 17.46 | 16.91 | 16.41 | 15.79 | 15.06 | 14.14 | 190.8 | 190.4 | 189.5 | 188.5 | 187.6 | 187 | 186.6 | 186.1 | 185.7 | 184.6 | 181.5 | 17.34 | 1.46 | 14.89 | 12.19 | 8.42% | 186.94 | 16.8737 | 0.27736 | 16.8374 | 1.0022 | 17.3773 | 2000 | 2000
2011-12-01 11:10 | 17.95 | 17.69 | 17.19 | 16.73 | 16.36 | 16.03 | 15.71 | 15.25 | 14.63 | 13.56 | 189.8 | 189.5 | 189 | 188.3 | 187.6 | 186.5 | 185.6 | 185 | 184.5 | 182.7 | 181.4 | 16.62 | 1.48 | 14.47 | 11.98 | 8.905% | 186.365 | 15.954 | 0.18634 | 15.9838 | 0.99814 | 16.589 | 2000 | 2000
2011-12-01 11:20 | 17.41 | 17.23 | 16.84 | 16.38 | 15.88 | 15.39 | 14.86 | 14.32 | 13.84 | 13.17 | 188.3 | 188 | 187.1 | 186.2 | 185.3 | 183.9 | 183.2 | 182.8 | 182.2 | 181.4 | 179.9 | 15.56 | 1.66 | 13.79 | 11.81 | 10.67% | 183.795 | 15.3551 | 0.32385 | 15.3129 | 1.0028 | 15.6029 | 2000 | 2000
2011-12-01 11:30 | 17.47 | 17.3 | 16.91 | 16.48 | 16.03 | 15.49 | 14.9 | 14.29 | 13.69 | 12.79 | 187.9 | 187.5 | 186.9 | 186.2 | 185.4 | 184.7 | 184.3 | 183.8 | 183.4 | 182.1 | 179.4 | 15.86 | 1.65 | 14.05 | 11.34 | 10.4% | 184.64 | 15.3956 | 0.35886 | 15.4041 | 0.99945 | 15.8513 | 2000 | 2000
2011-12-01 11:40 | 17.22 | 16.9 | 16.33 | 15.84 | 15.41 | 14.95 | 14.46 | 14.04 | 13.56 | 12.64 | 186.7 | 186.2 | 185.2 | 184.6 | 184.2 | 184 | 183.7 | 183.3 | 183.1 | 182.7 | 178.8 | 15.33 | 1.75 | 13.69 | 11.29 | 11.42% | 183.955 | 14.9429 | 0.30796 | 14.8788 | 1.0043 | 15.396 | 2000 | 2000
2011-12-01 11:50 | 17.17 | 17.01 | 16.65 | 16.22 | 15.77 | 15.26 | 14.72 | 14.18 | 13.69 | 12.69 | 187 | 186.9 | 187 | 186.5 | 185.8 | 185.2 | 184.5 | 183.9 | 183.2 | 182.9 | 179.6 | 15.18 | 1.72 | 13.54 | 11.19 | 11.33% | 185.095 | 15.2006 | 0.33293 | 15.1814 | 1.0013 | 15.1992 | 2000 | 2000
2011-12-01 12:00 | 17.21 | 17.06 | 16.8 | 16.44 | 16.06 | 15.71 | 15.28 | 14.74 | 14.07 | 12.92 | 186.1 | 185.7 | 184.8 | 184.1 | 183.3 | 182.7 | 182.2 | 181.5 | 180.9 | 179.6 | 177.4 | 16.04 | 1.65 | 14.77 | 11.4 | 10.29% | 182.625 | 15.544 | 0.25646 | 15.6477 | 0.99337 | 15.9337 | 2000 | 2000
2011-12-01 12:10 | 17.09 | 16.85 | 16.44 | 16.04 | 15.65 | 15.2 | 14.7 | 14.17 | 13.58 | 12.53 | 182.6 | 182 | 181.1 | 180.7 | 180.4 | 180.1 | 179.6 | 178.6 | 177.8 | 175.9 | 173.6 | 15.28 | 1.76 | 14.44 | 11.39 | 11.52% | 180.025 | 15.0935 | 0.30909 | 15.1273 | 0.99776 | 15.2458 | 2000 | 2000
2011-12-01 12:20 | 17.74 | 17.48 | 17 | 16.54 | 16.1 | 15.56 | 14.97 | 14.39 | 13.75 | 12.74 | 180.9 | 180.5 | 179.7 | 178.8 | 178.1 | 177.4 | 176.9 | 176.4 | 175.1 | 173.1 | 173.3 | 15.87 | 1.87 | 15.03 | 12.03 | 11.78% | 177.325 | 15.4688 | 0.35721 | 15.4741 | 0.99966 | 15.8646 | 2000 | 2000
2011-12-01 12:30 | 17.79 | 17.58 | 17.15 | 16.76 | 16.38 | 15.99 | 15.5 | 14.89 | 14.28 | 13.33 | 181.4 | 181.2 | 180.9 | 180.2 | 179.6 | 179 | 178.6 | 177.9 | 177 | 175.5 | 174 | 16.25 | 2.05 | 15.42 | 12.36 | 12.62% | 178.94 | 15.8312 | 0.28761 | 15.9189 | 0.9945 | 16.1606 | 2000 | 2000
2011-12-01 12:40 | 18.64 | 18.48 | 18.21 | 17.87 | 17.47 | 17.04 | 16.53 | 15.96 | 15.32 | 14.26 | 183.5 | 183.2 | 182.8 | 182.4 | 182.1 | 181.7 | 181.1 | 180.4 | 179.7 | 178.5 | 175.8 | 17.25 | 2.04 | 16.22 | 12.73 | 11.83% | 181.61 | 16.8786 | 0.2808 | 16.966 | 0.99485 | 17.1611 | 2000 | 2000
2011-12-01 12:50 | 17.86 | 17.7 | 17.38 | 17.08 | 16.75 | 16.29 | 15.76 | 15.18 | 14.65 | 13.61 | 182.5 | 182.2 | 181.7 | 181.4 | 181 | 180.4 | 179.5 | 178.3 | 177.1 | 175.8 | 174.7 | 16.41 | 2.22 | 15.38 | 12.52 | 13.53% | 180.265 | 16.1223 | 0.30566 | 16.213 | 0.99441 | 16.3182 | 2000 | 2000
2011-12-01 13:00 | 17.86 | 17.69 | 17.33 | 16.96 | 16.57 | 16.12 | 15.66 | 15.19 | 14.58 | 13.46 | 183.7 | 183.4 | 182.8 | 182.3 | 181.7 | 181.2 | 180.7 | 179.9 | 178.7 | 176.9 | 175 | 16.6 | 1.67 | 15.59 | 12.02 | 10.06% | 181.125 | 16.0248 | 0.26754 | 16.0533 | 0.99823 | 16.5706 | 2000 | 2000
2011-12-01 13:10 | 17.75 | 17.58 | 17.24 | 16.87 | 16.52 | 16.13 | 15.7 | 15.19 | 14.61 | 13.62 | 182.5 | 182.3 | 181.8 | 181.4 | 180.9 | 180.3 | 179.4 | 178.8 | 178.3 | 177.1 | 174.5 | 16.49 | 1.61 | 15.7 | 12.7 | 9.763% | 180.165 | 16.0052 | 0.24969 | 16.0677 | 0.99611 | 16.4259 | 2000 | 2000
2011-12-01 13:20 | 18.22 | 18.01 | 17.65 | 17.32 | 16.94 | 16.44 | 15.88 | 15.29 | 14.67 | 13.62 | 185.5 | 185.3 | 185 | 184.7 | 184 | 183.1 | 182.2 | 181.4 | 180.6 | 178.8 | 176.9 | 16.35 | 1.67 | 15.3 | 12.17 | 10.21% | 182.965 | 16.2856 | 0.32026 | 16.3586 | 0.99554 | 16.2771 | 2000 | 2000
2011-12-01 13:30 | 17.36 | 17.21 | 16.92 | 16.71 | 16.43 | 16.09 | 15.78 | 15.41 | 14.95 | 14.04 | 183.2 | 182.8 | 182.1 | 181.4 | 180.8 | 179.9 | 179.2 | 178.6 | 177.9 | 177 | 175.6 | 16.38 | 1.52 | 15.56 | 13.43 | 9.28% | 179.795 | 15.9965 | 0.17978 | 16.0452 | 0.99696 | 16.3303 | 2000 | 2000
2011-12-01 13:40 | 17.66 | 17.46 | 17.17 | 16.82 | 16.51 | 16.2 | 15.78 | 15.25 | 14.62 | 13.43 | 180.4 | 180.1 | 179.8 | 179.5 | 179.4 | 179.3 | 178.8 | 177.6 | 176.3 | 174 | 172 | 16.48 | 1.53 | 15.84 | 12.64 | 9.284% | 179.225 | 16.0031 | 0.24274 | 16.1391 | 0.99157 | 16.3411 | 2000 | 2000
2011-12-01 13:50 | 17.32 | 17.15 | 16.81 | 16.48 | 16.17 | 15.8 | 15.46 | 15.05 | 14.48 | 13.47 | 178.9 | 178.4 | 177.5 | 176.6 | 176.1 | 175.3 | 174.4 | 173.7 | 173 | 171.5 | 168.9 | 16.08 | 1.56 | 15.64 | 12.56 | 9.701% | 175.165 | 15.7085 | 0.20103 | 15.7508 | 0.99731 | 16.0368 | 2000 | 2000
2011-12-01 14:00 | 17.4 | 17.13 | 16.7 | 16.32 | 16 | 15.58 | 15.22 | 14.82 | 14.34 | 13.63 | 177.8 | 177.4 | 176.8 | 176.1 | 175.4 | 174.7 | 173.9 | 172.9 | 171.7 | 170.8 | 168.3 | 15.94 | 1.77 | 15.6 | 12.86 | 11.1% | 174.58 | 15.5481 | 0.21603 | 15.5279 | 1.0013 | 15.9608 | 2000 | 2000
2011-12-01 14:10 | 17.09 | 16.84 | 16.39 | 15.89 | 15.42 | 14.98 | 14.58 | 14.18 | 13.82 | 13.16 | 176.4 | 176 | 175.5 | 175 | 174.4 | 173.6 | 172.8 | 171.9 | 170.9 | 169.6 | 166.6 | 15.53 | 1.51 | 15.21 | 12.84 | 9.723% | 173.48 | 15.0341 | 0.25011 | 14.922 | 1.0075 | 15.6466 | 2000 | 2000
2011-12-01 14:20 | 17.11 | 16.9 | 16.43 | 15.99 | 15.57 | 15.15 | 14.72 | 14.21 | 13.77 | 12.97 | 176.8 | 176.3 | 175.4 | 174.6 | 174.1 | 173.6 | 173.4 | 172.9 | 171.5 | 169.6 | 169.9 | 15.69 | 1.63 | 15.24 | 12.69 | 10.39% | 173.57 | 15.1125 | 0.26608 | 15.0876 | 1.0017 | 15.7159 | 2000 | 2000
2011-12-01 14:30 | 16.45 | 16.26 | 15.85 | 15.39 | 14.96 | 14.53 | 14.13 | 13.68 | 13.32 | 12.59 | 179.8 | 179.5 | 178.5 | 177.5 | 177 | 176.7 | 176.4 | 175.9 | 175.3 | 173.8 | 170.7 | 14.87 | 1.74 | 14.42 | 12 | 11.7% | 176.655 | 14.5464 | 0.25796 | 14.472 | 1.0051 | 14.9464 | 2000 | 2000
2011-12-01 14:40 | 16.87 | 16.74 | 16.44 | 16.07 | 15.67 | 15.26 | 14.89 | 14.39 | 13.8 | 12.77 | 179.1 | 178.8 | 178.2 | 177.4 | 177.1 | 176.8 | 176.1 | 174.8 | 173.4 | 170.9 | 171.1 | 15.48 | 1.71 | 14.94 | 11.9 | 11.05% | 176.695 | 15.1818 | 0.22682 | 15.2064 | 0.99838 | 15.4549 | 2000 | 2000
2011-12-01 14:50 | 16.26 | 16.09 | 15.79 | 15.43 | 15.13 | 14.82 | 14.31 | 13.78 | 13.31 | 12.51 | 178 | 177.8 | 177.4 | 177.2 | 176.5 | 175.8 | 175 | 174.3 | 173.4 | 171.7 | 170.2 | 15.06 | 1.92 | 14.49 | 11.74 | 12.75% | 175.68 | 14.6301 | 0.32361 | 14.7458 | 0.99215 | 14.9418 | 2000 | 2000
2011-12-01 15:00 | 16.33 | 16.13 | 15.7 | 15.28 | 14.89 | 14.48 | 14.03 | 13.56 | 12.98 | 12.05 | 179.4 | 178.9 | 178.3 | 177.8 | 177.1 | 176 | 175.1 | 174.8 | 174.2 | 172.9 | 169.8 | 14.56 | 2.02 | 14.04 | 11.24 | 13.87% | 175.865 | 14.4015 | 0.29174 | 14.4147 | 0.99909 | 14.5468 | 2000 | 2000
2011-12-01 15:10 | 16.81 | 16.64 | 16.24 | 15.87 | 15.54 | 15.14 | 14.75 | 14.31 | 13.78 | 12.98 | 178.5 | 178.3 | 177.7 | 176.8 | 176 | 175.1 | 174.3 | 173.3 | 172.6 | 172.1 | 169.9 | 15.6 | 1.87 | 15.07 | 12.59 | 11.99% | 174.98 | 15.0664 | 0.24116 | 15.0835 | 0.99886 | 15.5823 | 2000 | 2000
2011-12-01 15:20 | 16.09 | 15.82 | 15.39 | 14.96 | 14.57 | 14.17 | 13.82 | 13.37 | 12.87 | 12.12 | 178.2 | 177.7 | 176.8 | 175.7 | 174.9 | 174.4 | 174.3 | 173.4 | 171.9 | 169.6 | 168.2 | 14.84 | 1.68 | 14.42 | 11.55 | 11.32% | 174.385 | 14.1521 | 0.23112 | 14.1193 | 1.0023 | 14.8745 | 2000 | 2000
2011-12-01 15:50 | 17.24 | 17.02 | 16.57 | 16.21 | 15.89 | 15.46 | 15.02 | 14.7 | 14.4 | 13.7 | 177.2 | 176.9 | 176.3 | 176 | 175.8 | 175.3 | 174.6 | 173.9 | 173.3 | 173 | 169.5 | 15.82 | 1.89 | 15.41 | 12.9 | 11.95% | 175.195 | 15.453 | 0.26682 | 15.3962 | 1.0037 | 15.8783 | 2000 | 2000
2011-12-01 16:00 | 18.3 | 18.09 | 17.6 | 17.13 | 16.82 | 16.58 | 16.28 | 15.92 | 15.51 | 14.63 | 176 | 175.9 | 175.5 | 174.9 | 174.6 | 174.4 | 174.5 | 174.5 | 174.3 | 173.9 | 168.2 | 17.21 | 1.7 | 16.87 | 13.89 | 9.878% | 174.415 | 16.5263 | 0.16874 | 16.5367 | 0.99937 | 17.1992 | 2000 | 2000
2011-12-01 16:10 | 16.85 | 16.57 | 16.02 | 15.61 | 15.28 | 15.08 | 14.94 | 14.76 | 14.4 | 13.67 | 174 | 174 | 173.9 | 173.6 | 173.4 | 173.2 | 172.9 | 172 | 170.9 | 169 | 166 | 15.47 | 1.91 | 15.2 | 13.14 | 12.35% | 173.155 | 15.139 | 0.086192 | 15.0599 | 1.0053 | 15.5513 | 2000 | 2000
2011-12-01 16:20 | 18.28 | 17.99 | 17.48 | 16.98 | 16.59 | 16.29 | 16.03 | 15.71 | 15.23 | 14.33 | 174.6 | 174.1 | 173.5 | 172.9 | 172.2 | 171.8 | 171.5 | 171.1 | 170.8 | 169.4 | 166.2 | 16.82 | 1.87 | 16.56 | 14.09 | 11.12% | 171.755 | 16.3079 | 0.14868 | 16.2525 | 1.0034 | 16.8774 | 2000 | 2000
2011-12-01 16:30 | 16.61 | 16.38 | 15.88 | 15.33 | 14.87 | 14.49 | 14.24 | 13.99 | 13.72 | 13.23 | 172 | 171.9 | 172 | 171.9 | 171.9 | 171.8 | 171.3 | 170.4 | 169.4 | 168 | 165.2 | 14.87 | 1.65 | 14.74 | 12.88 | 11.1% | 171.725 | 14.6523 | 0.16083 | 14.4539 | 1.0137 | 15.0741 | 2000 | 2000
2011-12-01 16:40 | 15.84 | 15.59 | 15.03 | 14.54 | 14.11 | 13.65 | 13.22 | 12.81 | 12.36 | 11.74 | 170.2 | 170.2 | 170.5 | 170.8 | 171 | 171 | 170.9 | 170.4 | 169.7 | 168.1 | 162.8 | 13.38 | 1.65 | 13.11 | 11.01 | 12.33% | 170.985 | 13.6913 | 0.29579 | 13.5875 | 1.0076 | 13.4822 | 1999.38 | 1999.48
2011-12-01 16:50 | 17.02 | 16.75 | 16.27 | 15.75 | 15.24 | 14.78 | 14.39 | 14 | 13.66 | 13.07 | 170.5 | 170.5 | 170.3 | 170.1 | 170 | 169.7 | 169.3 | 168.2 | 166.7 | 164.8 | 162.7 | 14.69 | 2.14 | 14.59 | 12.4 | 14.57% | 169.64 | 14.8767 | 0.24712 | 14.7235 | 1.0104 | 14.8429 | 2000 | 2000
2011-12-01 18:10 | 16.34 | 16.14 | 15.8 | 15.37 | 14.85 | 14.25 | 13.74 | 13.28 | 12.93 | 12.55 | 167.4 | 167 | 166.7 | 166.3 | 165.8 | 165.2 | 164.8 | 164.3 | 163.4 | 161.9 | 158.3 | 13.54 | 1.78 | 13.33 | 11.91 | 13.15% | 165.14 | 14.3363 | 0.33679 | 14.1758 | 1.0113 | 13.6934 | 1999.54 | 1999.69
2011-12-01 18:20 | 14.43 | 14.16 | 13.69 | 13.25 | 12.82 | 12.43 | 12.1 | 11.88 | 11.71 | 11.44 | 164.8 | 164.5 | 163.8 | 163.3 | 163.1 | 163 | 162.5 | 161.4 | 160.4 | 158.7 | 157.4 | 11.7 | 1.72 | 11.57 | 10.95 | 14.7% | 162.925 | 12.5733 | 0.24865 | 12.3822 | 1.0154 | 11.8806 | 1962.8 | 1977.92
2011-12-01 19:10 | 15.53 | 15.32 | 14.85 | 14.39 | 13.94 | 13.54 | 13.15 | 12.8 | 12.35 | 11.59 | 182 | 181.3 | 180.1 | 179.1 | 178.3 | 177.2 | 175.8 | 174.5 | 173.3 | 171.4 | 172.6 | 13.87 | 1.28 | 13.27 | 10.87 | 9.229% | 176.99 | 13.5626 | 0.27008 | 13.4834 | 1.0059 | 13.9514 | 1999.87 | 1999.95
2011-12-01 22:30 | 14.88 | 14.8 | 14.66 | 14.46 | 14.25 | 13.98 | 13.64 | 13.23 | 12.72 | 11.91 | 203.9 | 204 | 203.9 | 203.6 | 203.2 | 202.8 | 202.3 | 201.9 | 201.7 | 200.8 | 197.7 | 13.71 | 1.44 | 10.91 | 9.38 | 10.5% | 202.725 | 13.8077 | 0.22752 | 13.9308 | 0.99116 | 13.5888 | 1999.71 | 1999.59
2011-12-01 22:40 | 13.23 | 13.18 | 13.01 | 12.78 | 12.55 | 12.31 | 12.03 | 11.68 | 11.27 | 10.57 | 206.6 | 206.4 | 206.1 | 205.9 | 205.8 | 205.7 | 205.4 | 205 | 204.6 | 204.1 | 200.5 | 11.9 | 1.15 | 9.49 | 8.45 | 9.664% | 205.655 | 12.2026 | 0.21262 | 12.2695 | 0.99455 | 11.8351 | 1979.6 | 1974.56
2011-12-01 22:50 | 12.81 | 12.7 | 12.48 | 12.25 | 12.03 | 11.78 | 11.5 | 11.13 | 10.68 | 9.8 | 206.2 | 206 | 205.7 | 205.4 | 204.9 | 204.3 | 203.8 | 203.4 | 203.2 | 203.1 | 199.4 | 11.15 | 1.2 | 8.77 | 7.55 | 10.76% | 204.225 | 11.6594 | 0.2223 | 11.7395 | 0.99318 | 11.074 | 1916.6 | 1909.88
2011-12-01 23:00 | 13.66 | 13.53 | 13.27 | 13 | 12.75 | 12.51 | 12.32 | 12.06 | 11.76 | 11.24 | 208.4 | 208.1 | 207.5 | 206.9 | 206.2 | 205.4 | 204.5 | 203.7 | 202.8 | 201 | 201.1 | 12.27 | 1.16 | 9.71 | 8.86 | 9.454% | 205.265 | 12.4999 | 0.14143 | 12.4826 | 1.0014 | 12.287 | 1990.97 | 1991.19
2011-12-01 23:10 | 14.95 | 14.78 | 14.47 | 14.12 | 13.84 | 13.62 | 13.36 | 13.09 | 12.74 | 11.89 | 210.2 | 209.9 | 209.4 | 209 | 208.3 | 207.6 | 207.3 | 206.7 | 205.9 | 204.9 | 203.1 | 13.32 | 1.23 | 11.02 | 9.23 | 9.234% | 207.555 | 13.5737 | 0.17811 | 13.5824 | 0.99936 | 13.3115 | 1999.32 | 1999.31
2011-12-01 23:20 | 14.51 | 14.35 | 14.07 | 13.69 | 13.34 | 13.01 | 12.72 | 12.43 | 11.99 | 11.22 | 211.4 | 211.2 | 210.7 | 210.2 | 209.7 | 209.5 | 209.3 | 209.2 | 208.8 | 207.9 | 204.8 | 12.97 | 1.24 | 10.95 | 8.57 | 9.561% | 209.47 | 13.0145 | 0.20832 | 12.968 | 1.0036 | 13.0165 | 1998.67 | 1999.02
2011-12-01 23:30 | 14.4 | 14.26 | 14.03 | 13.8 | 13.61 | 13.37 | 13.09 | 12.6 | 11.98 | 11.15 | 208.9 | 208.6 | 207.9 | 207.3 | 206.7 | 206.2 | 205.7 | 205.2 | 204.7 | 203.5 | 201.2 | 13.1 | 1.35 | 10.64 | 8.79 | 10.31% | 206.125 | 13.1744 | 0.19558 | 13.3295 | 0.98836 | 12.9476 | 1999.1 | 1998.45
2011-12-01 23:40 | 14.3 | 14.18 | 13.92 | 13.62 | 13.36 | 13.09 | 12.79 | 12.46 | 12.12 | 11.53 | 212 | 211.6 | 211 | 210.7 | 210.5 | 210.1 | 209.6 | 208.7 | 207.8 | 206.2 | 204.8 | 12.85 | 1.23 | 10.87 | 8.65 | 9.572% | 210.025 | 13.0298 | 0.21425 | 13.0466 | 0.99871 | 12.8334 | 1997.35 | 1997.13
2011-12-01 23:50 | 13.84 | 13.67 | 13.36 | 13.08 | 12.84 | 12.6 | 12.31 | 11.94 | 11.51 | 10.73 | 213.3 | 212.9 | 212 | 211.4 | 211.3 | 211.2 | 211.4 | 211.7 | 211.7 | 210.9 | 207.8 | 12.51 | 1.42 | 10.95 | 8.62 | 11.35% | 211.23 | 12.4957 | 0.21518 | 12.558 | 0.99504 | 12.4479 | 1993.61 | 1992.95
2011-12-02 17:40 | 12.92 | 12.74 | 12.45 | 12.19 | 11.97 | 11.73 | 11.49 | 11.25 | 11 | 10.55 | 286.6 | 286.1 | 285.5 | 285.4 | 285.4 | 285.4 | 285.2 | 284.8 | 284.6 | 284.3 | 281.9 | 12.01 | 1.68 | 11.96 | 10.65 | 13.99% | 285.37 | 11.7143 | 0.19103 | 11.6953 | 1.0016 | 12.0295 | 1988.11 | 1988.33
2011-12-02 17:50 | 14.53 | 14.38 | 14.11 | 13.89 | 13.67 | 13.44 | 13.17 | 12.82 | 12.42 | 11.69 | 289.8 | 289.6 | 289.2 | 288.7 | 288.6 | 288.5 | 288.1 | 287.6 | 287.2 | 286.7 | 285.9 | 14.05 | 1.73 | 13.83 | 11.63 | 12.31% | 288.44 | 13.3298 | 0.18753 | 13.401 | 0.99469 | 13.9754 | 2000 | 1999.98
2011-12-02 18:00 | 12.96 | 12.86 | 12.67 | 12.44 | 12.29 | 12.09 | 11.8 | 11.5 | 11.21 | 10.66 | 291.4 | 291.2 | 291 | 290.8 | 290.7 | 290.9 | 290.7 | 290.4 | 290 | 290.6 | 286.6 | 12.66 | 1.82 | 12.58 | 10.81 | 14.38% | 290.87 | 11.9765 | 0.22436 | 12.048 | 0.99406 | 12.5849 | 1995.26 | 1994.38
2011-12-02 18:10 | 12.01 | 11.97 | 11.8 | 11.62 | 11.45 | 11.32 | 11.17 | 10.97 | 10.77 | 10.31 | 283.6 | 283.1 | 282.4 | 281.8 | 281.5 | 281.2 | 280.9 | 280.9 | 281 | 281.4 | 279.8 | 11.35 | 1.45 | 11.29 | 9.93 | 12.78% | 281.155 | 11.2773 | 0.12327 | 11.2984 | 0.99813 | 11.3288 | 1933.4 | 1931.72
2011-12-02 18:20 | 10.21 | 10.11 | 9.94 | 9.8 | 9.56 | 9.29 | 9.06 | 8.83 | 8.56 | 8.17 | 277.8 | 277.1 | 276.2 | 275.5 | 274.8 | 273.9 | 273 | 272.6 | 272.2 | 270.3 | 272.4 | 9.6 | 1.61 | 9.6 | 7.76 | 16.77% | 273.765 | 9.2757 | 0.23167 | 9.2567 | 1.002 | 9.6197 | 1484.6 | 1492.22
2011-12-02 18:30 | 10.15 | 10.05 | 9.83 | 9.59 | 9.33 | 9.05 | 8.76 | 8.49 | 8.16 | 7.67 | 282.2 | 281.9 | 281.3 | 280.9 | 280.5 | 279.8 | 278.7 | 277.8 | 277.6 | 277.4 | 275.7 | 8.59 | 1.97 | 8.57 | 6.92 | 22.93% | 279.635 | 9.0221 | 0.30097 | 9.0079 | 1.0016 | 8.6036 | 1105.53 | 1109.2
2011-12-02 18:40 | 9.4 | 9.35 | 9.24 | 9.2 | 9.15 | 9.16 | 9.16 | 9.11 | 8.9 | 8.53 | 285.1 | 285 | 285.1 | 285.2 | 285.3 | 285.1 | 284.6 | 284.3 | 284.2 | 284.2 | 280.9 | 9.4 | 1.7 | 9.37 | 8.04 | 18.09% | 285.025 | 9.1103 | 0 | 9.16 | 0.99457 | 9.3489 | 1408.4 | 1389.35
2011-12-02 18:50 | 10.23 | 10.12 | 9.94 | 9.78 | 9.6 | 9.45 | 9.3 | 9.11 | 8.9 | 8.32 | 287.3 | 287 | 286.4 | 285.8 | 285.2 | 284.7 | 284.3 | 283.8 | 283.4 | 282.9 | 281.2 | 9.49 | 1.37 | 9.42 | 8.03 | 14.44% | 284.64 | 9.4144 | 0.14786 | 9.4284 | 0.99852 | 9.476 | 1442.69 | 1438.88
2011-12-02 19:00 | 9.5 | 9.39 | 9.19 | 9.03 | 8.93 | 8.84 | 8.76 | 8.63 | 8.39 | 7.91 | 280.4 | 279.8 | 279.1 | 278.6 | 278.1 | 277.3 | 276.8 | 276.8 | 276.9 | 276.4 | 275.2 | 8.93 | 1.05 | 8.89 | 7.58 | 11.76% | 277.225 | 8.8021 | 0.08401 | 8.8285 | 0.99702 | 8.9034 | 1230.31 | 1219.3
2011-12-02 19:40 | 9.77 | 9.71 | 9.62 | 9.49 | 9.34 | 9.11 | 8.81 | 8.48 | 8.17 | 7.64 | 276 | 275.5 | 274.4 | 273.5 | 273 | 272.5 | 271.9 | 271.1 | 270.2 | 268.5 | 270.8 | 9.08 | 1.44 | 9.02 | 7.43 | 15.86% | 272.41 | 8.979 | 0.30944 | 9.0664 | 0.99036 | 8.9925 | 1286.48 | 1252.33
2011-12-02 19:50 | 8.84 | 8.72 | 8.51 | 8.3 | 8.07 | 7.87 | 7.7 | 7.53 | 7.42 | 7.16 | 281.2 | 280.7 | 279.8 | 279 | 278.3 | 277.5 | 277.1 | 276.7 | 276.2 | 275.7 | 275 | 8.25 | 1.41 | 8.2 | 7.05 | 17.09% | 277.44 | 7.9116 | 0.2018 | 7.8454 | 1.0084 | 8.3196 | 980.75 | 1006.44
2011-12-02 20:00 | 9.41 | 9.29 | 9.13 | 8.99 | 8.81 | 8.59 | 8.39 | 8.14 | 7.85 | 7.33 | 288.1 | 287.9 | 287.6 | 287.6 | 287.6 | 287.3 | 287.1 | 286.5 | 285.6 | 284.8 | 283.9 | 8.95 | 1.27 | 8.89 | 7.59 | 14.19% | 287.27 | 8.538 | 0.2177 | 8.5611 | 0.99731 | 8.9259 | 1237.65 | 1230.31
2011-12-02 20:10 | 9.26 | 9.17 | 8.93 | 8.63 | 8.34 | 8.03 | 7.72 | 7.39 | 7.1 | 6.74 | 282.9 | 282.4 | 281.6 | 281 | 280.1 | 278.6 | 277.4 | 276.6 | 276 | 275.1 | 275.3 | 7.87 | 0.9 | 7.84 | 6.66 | 11.44% | 278.42 | 8.0281 | 0.36382 | 7.9848 | 1.0054 | 7.9127 | 849.87 | 861.91
2011-12-02 20:20 | 8.01 | 7.86 | 7.69 | 7.58 | 7.52 | 7.44 | 7.28 | 7.06 | 6.77 | 6.35 | 281.9 | 281.1 | 279.7 | 278.4 | 277.1 | 275.7 | 274.3 | 272.8 | 271.1 | 268.9 | 272.2 | 7.38 | 0.95 | 7.4 | 6.34 | 12.87% | 275.49 | 7.3055 | 0.2009 | 7.4169 | 0.98498 | 7.2692 | 702.38 | 669.27
2011-12-02 20:30 | 7.5 | 7.47 | 7.46 | 7.41 | 7.31 | 7.19 | 7.08 | 6.95 | 6.78 | 6.38 | 286.9 | 286.4 | 285.5 | 283.9 | 282.1 | 280.6 | 279.2 | 277.6 | 276 | 273.6 | 277.9 | 7.23 | 0.89 | 7.19 | 6.18 | 12.31% | 280.39 | 7.1301 | 0.14247 | 7.1741 | 0.99386 | 7.1856 | 657.23 | 645.19
2011-12-03 00:40 | 8.65 | 8.39 | 7.96 | 7.55 | 7.26 | 7.05 | 6.83 | 6.54 | 6.23 | 5.89 | 222.6 | 220.9 | 217 | 212.6 | 208.6 | 205.5 | 203.5 | 201.8 | 199.9 | 196.3 | 199.1 | 6.95 | 0.96 | 5.33 | 4.59 | 13.81% | 205.2 | 7.0302 | 0.29297 | 7.0181 | 1.0017 | 6.962 | 576.7 | 578.96
2011-12-03 00:50 | 8.4 | 8.38 | 8.28 | 8.16 | 8.1 | 8.1 | 8.01 | 7.85 | 7.71 | 7.46 | 225.2 | 223.7 | 220.2 | 216.4 | 212.7 | 209.3 | 206.6 | 204 | 201.6 | 197.9 | 205 | 8.38 | 1.01 | 6.69 | 5.78 | 12.05% | 208.895 | 7.9551 | 0.10325 | 8.087 | 0.98369 | 8.2433 | 1028.46 | 977.08
2011-12-03 01:00 | 10.38 | 10.46 | 10.56 | 10.51 | 10.4 | 10.21 | 9.94 | 9.58 | 9.25 | 8.85 | 217.9 | 217 | 214.9 | 212.6 | 210.3 | 207.9 | 205.3 | 202.7 | 200.2 | 196.7 | 204.3 | 10.07 | 0.9 | 7.95 | 7.18 | 8.937% | 207.51 | 9.987 | 0.24766 | 10.1709 | 0.98193 | 9.888 | 1655.69 | 1595.09
2011-12-03 01:10 | 12.38 | 12.4 | 12.35 | 12.19 | 11.9 | 11.45 | 10.97 | 10.5 | 10.06 | 9.39 | 215.5 | 214.7 | 213.2 | 211.9 | 210.8 | 209.8 | 208.6 | 206.8 | 204.7 | 201.8 | 207.5 | 11.48 | 0.59 | 9.52 | 7.38 | 5.139% | 209.62 | 11.3147 | 0.39575 | 11.38 | 0.99427 | 11.4142 | 1944.32 | 1938.44
2011-12-03 01:20 | 11.24 | 11.13 | 10.89 | 10.61 | 10.33 | 9.94 | 9.54 | 9.29 | 9.13 | 8.76 | 216 | 214.9 | 212.8 | 211.2 | 210.3 | 209.3 | 207.8 | 205.9 | 204.2 | 201.4 | 205.3 | 9.84 | 1.03 | 8.08 | 6.93 | 10.47% | 209.075 | 9.9526 | 0.37956 | 9.8817 | 1.0072 | 9.9106 | 1576.04 | 1602.71
2011-12-03 01:30 | 9.42 | 9.19 | 8.86 | 8.61 | 8.4 | 8.18 | 7.97 | 7.8 | 7.6 | 7.19 | 216.5 | 215.3 | 212.8 | 210.1 | 207.9 | 205.5 | 203.4 | 201.5 | 199.8 | 197.4 | 200.3 | 8.16 | 0.68 | 6.38 | 5.52 | 8.333% | 205.185 | 8.1719 | 0.24034 | 8.1496 | 1.0027 | 8.1824 | 947.72 | 955.06
2011-12-03 01:40 | 10.56 | 10.33 | 9.94 | 9.52 | 9.09 | 8.72 | 8.4 | 8.02 | 7.56 | 6.9 | 218 | 216.6 | 214 | 211.7 | 210.1 | 208.5 | 206.2 | 203.5 | 200.8 | 196.8 | 205.4 | 9.22 | 0.98 | 7.58 | 5.43 | 10.63% | 208.155 | 8.7468 | 0.3455 | 8.6734 | 1.0085 | 9.298 | 1339.82 | 1370.3
2011-12-03 01:50 | 10.56 | 10.46 | 10.29 | 10.09 | 9.87 | 9.66 | 9.47 | 9.21 | 8.88 | 8.26 | 212 | 211.4 | 210.3 | 209.3 | 208.4 | 207 | 205.5 | 203.9 | 202.3 | 199.6 | 202 | 9.41 | 0.67 | 7.51 | 6.53 | 7.12% | 206.775 | 9.6022 | 0.18357 | 9.6325 | 0.99685 | 9.3803 | 1412.21 | 1400.78
2011-12-03 02:00 | 9.4 | 9.19 | 8.9 | 8.66 | 8.48 | 8.29 | 8.04 | 7.81 | 7.66 | 7.28 | 205.8 | 204.8 | 203.2 | 201.7 | 200.5 | 199.6 | 199.2 | 198.5 | 197.2 | 194.6 | 193 | 7.93 | 1.02 | 6.14 | 5.82 | 12.86% | 199.54 | 8.2558 | 0.28297 | 8.2537 | 1.0002 | 7.932 | 867.93 | 867.93
2011-12-03 02:10 | 10.87 | 10.68 | 10.17 | 9.46 | 8.72 | 7.95 | 7.26 | 6.68 | 6.19 | 5.86 | 206.5 | 205.9 | 204.7 | 203 | 201.1 | 198.6 | 196 | 193.7 | 191.1 | 186.9 | 192.5 | 7.62 | 1.31 | 5.72 | 5.28 | 17.19% | 198.21 | 8.2234 | 0.83901 | 7.8473 | 1.0479 | 7.9853 | 774.62 | 885.99
2011-12-03 02:20 | 11.55 | 11.43 | 11.16 | 10.77 | 10.29 | 9.73 | 9.18 | 8.66 | 8.1 | 7.39 | 205.5 | 205.2 | 204.7 | 203.9 | 202.8 | 201.7 | 200.6 | 199.6 | 198 | 195.1 | 195.3 | 9.26 | 1.13 | 6.95 | 5.62 | 12.2% | 201.535 | 9.7367 | 0.5377 | 9.6492 | 1.0091 | 9.344 | 1355.06 | 1385.54
2011-12-03 02:30 | 11.09 | 10.91 | 10.5 | 10.02 | 9.5 | 8.87 | 8.27 | 7.73 | 7.26 | 6.7 | 202.9 | 202.4 | 201.3 | 200 | 198.9 | 197.4 | 195.4 | 193.6 | 192 | 188.6 | 192.5 | 8.13 | 1.26 | 6.24 | 5.6 | 15.5% | 197.1 | 8.9544 | 0.64724 | 8.7814 | 1.0197 | 8.2901 | 936.71 | 995.43
2011-12-03 02:40 | 8.92 | 8.72 | 8.49 | 8.41 | 8.33 | 8.28 | 8.32 | 8.37 | 8.24 | 7.61 | 189.2 | 189.1 | 189 | 188.7 | 188.3 | 187.2 | 186.1 | 184.9 | 182.7 | 178.5 | 183.8 | 9.27 | 1.52 | 7.97 | 7.12 | 16.4% | 187.035 | 8.3175 | -0.044535 | 8.2857 | 1.0038 | 9.3056 | 1358.87 | 1374.11
2011-12-03 02:50 | 12.14 | 12 | 11.89 | 11.84 | 11.8 | 11.67 | 11.34 | 10.8 | 10.07 | 8.73 | 188.4 | 188.2 | 187.7 | 187.1 | 186.8 | 186.7 | 186.3 | 185.4 | 183.9 | 181.8 | 181.5 | 12.45 | 0.82 | 10.95 | 7.56 | 6.586% | 186.64 | 11.2841 | 0.26508 | 11.6221 | 0.97091 | 12.0879 | 1992.95 | 1988.99
2011-12-03 18:40 | 17.03 | 16.76 | 16.27 | 15.82 | 15.37 | 14.91 | 14.52 | 14.14 | 13.74 | 13.12 | 156.8 | 156.4 | 155.6 | 154.9 | 154.3 | 153.9 | 153.6 | 153.3 | 152.8 | 151.8 | 147.9 | 14.92 | 1.85 | 14.72 | 12.81 | 12.4% | 153.855 | 14.9693 | 0.24493 | 14.8535 | 1.0078 | 15.0363 | 2000 | 2000
2011-12-03 18:50 | 15.83 | 15.64 | 15.28 | 14.97 | 14.72 | 14.5 | 14.26 | 14.04 | 13.84 | 13.47 | 155.3 | 154.9 | 154.5 | 154.1 | 153.6 | 152.9 | 152.3 | 151.5 | 150.7 | 149.7 | 148.8 | 14.39 | 2.59 | 14.43 | 12.71 | 18% | 152.81 | 14.5048 | 0.15423 | 14.4654 | 1.0027 | 14.4292 | 2000 | 2000
2011-12-03 19:00 | 15.51 | 15.34 | 15.06 | 14.81 | 14.59 | 14.35 | 14.1 | 13.83 | 13.6 | 13.12 | 158.1 | 157.9 | 157.2 | 156.7 | 156.3 | 156 | 155.5 | 155.1 | 154.6 | 153.3 | 150.2 | 14.42 | 1.86 | 14.43 | 12.63 | 12.9% | 155.925 | 14.3145 | 0.16241 | 14.3139 | 1 | 14.4206 | 2000 | 2000
2011-12-03 19:10 | 14.99 | 14.76 | 14.4 | 14.08 | 13.88 | 13.76 | 13.74 | 13.58 | 13.33 | 12.86 | 158 | 157.6 | 157.1 | 156.7 | 156.4 | 155.9 | 155.4 | 154.7 | 154.3 | 153.6 | 151.1 | 13.79 | 1.83 | 13.91 | 12.12 | 13.27% | 155.825 | 13.8088 | 0.013441 | 13.7571 | 1.0038 | 13.8418 | 1999.79 | 1999.84
2011-12-03 19:20 | 16.17 | 15.91 | 15.5 | 15.12 | 14.78 | 14.43 | 14.1 | 13.8 | 13.59 | 13.23 | 162.7 | 162.1 | 161.2 | 160 | 159.1 | 158.3 | 157.6 | 157.2 | 157.1 | 156.9 | 153.8 | 13.93 | 1.96 | 14.06 | 13.12 | 14.07% | 158.195 | 14.4718 | 0.21379 | 14.3822 | 1.0062 | 14.0168 | 1999.93 | 2000
2011-12-03 19:30 | 14.64 | 14.39 | 13.91 | 13.46 | 13.11 | 12.82 | 12.58 | 12.41 | 12.2 | 11.88 | 161.1 | 160.8 | 160.4 | 160.2 | 160 | 159.7 | 159.6 | 159.4 | 159 | 158.9 | 154.9 | 12.58 | 1.82 | 12.57 | 11.74 | 14.47% | 159.685 | 12.9389 | 0.17464 | 12.7853 | 1.012 | 12.7311 | 1994.38 | 1996.03
2011-12-03 19:40 | 15.63 | 15.45 | 15.04 | 14.54 | 14.04 | 13.62 | 13.37 | 13.17 | 12.98 | 12.62 | 161.9 | 161.4 | 160.3 | 159 | 158.2 | 158 | 157.7 | 157.3 | 156.6 | 155.8 | 154.3 | 13.41 | 1.69 | 13.42 | 12.26 | 12.6% | 157.955 | 13.8321 | 0.1712 | 13.5839 | 1.0183 | 13.655 | 1999.41 | 1999.66
2011-12-03 19:50 | 15.43 | 15.19 | 14.75 | 14.42 | 14.18 | 13.99 | 13.82 | 13.65 | 13.5 | 13.17 | 160.4 | 159.8 | 158.8 | 157.8 | 157.2 | 157.1 | 157 | 156.7 | 156.4 | 156.1 | 153.7 | 13.5 | 1.65 | 13.64 | 12.67 | 12.22% | 157.085 | 14.0435 | 0.11298 | 13.9655 | 1.0056 | 13.5754 | 1999.5 | 1999.58
2011-12-03 20:00 | 16.52 | 16.26 | 15.63 | 15.07 | 14.68 | 14.31 | 14.04 | 13.79 | 13.64 | 13.34 | 163.3 | 162.6 | 161.7 | 160.9 | 160.4 | 160 | 159.6 | 160 | 160 | 158.8 | 155 | 14.08 | 1.89 | 14.09 | 12.95 | 13.42% | 159.94 | 14.4758 | 0.17602 | 14.271 | 1.0144 | 14.2821 | 2000 | 2000
2011-12-03 20:10 | 15.57 | 15.29 | 14.73 | 14.27 | 13.91 | 13.65 | 13.38 | 13.15 | 12.92 | 12.58 | 161.8 | 161.4 | 160.5 | 159.4 | 158.7 | 158.4 | 158.2 | 158 | 158 | 157 | 153.4 | 13.41 | 1.78 | 13.46 | 12.18 | 13.27% | 158.37 | 13.7274 | 0.18462 | 13.611 | 1.0086 | 13.5247 | 1999.41 | 1999.52
2011-12-03 20:20 | 14.16 | 13.88 | 13.42 | 13 | 12.67 | 12.38 | 12.19 | 11.99 | 11.89 | 11.74 | 160 | 159.5 | 158.5 | 158.1 | 157.8 | 157.6 | 157.3 | 157 | 156.4 | 155.7 | 153.5 | 11.96 | 1.61 | 12.02 | 11.67 | 13.46% | 157.555 | 12.5242 | 0.14292 | 12.3526 | 1.0139 | 12.1261 | 1984.64 | 1989.43
2011-12-03 20:30 | 15.03 | 14.81 | 14.38 | 13.92 | 13.51 | 13.11 | 12.76 | 12.42 | 12.1 | 11.51 | 158 | 157.6 | 157 | 156.6 | 156.1 | 155.6 | 155 | 154.2 | 153.7 | 152.5 | 151.1 | 13.19 | 1.92 | 13.05 | 11.04 | 14.56% | 155.51 | 13.174 | 0.25006 | 13.0593 | 1.0088 | 13.3059 | 1999.19 | 1999.31
2011-12-03 20:40 | 13.11 | 12.85 | 12.42 | 12.08 | 11.84 | 11.63 | 11.48 | 11.3 | 11.22 | 11.07 | 160.3 | 159.4 | 157.8 | 156.5 | 155.9 | 155.6 | 155.6 | 155.6 | 155.4 | 155.1 | 154.7 | 10.98 | 1.84 | 11.09 | 10.8 | 16.76% | 155.6 | 11.7213 | 0.11996 | 11.6084 | 1.0097 | 11.0868 | 1898.66 | 1911.56
2011-12-03 20:50 | 12.87 | 12.65 | 12.23 | 11.86 | 11.54 | 11.29 | 11.07 | 10.85 | 10.71 | 10.51 | 159.6 | 159.1 | 158.2 | 157.7 | 157.4 | 157.2 | 157.2 | 156.8 | 156.3 | 154.8 | 152.8 | 10.87 | 1.44 | 10.91 | 10.39 | 13.25% | 157.2 | 11.3781 | 0.18185 | 11.2582 | 1.0107 | 10.9858 | 1869.29 | 1901.33
2011-12-03 21:00 | 11.45 | 11.26 | 10.91 | 10.6 | 10.37 | 10.19 | 10.06 | 9.9 | 9.8 | 9.7 | 159 | 158.3 | 157.4 | 157.3 | 157.5 | 158.1 | 158.4 | 158.6 | 158.9 | 159.1 | 154.5 | 9.54 | 1.56 | 9.56 | 9.67 | 16.35% | 158.145 | 10.2731 | 0.11865 | 10.1713 | 1.01 | 9.6355 | 1461.74 | 1499.84
2011-12-03 21:10 | 11 | 10.79 | 10.41 | 10.12 | 9.94 | 9.79 | 9.62 | 9.4 | 9.3 | 9.16 | 159.9 | 159.6 | 159.2 | 158.5 | 157.8 | 156.9 | 156.3 | 155.8 | 155.1 | 153.4 | 153.1 | 9.12 | 1.43 | 9.12 | 8.66 | 15.68% | 156.81 | 9.8048 | 0.16188 | 9.7655 | 1.004 | 9.1568 | 1301.72 | 1316.96
2011-12-03 21:20 | 10.49 | 10.32 | 10.03 | 9.84 | 9.69 | 9.52 | 9.29 | 9.04 | 8.82 | 8.47 | 156.7 | 155.8 | 154.5 | 153.3 | 152.7 | 152.2 | 151.6 | 151.1 | 150.5 | 149.8 | 149.2 | 8.62 | 1.5 | 8.58 | 7.87 | 17.4% | 152.11 | 9.4523 | 0.226 | 9.4867 | 0.99637 | 8.5887 | 1116.54 | 1105.53
2011-12-03 21:40 | 11.41 | 11.28 | 10.97 | 10.72 | 10.54 | 10.34 | 10.17 | 9.96 | 9.72 | 9.4 | 160.9 | 160.4 | 159.5 | 158.3 | 157.5 | 156.5 | 155.8 | 155.2 | 154.8 | 155.6 | 151.8 | 9.81 | 1.6 | 9.81 | 9.1 | 16.31% | 156.395 | 10.3361 | 0.15319 | 10.3155 | 1.002 | 9.8297 | 1564.61 | 1572.23
2011-12-03 21:50 | 11.37 | 11.19 | 10.87 | 10.55 | 10.28 | 10.06 | 9.88 | 9.69 | 9.58 | 9.29 | 156.5 | 156.4 | 156 | 155.7 | 155.1 | 154.4 | 153.7 | 153.3 | 152.8 | 153 | 151.9 | 9.43 | 1.37 | 9.37 | 8.97 | 14.53% | 154.295 | 10.1323 | 0.16684 | 10.034 | 1.0098 | 9.5224 | 1419.83 | 1454.12
2011-12-03 22:00 | 10.85 | 10.61 | 10.22 | 9.89 | 9.67 | 9.48 | 9.34 | 9.23 | 9.17 | 9.17 | 160.5 | 159.8 | 159.1 | 158.6 | 158.3 | 158 | 157.6 | 157.1 | 156.8 | 156.4 | 154.2 | 8.79 | 1.15 | 8.88 | 9.08 | 13.08% | 157.94 | 9.5923 | 0.13749 | 9.4598 | 1.014 | 8.9131 | 1178.93 | 1222.97
2011-12-03 22:10 | 11.6 | 11.32 | 10.83 | 10.35 | 9.92 | 9.54 | 9.24 | 8.94 | 8.71 | 8.53 | 166 | 165.6 | 165 | 164.5 | 164.2 | 163.5 | 162.7 | 162 | 161.1 | 160 | 157.9 | 8.33 | 1.45 | 8.26 | 8.23 | 17.41% | 163.38 | 9.6874 | 0.29526 | 9.4964 | 1.0201 | 8.4975 | 1010.11 | 1072.5
2011-12-03 22:20 | 10.75 | 10.55 | 10.19 | 9.9 | 9.62 | 9.36 | 9.09 | 8.81 | 8.6 | 8.54 | 163.6 | 163 | 162.5 | 162.1 | 161.7 | 160.9 | 159.9 | 159.1 | 158.8 | 159.3 | 159.1 | 7.66 | 1.33 | 7.67 | 8.34 | 17.36% | 160.75 | 9.3857 | 0.27049 | 9.3208 | 1.007 | 7.7133 | 786.66 | 801.71
2011-12-03 22:30 | 9.48 | 9.26 | 8.89 | 8.63 | 8.48 | 8.28 | 8.06 | 7.87 | 7.67 | 7.55 | 165.6 | 165.1 | 164.4 | 163.8 | 163.2 | 162.6 | 161.6 | 161.1 | 160.9 | 160 | 158.9 | 6.83 | 1.21 | 6.88 | 7.26 | 17.72% | 162.45 | 8.28 | 0.24885 | 8.2481 | 1.0039 | 6.8564 | 549.58 | 556.36
2011-12-03 22:40 | 10.24 | 9.96 | 9.47 | 9.08 | 8.75 | 8.45 | 8.18 | 7.92 | 7.66 | 7.57 | 166 | 165.3 | 164.4 | 163.7 | 163.6 | 163.3 | 162.5 | 161.6 | 160.2 | 158.8 | 157.7 | 7.21 | 1.15 | 7.19 | 7.09 | 15.95% | 163.18 | 8.5375 | 0.30009 | 8.4108 | 1.0151 | 7.3186 | 651.21 | 684.32
2011-12-03 22:50 | 10.25 | 10.09 | 9.75 | 9.43 | 9.16 | 8.91 | 8.67 | 8.43 | 8.34 | 8.32 | 162.6 | 162 | 160.5 | 159.1 | 158.3 | 157.6 | 157.5 | 157.4 | 156.4 | 154.6 | 154.6 | 7.85 | 1.26 | 7.9 | 7.78 | 16.05% | 157.585 | 8.9751 | 0.25233 | 8.8752 | 1.0113 | 7.9384 | 843.85 | 870.94
2011-12-03 23:00 | 9.06 | 8.86 | 8.52 | 8.28 | 8.09 | 7.91 | 7.77 | 7.62 | 7.49 | 7.34 | 157.6 | 157.1 | 156.2 | 155.7 | 155.8 | 155.7 | 155.8 | 155.5 | 155.1 | 155.5 | 150.4 | 7.33 | 1.3 | 7.29 | 7.14 | 17.74% | 155.715 | 7.9647 | 0.16502 | 7.8898 | 1.0095 | 7.3996 | 687.33 | 708.4
2011-12-03 23:10 | 8.97 | 8.75 | 8.46 | 8.36 | 8.32 | 8.19 | 8 | 7.72 | 7.52 | 7.34 | 159.2 | 158.6 | 157.6 | 156.8 | 156.2 | 155.7 | 155.7 | 155.6 | 155.2 | 154.9 | 151.5 | 7.06 | 1.12 | 7.1 | 7.04 | 15.86% | 155.7 | 8.0797 | 0.21691 | 8.1625 | 0.98986 | 6.9884 | 606.06 | 585.74
2011-12-03 23:20 | 9.26 | 9.06 | 8.77 | 8.58 | 8.52 | 8.39 | 8.24 | 8.06 | 7.9 | 7.82 | 160.5 | 159.5 | 158 | 156.8 | 156.3 | 156.3 | 156.1 | 155.7 | 155.8 | 156.1 | 153.4 | 7.41 | 1.3 | 7.52 | 7.61 | 17.54% | 156.27 | 8.3555 | 0.16671 | 8.3683 | 0.99847 | 7.3987 | 711.41 | 708.4
2011-12-03 23:30 | 9.89 | 9.7 | 9.37 | 9.13 | 9 | 8.83 | 8.6 | 8.38 | 8.19 | 8.05 | 159.7 | 159.2 | 158.4 | 157.4 | 156.7 | 156.3 | 156 | 155.7 | 156.3 | 156.4 | 154.5 | 7.48 | 1.18 | 7.39 | 8.02 | 15.78% | 156.255 | 8.7922 | 0.2439 | 8.7967 | 0.9995 | 7.4762 | 732.48 | 732.48
2011-12-03 23:40 | 9.44 | 9.23 | 8.88 | 8.64 | 8.51 | 8.34 | 8.06 | 7.82 | 7.71 | 7.67 | 161.3 | 160.6 | 159.7 | 159.1 | 158.7 | 158.1 | 157.2 | 156.5 | 156 | 156 | 154.7 | 6.99 | 1.31 | 7.01 | 7.45 | 18.74% | 157.965 | 8.2954 | 0.31558 | 8.2993 | 0.99953 | 6.9867 | 585.74 | 585.74
2011-12-03 23:50 | 10.26 | 10.04 | 9.66 | 9.28 | 8.92 | 8.55 | 8.27 | 8.12 | 8.01 | 7.82 | 164.1 | 163.2 | 161.6 | 160.7 | 160.1 | 159.9 | 158.9 | 158.1 | 157.5 | 156.3 | 156.3 | 7.24 | 1.21 | 7.19 | 7.49 | 16.71% | 159.75 | 8.7133 | 0.30769 | 8.5093 | 1.024 | 7.4136 | 660.24 | 711.41
2011-12-04 | 9.28 | 9.1 | 8.84 | 8.66 | 8.55 | 8.42 | 8.23 | 7.96 | 7.7 | 7.56 | 162.3 | 162.2 | 161.8 | 161.3 | 160.8 | 160 | 159.3 | 159.1 | 158.6 | 158 | 155.4 | 7.18 | 1.18 | 7.21 | 7.5 | 16.43% | 159.895 | 8.3365 | 0.21091 | 8.3925 | 0.99333 | 7.1321 | 642.18 | 627.13
2011-12-04 00:10 | 10.45 | 10.23 | 9.82 | 9.48 | 9.23 | 8.98 | 8.74 | 8.5 | 8.28 | 8.03 | 169.1 | 168.8 | 168.7 | 168.7 | 169 | 169.1 | 168.9 | 168.3 | 167.6 | 166.2 | 160.8 | 7.7 | 1.47 | 7.51 | 7.81 | 19.09% | 169.07 | 9.0201 | 0.25034 | 8.9452 | 1.0084 | 7.7645 | 798.7 | 816.76
2011-12-04 00:20 | 10.01 | 9.74 | 9.3 | 8.96 | 8.67 | 8.38 | 8.16 | 7.93 | 7.75 | 7.53 | 166.7 | 166.3 | 165.8 | 165.3 | 164.9 | 164.5 | 164 | 163.4 | 162.5 | 161.3 | 158.1 | 6.86 | 1.1 | 6.9 | 7.29 | 16.03% | 164.425 | 8.4727 | 0.24584 | 8.3481 | 1.0149 | 6.9624 | 556.36 | 578.96
2011-12-04 00:30 | 9.96 | 9.71 | 9.21 | 8.7 | 8.28 | 7.98 | 7.81 | 7.73 | 7.68 | 7.53 | 162.2 | 161.4 | 160 | 158.7 | 157.6 | 156.4 | 155.4 | 155.1 | 155.4 | 156 | 153.7 | 6.92 | 1 | 7.11 | 7.33 | 14.45% | 156.25 | 8.2354 | 0.19899 | 7.9554 | 1.0352 | 7.1635 | 569.92 | 636.16
2011-12-04 00:40 | 9.59 | 9.33 | 8.88 | 8.55 | 8.35 | 8.22 | 8.08 | 7.95 | 7.82 | 7.63 | 159.4 | 158.6 | 156.9 | 155.7 | 154.9 | 153.8 | 152.8 | 152.5 | 152.9 | 153.8 | 151.6 | 7.39 | 1.04 | 7.47 | 7.58 | 14.07% | 153.65 | 8.2759 | 0.15874 | 8.1998 | 1.0093 | 7.4586 | 705.39 | 726.46
2011-12-04 00:50 | 9.73 | 9.5 | 9.11 | 8.76 | 8.45 | 8.16 | 7.93 | 7.84 | 7.79 | 7.62 | 159.2 | 158.4 | 157.1 | 156.1 | 155.3 | 154.4 | 153.7 | 153.4 | 153.5 | 153.9 | 152 | 7.37 | 1.05 | 7.55 | 7.52 | 14.25% | 154.295 | 8.3127 | 0.26421 | 8.1266 | 1.0229 | 7.5387 | 699.37 | 750.54
2011-12-04 01:00 | 9.51 | 9.25 | 8.87 | 8.6 | 8.42 | 8.28 | 8.15 | 8 | 7.86 | 7.65 | 158.9 | 157.8 | 156.1 | 155 | 154.4 | 154.3 | 154.1 | 154.1 | 154.4 | 154.1 | 152.1 | 7.43 | 1.04 | 7.66 | 7.65 | 14% | 154.27 | 8.319 | 0.14624 | 8.2612 | 1.007 | 7.4819 | 717.43 | 732.48
2011-12-04 01:10 | 10.65 | 10.29 | 9.63 | 9.11 | 8.77 | 8.55 | 8.42 | 8.31 | 8.17 | 7.95 | 162.3 | 161.2 | 158.8 | 156.4 | 154.7 | 153.8 | 153.5 | 153.7 | 154.3 | 154.5 | 153.1 | 7.5 | 1.01 | 7.76 | 7.83 | 13.47% | 153.755 | 8.7376 | 0.14159 | 8.5313 | 1.0242 | 7.6814 | 738.5 | 792.68
2011-12-04 01:20 | 11.47 | 11.22 | 10.69 | 10.17 | 9.73 | 9.3 | 8.91 | 8.68 | 8.56 | 8.48 | 169.8 | 169.2 | 167.9 | 166.7 | 165.6 | 164.6 | 163.5 | 162.4 | 161.2 | 159 | 159.2 | 7.53 | 0.96 | 7.71 | 8.45 | 12.75% | 164.435 | 9.4835 | 0.39589 | 9.2431 | 1.026 | 7.7259 | 747.53 | 807.73
2011-12-04 01:30 | 11.21 | 10.97 | 10.51 | 10.08 | 9.68 | 9.26 | 8.94 | 8.71 | 8.55 | 8.38 | 173.6 | 173.4 | 173 | 172.3 | 171.5 | 170.9 | 170.1 | 168.8 | 166.9 | 164.7 | 162.9 | 7.78 | 1.34 | 7.71 | 8.22 | 17.22% | 170.78 | 9.4241 | 0.32499 | 9.2135 | 1.0229 | 7.9579 | 822.78 | 876.96
2011-12-04 01:40 | 11 | 10.74 | 10.3 | 9.87 | 9.54 | 9.24 | 8.97 | 8.7 | 8.38 | 8.01 | 175.8 | 175.3 | 174.5 | 173.7 | 172.5 | 171.2 | 169.9 | 168.2 | 166.4 | 164.2 | 163.8 | 7.95 | 1.22 | 7.8 | 7.66 | 15.35% | 171.005 | 9.2951 | 0.27405 | 9.2008 | 1.0102 | 8.0315 | 873.95 | 900.01
2011-12-04 01:50 | 10.33 | 10.15 | 9.76 | 9.37 | 9 | 8.6 | 8.28 | 8.05 | 7.87 | 7.42 | 177.2 | 177.1 | 176.5 | 175.6 | 174.7 | 173.6 | 172.3 | 170.8 | 169.5 | 168 | 164.5 | 7.47 | 1.16 | 7.33 | 7.2 | 15.53% | 173.405 | 8.7212 | 0.35041 | 8.5534 | 1.0196 | 7.6166 | 729.47 | 774.62
2011-12-04 02:00 | 10.33 | 10.14 | 9.77 | 9.41 | 9.11 | 8.78 | 8.39 | 8.08 | 7.85 | 7.55 | 176.8 | 176.5 | 175.5 | 173.8 | 172.5 | 171.4 | 170.4 | 169 | 167.7 | 166.1 | 163.6 | 7.45 | 1.1 | 7.4 | 7.55 | 14.77% | 171.25 | 8.786 | 0.41987 | 8.723 | 1.0072 | 7.5038 | 723.45 | 738.5
2011-12-04 02:10 | 10.5 | 10.28 | 9.87 | 9.41 | 9.03 | 8.62 | 8.24 | 7.9 | 7.58 | 7.32 | 178.5 | 177.8 | 176.8 | 175.1 | 173.2 | 171.1 | 168.9 | 166.6 | 164.9 | 163.2 | 163.5 | 7.54 | 1.42 | 7.27 | 7.08 | 18.83% | 170.77 | 8.6844 | 0.41663 | 8.5645 | 1.014 | 7.6455 | 750.54 | 783.65
2011-12-04 02:20 | 10.34 | 10.1 | 9.64 | 9.21 | 8.8 | 8.45 | 8.04 | 7.6 | 7.3 | 6.98 | 179.4 | 178.7 | 178 | 177.3 | 176.1 | 174.1 | 171.4 | 169 | 167.2 | 165.2 | 164.7 | 7.52 | 1.31 | 7.15 | 6.97 | 17.42% | 173.695 | 8.4659 | 0.45962 | 8.39 | 1.0091 | 7.5881 | 744.52 | 765.59
2011-12-04 02:30 | 10.2 | 10.08 | 9.82 | 9.55 | 9.27 | 8.92 | 8.54 | 8.07 | 7.62 | 7.19 | 179.7 | 178.8 | 177.2 | 175.9 | 174.6 | 173.3 | 172.4 | 171.2 | 169.9 | 168.4 | 167.3 | 8.15 | 1.06 | 7.8 | 7.04 | 13.01% | 173.165 | 8.8342 | 0.40231 | 8.8645 | 0.99658 | 8.1222 | 944.05 | 933.04
2011-12-04 02:40 | 10.43 | 10.32 | 10.07 | 9.74 | 9.41 | 9.08 | 8.74 | 8.39 | 8.1 | 7.79 | 181.5 | 180.8 | 179.6 | 178.3 | 177.4 | 177.2 | 177.1 | 176.3 | 175.1 | 172.8 | 169.6 | 8.7 | 0.88 | 8.41 | 7.67 | 10.11% | 177.185 | 9.0877 | 0.35267 | 9.0305 | 1.0063 | 8.7551 | 1145.9 | 1167.92
2011-12-04 02:50 | 10.2 | 10.07 | 9.78 | 9.46 | 9.16 | 8.85 | 8.57 | 8.27 | 7.96 | 7.59 | 181.7 | 180.8 | 179.1 | 178.2 | 178 | 177.9 | 177.3 | 176.5 | 175 | 172.2 | 170.4 | 8.55 | 0.81 | 8.31 | 7.51 | 9.474% | 177.81 | 8.8713 | 0.2971 | 8.8093 | 1.007 | 8.6102 | 1090.85 | 1112.87
2011-12-04 03:10 | 9.3 | 9.24 | 9.1 | 8.9 | 8.66 | 8.42 | 8.12 | 7.77 | 7.39 | 6.82 | 183.1 | 182.6 | 182.1 | 181.9 | 181.8 | 181.4 | 180.5 | 179.2 | 177.6 | 175.7 | 173.3 | 8.14 | 0.67 | 8.02 | 6.24 | 8.231% | 181.265 | 8.3236 | 0.33526 | 8.3763 | 0.9937 | 8.0887 | 940.38 | 922.03
2011-12-04 03:20 | 8.18 | 8.11 | 7.99 | 7.87 | 7.74 | 7.55 | 7.3 | 7.02 | 6.71 | 6.2 | 186.1 | 185.6 | 185.1 | 184.6 | 183.8 | 182.9 | 182.3 | 181.8 | 181.3 | 180.7 | 176.2 | 7.16 | 0.58 | 6.81 | 5.54 | 8.101% | 182.81 | 7.4353 | 0.31117 | 7.5137 | 0.98958 | 7.0854 | 636.16 | 615.09
2011-12-04 04:00 | 5.19 | 5.24 | 5.29 | 5.2 | 5.06 | 4.87 | 4.67 | 4.58 | 4.57 | 4.47 | 216 | 213.8 | 210.2 | 207.6 | 204.9 | 202 | 198.2 | 194.2 | 191.2 | 188.6 | 191.1 | 4.43 | 0.6 | 3.69 | 3.93 | 13.54% | 201.43 | 4.8501 | 0.38752 | 4.8408 | 1.0019 | 4.4385 | 137.87 | 138.96
2011-12-04 04:40 | 6.12 | 6.05 | 6.04 | 5.9 | 5.82 | 5.71 | 5.56 | 5.42 | 5.3 | 5.09 | 214.1 | 212.5 | 210.5 | 209.2 | 208.2 | 207.5 | 206.3 | 204.7 | 202.7 | 199.5 | 201.9 | 5.28 | 0.6 | 4.35 | 4.18 | 11.36% | 207.32 | 5.6593 | 0.246 | 5.6883 | 0.99491 | 5.2531 | 245.36 | 240.5
2011-12-04 04:50 | 5.94 | 5.88 | 5.77 | 5.67 | 5.59 | 5.51 | 5.39 | 5.23 | 5.01 | 4.67 | 215.1 | 214.2 | 212.7 | 211 | 209.4 | 208.5 | 208 | 207.7 | 207.2 | 206 | 205.2 | 5.22 | 0.58 | 4.5 | 3.83 | 11.11% | 208.425 | 5.4343 | 0.20348 | 5.4926 | 0.98938 | 5.1646 | 235.64 | 225.92
2011-12-04 05:00 | 6.31 | 6.31 | 6.17 | 6.08 | 5.98 | 5.89 | 5.78 | 5.62 | 5.42 | 5.15 | 210.5 | 210 | 208.9 | 207.6 | 206.3 | 204.7 | 203.4 | 202.2 | 201.1 | 199.1 | 202.2 | 5.33 | 0.43 | 4.28 | 4.28 | 8.068% | 204.505 | 5.8304 | 0.17421 | 5.8741 | 0.99256 | 5.2904 | 253.46 | 246.98
2011-12-04 10:40 | 7.84 | 7.73 | 7.51 | 7.37 | 7.3 | 7.29 | 7.2 | 6.98 | 6.76 | 6.38 | 188.8 | 188.4 | 187.6 | 187.3 | 186.6 | 185 | 184.3 | 185.1 | 185.9 | 186.6 | 182 | 6.83 | 0.89 | 6.19 | 5.29 | 13.03% | 184.895 | 7.1849 | 0.1148 | 7.277 | 0.98733 | 6.7435 | 549.58 | 529.24
2011-12-04 11:10 | 6.62 | 6.52 | 6.44 | 6.4 | 6.33 | 6.17 | 5.99 | 5.9 | 5.81 | 5.76 | 194 | 193.5 | 192.5 | 191.4 | 191.2 | 190.6 | 189.9 | 188.2 | 187.1 | 185.1 | 184.9 | 5.7 | 0.68 | 5.01 | 4.99 | 11.93% | 190.495 | 6.1418 | 0.2736 | 6.1439 | 0.99967 | 5.6981 | 313.4 | 313.4
2011-12-04 11:20 | 6.15 | 6.16 | 6.21 | 6.29 | 6.31 | 6.22 | 6.1 | 5.95 | 5.84 | 5.54 | 186.3 | 185.4 | 183.9 | 181.9 | 180.8 | 180.4 | 179.9 | 179.6 | 179.4 | 178.3 | 178.4 | 5.83 | 0.49 | 5.46 | 4.51 | 8.405% | 180.325 | 6.1041 | 0.18002 | 6.2027 | 0.98412 | 5.7374 | 334.46 | 319.88
2011-12-06 05:40 | 14.25 | 14.09 | 13.77 | 13.43 | 13.1 | 12.76 | 12.42 | 12.1 | 11.82 | 11.18 | 269.2 | 269.3 | 269.2 | 268.8 | 268.5 | 268.2 | 267.9 | 267.9 | 268.3 | 268.6 | 265.6 | 11.89 | 1.72 | 12.02 | 10.55 | 14.47% | 268.155 | 12.7609 | 0.24957 | 12.7107 | 1.0039 | 11.937 | 1978.76 | 1982.96
2011-12-06 05:50 | 13.46 | 13.38 | 13.27 | 13.16 | 13 | 12.77 | 12.48 | 12.21 | 11.92 | 11.31 | 270.1 | 269.8 | 269 | 268.4 | 268 | 267.9 | 267.6 | 267.2 | 267 | 267.4 | 266 | 12.72 | 1.5 | 12.91 | 10.97 | 11.79% | 267.855 | 12.6522 | 0.21228 | 12.728 | 0.99404 | 12.6442 | 1995.92 | 1995.04
2011-12-06 06:10 | 14.88 | 14.72 | 14.39 | 14.05 | 13.78 | 13.53 | 13.27 | 12.92 | 12.49 | 11.78 | 271.7 | 271.5 | 270.9 | 270.4 | 270 | 269.3 | 268.8 | 268.4 | 268 | 268 | 267.3 | 13.2 | 1.57 | 13.39 | 11.81 | 11.89% | 269.225 | 13.4662 | 0.17931 | 13.4924 | 0.99806 | 13.1744 | 1999.2 | 1999.17
2011-12-06 06:20 | 14.59 | 14.5 | 14.32 | 14.12 | 13.92 | 13.72 | 13.54 | 13.26 | 12.83 | 12.13 | 271.5 | 271.1 | 270.3 | 269.9 | 269.8 | 269.8 | 269.6 | 269.1 | 268.6 | 268.6 | 266.7 | 13.74 | 1.79 | 13.81 | 11.95 | 13.03% | 269.77 | 13.6349 | 0.12204 | 13.6941 | 0.99568 | 13.6806 | 1999.74 | 1999.68
2011-12-06 06:30 | 14.99 | 14.96 | 14.87 | 14.66 | 14.38 | 14.04 | 13.72 | 13.39 | 13 | 12.28 | 270.3 | 270.2 | 270.1 | 269.7 | 269.4 | 269.2 | 269.1 | 269.1 | 269.2 | 269.6 | 266.4 | 14.03 | 1.83 | 14.17 | 11.95 | 13.04% | 269.185 | 13.9717 | 0.21306 | 13.9937 | 0.99843 | 14.008 | 2000 | 2000
2011-12-06 06:40 | 14.42 | 14.34 | 14.18 | 14.02 | 13.86 | 13.69 | 13.51 | 13.3 | 13.02 | 12.51 | 270.2 | 269.9 | 269.3 | 269.2 | 269.2 | 269.1 | 268.9 | 268.8 | 268.8 | 269 | 265.9 | 13.56 | 1.25 | 13.7 | 11.95 | 9.218% | 269.07 | 13.625 | 0.12231 | 13.6641 | 0.99714 | 13.5213 | 1999.56 | 1999.52
2011-12-06 07:20 | 15.26 | 15.17 | 14.96 | 14.74 | 14.52 | 14.25 | 13.97 | 13.64 | 13.29 | 12.6 | 270.2 | 270.1 | 270 | 269.7 | 269.2 | 268.7 | 268.3 | 268.2 | 268.4 | 268.8 | 265.8 | 14.36 | 1.48 | 14.19 | 11.66 | 10.31% | 268.64 | 14.163 | 0.18338 | 14.2095 | 0.99672 | 14.313 | 2000 | 2000
2011-12-06 07:30 | 15.33 | 15.2 | 14.86 | 14.51 | 14.19 | 13.92 | 13.65 | 13.35 | 13.04 | 12.44 | 270.3 | 270.1 | 269.7 | 269.4 | 269.2 | 269.1 | 268.9 | 268.9 | 269.4 | 270.4 | 267.3 | 14.22 | 1.45 | 14.02 | 12.03 | 10.2% | 269.07 | 13.9165 | 0.181 | 13.881 | 1.0026 | 14.2564 | 2000 | 2000
2011-12-06 07:40 | 14.77 | 14.67 | 14.44 | 14.12 | 13.85 | 13.59 | 13.32 | 13.04 | 12.74 | 12.25 | 271.5 | 271.3 | 270.9 | 270.8 | 270.8 | 270.8 | 271.1 | 271.1 | 271 | 271 | 267.9 | 13.95 | 1.82 | 13.78 | 11.5 | 13.05% | 270.845 | 13.5684 | 0.18544 | 13.551 | 1.0013 | 13.9679 | 1999.95 | 1999.97
2011-12-06 07:50 | 14.29 | 14.16 | 13.88 | 13.57 | 13.22 | 12.79 | 12.41 | 12.08 | 11.7 | 10.97 | 275.1 | 274.8 | 274.4 | 273.9 | 273.3 | 273.2 | 273.1 | 272.6 | 272.3 | 272.7 | 270.3 | 13.05 | 1.19 | 12.82 | 10.67 | 9.119% | 273.185 | 12.7932 | 0.27872 | 12.7348 | 1.0046 | 13.1098 | 1999.05 | 1999.11
2011-12-06 08:00 | 15 | 14.89 | 14.66 | 14.41 | 14.17 | 13.88 | 13.54 | 13.12 | 12.66 | 11.84 | 274.5 | 274 | 273.3 | 272.8 | 272.3 | 271.6 | 271 | 270.5 | 270.4 | 270.6 | 268.9 | 13.93 | 1.2 | 13.72 | 11.38 | 8.615% | 271.51 | 13.7426 | 0.22918 | 13.8308 | 0.99363 | 13.8412 | 1999.93 | 1999.84
2011-12-06 08:10 | 14.77 | 14.7 | 14.55 | 14.37 | 14.22 | 13.96 | 13.62 | 13.25 | 12.83 | 11.96 | 272.3 | 272 | 271.6 | 271.1 | 270.6 | 270 | 269.4 | 268.9 | 268.5 | 268.4 | 266.9 | 13.65 | 1.38 | 13.48 | 10.87 | 10.11% | 269.91 | 13.7832 | 0.22785 | 13.9108 | 0.99083 | 13.5249 | 1999.65 | 1999.52
2011-12-06 08:20 | 14.73 | 14.6 | 14.35 | 14.04 | 13.76 | 13.47 | 13.18 | 12.85 | 12.46 | 11.82 | 272.7 | 272.2 | 271.4 | 270.7 | 270.5 | 270.3 | 270 | 269.5 | 268.7 | 267.4 | 266.5 | 13.52 | 1.26 | 13.4 | 10.97 | 9.32% | 270.255 | 13.4204 | 0.20113 | 13.4281 | 0.99943 | 13.5123 | 1999.52 | 1999.51
2011-12-06 20:10 | 8.52 | 8.36 | 8.04 | 7.89 | 8.11 | 8.61 | 8.97 | 9.01 | 8.68 | 8.06 | 234.5 | 232.9 | 228.8 | 222.6 | 216.4 | 212.4 | 210 | 207.9 | 206.2 | 204.3 | 209.4 | 9.51 | 1.02 | 8.44 | 6.25 | 10.73% | 212.04 | 8.4002 | -0.37852 | 8.6607 | 0.96993 | 9.224 | 1450.31 | 1339.82
2011-12-24 09:00 | 15.04 | 14.87 | 14.55 | 14.2 | 13.83 | 13.44 | 13.11 | 12.76 | 12.29 | 11.51 | 275.2 | 274.9 | 274.7 | 274.4 | 274.1 | 273.8 | 273.3 | 272.8 | 272.6 | 272.5 | 268.2 | 13.97 | 1.44 | 12.24 | 9.25 | 10.31% | 273.725 | 13.4369 | 0.22973 | 13.3922 | 1.0033 | 14.0166 | 1999.97 | 2000
2011-12-24 09:10 | 14.28 | 14.16 | 13.94 | 13.75 | 13.5 | 13.17 | 12.85 | 12.57 | 12.26 | 11.52 | 275.1 | 274.7 | 274.1 | 273.1 | 272.2 | 271.8 | 271.5 | 270.7 | 270.1 | 270.5 | 267 | 13.47 | 1.56 | 12.05 | 8.84 | 11.58% | 271.755 | 13.116 | 0.22731 | 13.1237 | 0.99941 | 13.4621 | 1999.47 | 1999.46
2011-12-24 09:20 | 13.43 | 13.24 | 12.85 | 12.51 | 12.29 | 12.08 | 11.88 | 11.66 | 11.38 | 10.74 | 274.7 | 273.8 | 272.5 | 271.9 | 271.4 | 270.6 | 269.8 | 269.2 | 268.6 | 268 | 265.9 | 12.55 | 1.55 | 11.34 | 8.7 | 12.35% | 270.48 | 12.0746 | 0.15428 | 12.0511 | 1.0019 | 12.5745 | 1994.05 | 1994.27
2011-12-24 09:30 | 11.68 | 11.51 | 11.27 | 11.02 | 10.72 | 10.32 | 9.97 | 9.72 | 9.51 | 9.18 | 277.7 | 277 | 275.4 | 274.4 | 273.9 | 273.4 | 272.4 | 271.2 | 270.3 | 268.9 | 268.7 | 10.8 | 1.52 | 9.75 | 7.66 | 14.07% | 273.25 | 10.3602 | 0.31884 | 10.2691 | 1.0089 | 10.8958 | 1850.6 | 1877.3
2011-12-24 09:40 | 11.8 | 11.64 | 11.31 | 11.04 | 10.79 | 10.47 | 10.09 | 9.76 | 9.44 | 8.82 | 278.2 | 277.6 | 276.5 | 275.6 | 274.9 | 274.3 | 274.1 | 273.9 | 273.9 | 273.2 | 269.3 | 10.9 | 0.97 | 9.78 | 7.34 | 8.899% | 274.27 | 10.4085 | 0.34163 | 10.4147 | 0.99941 | 10.8936 | 1877.3 | 1874.63
2011-12-24 09:50 | 11.83 | 11.69 | 11.39 | 11.03 | 10.67 | 10.32 | 10 | 9.66 | 9.28 | 8.54 | 277.5 | 277.1 | 276.2 | 275.4 | 275 | 274.6 | 274.2 | 273.8 | 273.2 | 273 | 268.4 | 10.55 | 0.89 | 9.46 | 6.58 | 8.436% | 274.54 | 10.3315 | 0.29108 | 10.2735 | 1.0056 | 10.6095 | 1783.85 | 1799.87
2011-12-24 10:00 | 10.68 | 10.54 | 10.3 | 10.06 | 9.79 | 9.5 | 9.17 | 8.77 | 8.38 | 7.71 | 276.4 | 275.7 | 275 | 274.2 | 273.3 | 272.5 | 272 | 271.7 | 271.5 | 271.7 | 268.1 | 9.73 | 1.03 | 8.79 | 6.32 | 10.59% | 272.425 | 9.4146 | 0.32671 | 9.452 | 0.99605 | 9.6915 | 1534.13 | 1518.89
2011-12-24 11:00 | 10.53 | 10.47 | 10.33 | 10.17 | 10.02 | 9.82 | 9.6 | 9.27 | 8.81 | 8.05 | 280.9 | 280.4 | 279.5 | 278.5 | 277.5 | 276.3 | 275.3 | 274.6 | 273.6 | 272.2 | 269.8 | 9.86 | 0.75 | 9.17 | 6.55 | 7.606% | 276.15 | 9.678 | 0.20938 | 9.7882 | 0.98874 | 9.749 | 1583.66 | 1541.75
2011-12-24 11:10 | 11.92 | 11.82 | 11.67 | 11.48 | 11.3 | 11.11 | 10.88 | 10.54 | 10.14 | 9.41 | 279.1 | 278.7 | 278 | 277.2 | 276.3 | 275.1 | 273.8 | 272.6 | 271.8 | 270.7 | 268.8 | 11.32 | 0.72 | 10.58 | 7.79 | 6.36% | 274.905 | 10.9755 | 0.19332 | 11.0768 | 0.99086 | 11.2165 | 1930.88 | 1922.48
2011-12-24 11:40 | 12.85 | 12.74 | 12.6 | 12.46 | 12.28 | 12.06 | 11.79 | 11.5 | 11.2 | 10.61 | 273.2 | 272.8 | 272.2 | 271.9 | 271.5 | 270.8 | 270 | 269.5 | 269.1 | 269 | 265.2 | 12.13 | 1 | 11.6 | 8.34 | 8.244% | 270.68 | 11.9521 | 0.20924 | 12.0209 | 0.99427 | 12.0605 | 1989.43 | 1988.66
2011-12-24 11:50 | 13.4 | 13.28 | 13.02 | 12.79 | 12.53 | 12.25 | 11.96 | 11.66 | 11.36 | 10.7 | 275.7 | 275.3 | 274.6 | 274.2 | 273.6 | 273.2 | 272.9 | 272.7 | 272.4 | 272.2 | 267.2 | 12.06 | 0.98 | 11.42 | 8.47 | 8.126% | 273.155 | 12.2019 | 0.2214 | 12.208 | 0.9995 | 12.0539 | 1988.66 | 1988.55
2011-12-24 12:00 | 13.02 | 12.9 | 12.7 | 12.48 | 12.21 | 11.93 | 11.65 | 11.27 | 10.86 | 10.28 | 274.1 | 273.8 | 273.1 | 272.6 | 272.2 | 271.8 | 271.4 | 270.8 | 270.4 | 270.4 | 266.4 | 12 | 0.94 | 11.38 | 8.41 | 7.833% | 271.74 | 11.8497 | 0.21947 | 11.8895 | 0.99665 | 11.9599 | 1988 | 1984.64
2011-12-24 12:10 | 13.38 | 13.28 | 13.03 | 12.81 | 12.56 | 12.21 | 11.75 | 11.24 | 10.78 | 10.16 | 274.2 | 273.9 | 273.3 | 272.9 | 272.7 | 272.6 | 272.6 | 272.4 | 272.4 | 272.2 | 267.6 | 12.25 | 1.13 | 11.47 | 8.03 | 9.224% | 272.6 | 12.0454 | 0.35487 | 12.143 | 0.99196 | 12.1515 | 1990.75 | 1989.65
2011-12-24 12:20 | 11.65 | 11.51 | 11.26 | 10.91 | 10.58 | 10.28 | 9.97 | 9.65 | 9.28 | 8.75 | 273.4 | 273.2 | 273 | 272.4 | 271.7 | 271.3 | 271.1 | 271.1 | 271.3 | 271 | 265.6 | 9.54 | 1.94 | 9.05 | 6.95 | 20.34% | 271.27 | 10.2726 | 0.28296 | 10.235 | 1.0037 | 9.575 | 1461.74 | 1476.98
2011-12-24 12:40 | 10.18 | 9.96 | 9.52 | 9.06 | 8.71 | 8.43 | 8.18 | 7.87 | 7.57 | 7.03 | 277.2 | 276.5 | 275.7 | 275.4 | 275 | 274.9 | 275.2 | 275.9 | 276.1 | 275.7 | 269.1 | 8.48 | 1.32 | 8.08 | 5.33 | 15.57% | 274.945 | 8.4993 | 0.2782 | 8.3937 | 1.0126 | 8.5867 | 1065.16 | 1105.53
2011-12-24 12:50 | 11.58 | 11.46 | 11.16 | 10.83 | 10.47 | 10.11 | 9.8 | 9.48 | 9.13 | 8.52 | 279.3 | 279.1 | 278.9 | 278.6 | 278 | 277.2 | 276.4 | 275.6 | 275.5 | 276.4 | 271.3 | 10.22 | 1.28 | 9.72 | 6.83 | 12.52% | 277.08 | 10.1392 | 0.28779 | 10.065 | 1.0074 | 10.2953 | 1695.74 | 1717.1
2011-12-24 13:00 | 10.41 | 10.28 | 10.03 | 9.77 | 9.5 | 9.24 | 8.98 | 8.72 | 8.43 | 7.95 | 278.9 | 278.5 | 277.9 | 277.6 | 277.4 | 277.1 | 276.8 | 276 | 275.3 | 275.3 | 271.4 | 9.32 | 0.81 | 8.89 | 6.46 | 8.691% | 277.055 | 9.2328 | 0.26376 | 9.2023 | 1.0033 | 9.3509 | 1377.92 | 1389.35
2011-12-24 16:30 | 8.33 | 8.01 | 7.48 | 7.15 | 6.98 | 7.01 | 7.12 | 7.17 | 7.2 | 7.16 | 234.8 | 233.4 | 229.1 | 224.8 | 219.9 | 215.3 | 213.4 | 211.7 | 208.9 | 206.3 | 209.4 | 8.03 | 1.04 | 6.85 | 4.8 | 12.95% | 215.015 | 7.1195 | -0.14388 | 7.0257 | 1.0134 | 8.1372 | 900.01 | 940.38
2011-12-24 18:10 | 9.43 | 9.13 | 8.54 | 8.02 | 7.62 | 7.28 | 7.1 | 7.03 | 7.01 | 6.92 | 228.5 | 227.3 | 224.2 | 220.5 | 216.7 | 212.2 | 208.4 | 205.4 | 203 | 200.2 | 206.1 | 8.01 | 1.12 | 6.59 | 4.72 | 13.98% | 211.63 | 7.4857 | 0.23136 | 7.2539 | 1.032 | 8.266 | 892.67 | 988.09
2011-12-24 18:20 | 9.44 | 9.21 | 8.9 | 8.78 | 8.73 | 8.64 | 8.49 | 8.26 | 7.96 | 7.54 | 228 | 226.3 | 221.7 | 216.2 | 212 | 209 | 206.8 | 204.8 | 202.7 | 199.4 | 203 | 8.93 | 1.09 | 6.99 | 4.84 | 12.21% | 208.67 | 8.4528 | 0.16184 | 8.6183 | 0.98079 | 8.7584 | 1230.31 | 1167.92
2011-12-24 18:30 | 10.43 | 10.32 | 10.03 | 9.69 | 9.3 | 8.86 | 8.53 | 8.19 | 7.81 | 7.18 | 219.6 | 217.4 | 212.9 | 209.4 | 207.2 | 205.4 | 203.5 | 201.6 | 199 | 194.3 | 196.4 | 8.92 | 0.91 | 6.26 | 4.75 | 10.2% | 205.115 | 8.8906 | 0.35076 | 8.8119 | 1.0089 | 8.9996 | 1226.64 | 1256
2011-12-24 18:40 | 11.24 | 11.22 | 11.43 | 11.83 | 12.05 | 11.88 | 11.44 | 10.98 | 10.48 | 9.73 | 219.4 | 217.9 | 214.7 | 212 | 210.3 | 209.4 | 208.2 | 206.3 | 204 | 200.7 | 202.3 | 12.06 | 0.49 | 9.23 | 6.24 | 4.063% | 209.22 | 11.3574 | 0.34876 | 11.8159 | 0.9612 | 11.592 | 1988.66 | 1953.56
2011-12-24 18:50 | 12.09 | 12.11 | 12.19 | 12.37 | 12.54 | 12.52 | 12.18 | 11.68 | 11.14 | 10.41 | 212.1 | 211.4 | 210.4 | 209.6 | 208.9 | 207.9 | 206.2 | 204.3 | 202.3 | 199.6 | 199.5 | 12.14 | 0.65 | 8.11 | 6.65 | 5.354% | 207.645 | 12.017 | 0.25442 | 12.4707 | 0.96362 | 11.6983 | 1989.54 | 1962.8
2011-12-24 19:00 | 12.8 | 12.86 | 12.9 | 12.81 | 12.57 | 12.22 | 11.82 | 11.32 | 10.69 | 9.78 | 206.7 | 206.5 | 206.2 | 205.4 | 204.1 | 202.6 | 201.1 | 199.6 | 197.9 | 195.6 | 192.9 | 11.6 | 0.68 | 7.18 | 5.98 | 5.862% | 202.375 | 11.989 | 0.30755 | 12.1619 | 0.98578 | 11.4351 | 1954.4 | 1940.96
2011-12-24 19:10 | 14.43 | 14.35 | 14.17 | 13.91 | 13.59 | 13.18 | 12.69 | 12.08 | 11.37 | 10.22 | 206.4 | 205.9 | 205 | 204.2 | 203.6 | 202.8 | 201.9 | 201.1 | 200.3 | 198.7 | 193.6 | 12.57 | 0.91 | 7.56 | 6.14 | 7.239% | 202.665 | 12.9679 | 0.35011 | 13.1087 | 0.98926 | 12.435 | 1994.27 | 1992.84
2011-12-24 19:20 | 14.75 | 14.78 | 14.81 | 14.77 | 14.65 | 14.43 | 14.06 | 13.5 | 12.79 | 11.46 | 210.9 | 210.7 | 210.1 | 209.4 | 208.7 | 207.9 | 207.2 | 206.1 | 205.1 | 203.1 | 199 | 13.7 | 0.6 | 9.51 | 7.05 | 4.38% | 207.795 | 14.0652 | 0.24004 | 14.3764 | 0.97836 | 13.4035 | 1999.7 | 1999.4
2011-12-24 19:30 | 14.48 | 14.53 | 14.56 | 14.42 | 14.08 | 13.61 | 13.03 | 12.44 | 11.85 | 10.81 | 212.1 | 211.8 | 211.2 | 210.5 | 210.2 | 210 | 209.2 | 207.9 | 206.5 | 204.3 | 201.1 | 13.26 | 1.11 | 9.9 | 6.76 | 8.371% | 209.88 | 13.3874 | 0.40245 | 13.5253 | 0.9898 | 13.1247 | 1999.26 | 1999.12
2011-12-24 19:40 | 13.76 | 13.54 | 13.11 | 12.71 | 12.34 | 11.91 | 11.44 | 10.92 | 10.42 | 9.67 | 213.4 | 212.5 | 211.1 | 210.2 | 209.8 | 209.3 | 208.1 | 206.5 | 204.6 | 201.7 | 201.3 | 11.71 | 0.78 | 8.68 | 6.2 | 6.661% | 209.12 | 11.8401 | 0.37206 | 11.8415 | 0.99988 | 11.7086 | 1963.64 | 1963.64
2011-12-24 19:50 | 11.48 | 11.29 | 10.97 | 10.74 | 10.51 | 10.28 | 10.03 | 9.66 | 9.26 | 8.71 | 209.1 | 208.4 | 206.8 | 205.2 | 203.9 | 202 | 200.4 | 199.1 | 197.7 | 194.9 | 192.9 | 9.69 | 1.04 | 6.31 | 5.76 | 10.73% | 201.76 | 10.1789 | 0.22751 | 10.2438 | 0.99366 | 9.6286 | 1518.89 | 1496.03
2011-12-24 20:00 | 11.15 | 10.91 | 10.53 | 10.2 | 9.91 | 9.54 | 9.16 | 8.86 | 8.67 | 8.36 | 201.4 | 200.8 | 200 | 198.8 | 197.3 | 195.8 | 194.3 | 193.2 | 191.8 | 189.2 | 186.3 | 9.13 | 0.89 | 6.78 | 6.11 | 9.748% | 195.575 | 9.5602 | 0.37562 | 9.4846 | 1.008 | 9.2028 | 1305.53 | 1332.2
2011-12-24 20:10 | 12.58 | 12.34 | 11.9 | 11.43 | 11.04 | 10.63 | 10.18 | 9.7 | 9.18 | 8.37 | 206.5 | 205.9 | 204.6 | 203.4 | 202.3 | 201.4 | 200.4 | 199.5 | 198.2 | 195.7 | 192.2 | 10.05 | 1.05 | 6.54 | 5.42 | 10.45% | 201.25 | 10.5946 | 0.39972 | 10.5643 | 1.0029 | 10.0788 | 1650.35 | 1658.36
2011-12-24 20:20 | 13.97 | 13.74 | 13.31 | 12.85 | 12.49 | 12.07 | 11.65 | 11.25 | 10.86 | 10.2 | 207 | 206.5 | 205.6 | 204.7 | 204 | 203 | 201.9 | 200.8 | 199.6 | 198.3 | 193.4 | 11.49 | 0.85 | 7.25 | 6.56 | 7.398% | 202.835 | 12.0711 | 0.32729 | 12.0089 | 1.0052 | 11.5495 | 1945.16 | 1950.2
2011-12-24 20:30 | 13.59 | 13.37 | 12.85 | 12.29 | 11.72 | 11.08 | 10.49 | 9.96 | 9.52 | 9.01 | 205.1 | 204.3 | 203.1 | 201.9 | 201 | 200.1 | 199.1 | 198.1 | 197.2 | 196.4 | 189.7 | 10.19 | 1.29 | 6.98 | 5.52 | 12.66% | 199.95 | 11.1964 | 0.50566 | 10.9935 | 1.0185 | 10.3781 | 1687.73 | 1738.46
2011-12-24 20:40 | 13.37 | 13.12 | 12.56 | 11.98 | 11.33 | 10.49 | 9.61 | 8.76 | 8.07 | 7.57 | 203.3 | 202.7 | 201.3 | 200.2 | 199.2 | 197.8 | 195.7 | 193.3 | 191.4 | 188.3 | 188.9 | 9.68 | 1.56 | 6.73 | 5.69 | 16.12% | 197.485 | 10.5535 | 0.80968 | 10.3591 | 1.0188 | 9.8616 | 1515.08 | 1583.66
2011-12-24 20:50 | 13.25 | 13.01 | 12.49 | 11.91 | 11.31 | 10.71 | 10.2 | 9.81 | 9.52 | 9.12 | 199.3 | 199.1 | 198.7 | 197.7 | 196.7 | 195.5 | 194 | 192.1 | 189.5 | 184.5 | 187.3 | 9.99 | 1.36 | 7.02 | 7.12 | 13.61% | 195.275 | 10.8997 | 0.45087 | 10.6354 | 1.0249 | 10.2383 | 1633.19 | 1701.08
2011-12-24 21:00 | 13.93 | 13.62 | 12.89 | 12.12 | 11.55 | 11.15 | 10.84 | 10.67 | 10.49 | 9.88 | 198 | 197.6 | 196.4 | 194.9 | 193.3 | 191.5 | 189.3 | 187.2 | 185.2 | 181.5 | 183.4 | 10.88 | 1.73 | 8.72 | 7.58 | 15.9% | 191.17 | 11.4053 | 0.26056 | 11.105 | 1.027 | 11.1742 | 1871.96 | 1918.28
2011-12-24 21:30 | 16.29 | 16.05 | 15.49 | 14.77 | 14.12 | 13.5 | 13.16 | 12.97 | 12.72 | 11.99 | 200.4 | 199.9 | 198.8 | 196.9 | 195.1 | 193.1 | 190.7 | 189.1 | 187.1 | 185.4 | 182.4 | 13.39 | 1.18 | 10.71 | 8.96 | 8.813% | 192.74 | 13.8099 | 0.23572 | 13.4508 | 1.0267 | 13.7475 | 1999.39 | 1999.75
2011-12-24 21:40 | 16.38 | 16.24 | 15.91 | 15.47 | 14.95 | 14.47 | 14.05 | 13.6 | 13.18 | 12.49 | 200.7 | 200.3 | 199.3 | 197.9 | 196.7 | 195.6 | 194.5 | 193.2 | 191.5 | 188.3 | 185.5 | 13.92 | 1.68 | 10.04 | 9.05 | 12.07% | 195.435 | 14.4998 | 0.27219 | 14.4091 | 1.0063 | 14.0076 | 1999.92 | 2000
2011-12-24 21:50 | 17.54 | 17.43 | 17.2 | 16.88 | 16.51 | 16.03 | 15.55 | 14.95 | 14.25 | 13.04 | 189.6 | 188.9 | 187.9 | 187 | 186.4 | 185.5 | 184.8 | 184.2 | 183.4 | 181.8 | 176.4 | 16.22 | 0.53 | 13.88 | 10.18 | 3.268% | 185.395 | 15.8672 | 0.28094 | 15.9603 | 0.99416 | 16.1253 | 2000 | 2000
2011-12-24 22:00 | 17.24 | 17.04 | 16.75 | 16.36 | 15.94 | 15.57 | 15.12 | 14.62 | 14.01 | 12.97 | 190.1 | 189.2 | 187.7 | 186.4 | 185.1 | 183.8 | 182.6 | 181.8 | 180.8 | 179.8 | 174.4 | 15.75 | 0.83 | 14.53 | 10.38 | 5.27% | 183.62 | 15.4368 | 0.27102 | 15.5047 | 0.99562 | 15.681 | 2000 | 2000
2011-12-24 22:10 | 17.37 | 17.06 | 16.49 | 15.99 | 15.46 | 14.92 | 14.32 | 13.7 | 13 | 11.85 | 188.9 | 188.2 | 187.3 | 186.4 | 185.2 | 184.2 | 183.5 | 182.6 | 182.7 | 181.8 | 175 | 15.16 | 1.11 | 13.6 | 8.96 | 7.322% | 184.095 | 14.8466 | 0.3793 | 14.8325 | 1.001 | 15.1744 | 2000 | 2000
2011-12-24 22:30 | 16.96 | 16.47 | 15.39 | 14.47 | 13.84 | 13.37 | 13.14 | 12.85 | 12.28 | 11.35 | 195.1 | 194.8 | 193.9 | 193 | 192.6 | 192.5 | 192.5 | 192.5 | 192 | 191.7 | 183.9 | 13.16 | 1.72 | 10.41 | 7.62 | 13.07% | 192.5 | 13.6778 | 0.16035 | 13.3368 | 1.0256 | 13.4965 | 1999.16 | 1999.5
2011-12-24 22:40 | 17.01 | 16.62 | 15.9 | 15.28 | 14.78 | 14.33 | 13.98 | 13.51 | 13.04 | 12.02 | 192 | 191.6 | 190.5 | 189.4 | 188.4 | 187.7 | 186.8 | 185.8 | 184.8 | 183.6 | 178.5 | 14.55 | 1.47 | 12.4 | 8.93 | 10.1% | 187.565 | 14.4083 | 0.22851 | 14.2793 | 1.009 | 14.6814 | 2000 | 2000
2011-12-24 23:10 | 16.92 | 16.62 | 16.08 | 15.61 | 15.23 | 14.73 | 14.11 | 13.46 | 12.63 | 11.25 | 189 | 188.1 | 186.6 | 184.8 | 183.5 | 182.8 | 182.2 | 181.4 | 180.4 | 178.2 | 173.3 | 14.81 | 1.14 | 13.49 | 8.58 | 7.698% | 182.71 | 14.5394 | 0.39739 | 14.6395 | 0.99316 | 14.7087 | 2000 | 2000
2011-12-24 23:20 | 16.94 | 16.66 | 16.11 | 15.51 | 15.06 | 14.63 | 14.19 | 13.64 | 13.05 | 11.89 | 191.1 | 190.3 | 188.9 | 187.8 | 186.4 | 185 | 183.9 | 183 | 181.9 | 180.7 | 175.5 | 14.99 | 1.22 | 13.43 | 9.1 | 8.139% | 184.835 | 14.5824 | 0.28219 | 14.5661 | 1.0011 | 15.0067 | 2000 | 2000
2011-12-24 23:30 | 17.43 | 17.03 | 16.2 | 15.27 | 14.6 | 13.95 | 13.43 | 12.96 | 12.51 | 11.65 | 196.2 | 195.6 | 194.6 | 193.8 | 192.7 | 191.3 | 190 | 189.3 | 188.3 | 186.5 | 183.2 | 13.53 | 1.16 | 10.8 | 8.85 | 8.574% | 191.105 | 14.19 | 0.35105 | 13.8743 | 1.0228 | 13.8379 | 1999.53 | 1999.84
2011-12-24 23:40 | 17.07 | 16.64 | 15.98 | 15.48 | 15.06 | 14.59 | 14.24 | 13.83 | 13.3 | 12.39 | 193 | 192.4 | 191.1 | 189.9 | 188.8 | 187.9 | 187 | 186.1 | 184.6 | 183.3 | 180.2 | 15.19 | 1.06 | 12.59 | 9.59 | 6.978% | 187.765 | 14.6327 | 0.22438 | 14.5393 | 1.0064 | 15.2876 | 2000 | 2000
2011-12-24 23:50 | 17.95 | 17.67 | 17.14 | 16.52 | 16.01 | 15.38 | 14.74 | 14.2 | 13.74 | 12.93 | 197.9 | 197.6 | 196.8 | 196.1 | 195.3 | 194.6 | 193.8 | 192.7 | 191.4 | 189.6 | 185.2 | 14.72 | 1.31 | 11.4 | 9.47 | 8.899% | 194.48 | 15.4092 | 0.39277 | 15.2866 | 1.008 | 14.8381 | 2000 | 2000
2011-12-25 | 16.25 | 15.92 | 15.22 | 14.47 | 13.94 | 13.49 | 13 | 12.63 | 12.12 | 11.39 | 197 | 196.6 | 195.6 | 194.7 | 193.4 | 192.1 | 191 | 190.2 | 189 | 186.4 | 183.2 | 13.06 | 1.11 | 10.52 | 8.47 | 8.499% | 191.935 | 13.5787 | 0.34191 | 13.4187 | 1.0119 | 13.2158 | 1999.06 | 1999.22
2011-12-25 00:10 | 14.99 | 14.75 | 14.22 | 13.81 | 13.45 | 13.16 | 12.86 | 12.62 | 12.27 | 11.55 | 190.4 | 189.8 | 188.7 | 187.6 | 186.4 | 185.4 | 184.3 | 183 | 181.4 | 179.1 | 177.7 | 13.66 | 1.46 | 12.01 | 9.41 | 10.69% | 185.235 | 13.1803 | 0.2131 | 13.1166 | 1.0049 | 13.7263 | 1999.66 | 1999.73
2011-12-25 00:20 | 13.1 | 12.79 | 12.33 | 11.78 | 11.31 | 10.89 | 10.43 | 10.01 | 9.6 | 8.95 | 200 | 199.4 | 198.5 | 198 | 197 | 195.9 | 194.5 | 193.7 | 192.5 | 189.6 | 187.5 | 10.87 | 2.46 | 8.59 | 6.86 | 22.63% | 195.69 | 10.9316 | 0.39883 | 10.8229 | 1.01 | 10.9792 | 1869.29 | 1898.66
2011-12-25 00:30 | 14.09 | 13.9 | 13.44 | 12.81 | 12.13 | 11.56 | 11.04 | 10.41 | 9.85 | 9.07 | 201.6 | 201.1 | 200.4 | 199.6 | 198.9 | 197.9 | 196.9 | 196.5 | 196.1 | 194.2 | 189.7 | 10.84 | 1.77 | 8.28 | 6.03 | 16.33% | 197.75 | 11.6643 | 0.42532 | 11.484 | 1.0157 | 11.0101 | 1861.28 | 1904.84
2011-12-25 00:40 | 16.12 | 15.87 | 15.34 | 14.72 | 14.17 | 13.62 | 13.08 | 12.54 | 12.09 | 11.33 | 200.2 | 199.6 | 198.6 | 197.6 | 196.9 | 196.1 | 195.2 | 194.4 | 193.2 | 190.8 | 186.2 | 12.99 | 1.44 | 9.91 | 7.9 | 11.09% | 195.965 | 13.6783 | 0.37384 | 13.5413 | 1.0101 | 13.1215 | 1998.89 | 1999.12
2011-12-25 00:50 | 15.53 | 15.2 | 14.53 | 13.84 | 13.32 | 12.9 | 12.56 | 12.23 | 11.95 | 11.44 | 196.6 | 195.8 | 194.7 | 193.5 | 192.6 | 191.5 | 190.1 | 189.2 | 188.2 | 186.6 | 182.9 | 12.65 | 1.11 | 10.39 | 8.83 | 8.775% | 191.29 | 13.0734 | 0.24683 | 12.8507 | 1.0173 | 12.8692 | 1995.15 | 1997.57
2011-12-25 01:00 | 14.86 | 14.57 | 13.91 | 13.31 | 12.85 | 12.39 | 11.93 | 11.37 | 11.01 | 10.49 | 198.8 | 198 | 196.5 | 195.3 | 194.5 | 193.1 | 191.6 | 189.8 | 188.6 | 186.2 | 184.3 | 12.04 | 1.41 | 9.68 | 8.13 | 11.71% | 192.875 | 12.4271 | 0.34962 | 12.323 | 1.0084 | 12.1416 | 1988.44 | 1989.54
2011-12-25 01:10 | 12.81 | 12.59 | 12.23 | 11.86 | 11.64 | 11.39 | 11.11 | 10.88 | 10.62 | 10.04 | 195.3 | 194.2 | 192.4 | 191.1 | 189.7 | 188 | 186.4 | 185.2 | 184.2 | 182.8 | 180.4 | 11.47 | 1.28 | 9.97 | 8 | 11.16% | 187.76 | 11.364 | 0.23001 | 11.3495 | 1.0013 | 11.4847 | 1943.48 | 1944.32
2011-12-25 01:20 | 12.73 | 12.49 | 11.91 | 11.44 | 11.05 | 10.66 | 10.29 | 9.92 | 9.67 | 9.16 | 200.6 | 200 | 198.9 | 197.9 | 196.9 | 195.4 | 194.2 | 193 | 191.5 | 190.3 | 186.2 | 10.25 | 1.22 | 8.04 | 6.83 | 11.9% | 195.22 | 10.7256 | 0.32645 | 10.6062 | 1.0113 | 10.3654 | 1703.75 | 1735.79
2011-12-25 01:30 | 14.54 | 14.36 | 13.95 | 13.39 | 12.83 | 12.25 | 11.68 | 11.15 | 10.99 | 10.7 | 200.2 | 199.6 | 198.4 | 197 | 195.9 | 194.9 | 193.4 | 191.7 | 190.1 | 186.7 | 185.5 | 11.57 | 1.16 | 9.15 | 8.48 | 10.03% | 194.675 | 12.3577 | 0.44031 | 12.1667 | 1.0157 | 11.7517 | 1951.88 | 1967
2011-12-25 01:40 | 14.83 | 14.67 | 14.34 | 13.94 | 13.41 | 13.02 | 12.78 | 12.47 | 12.35 | 12.16 | 200 | 199.2 | 198.3 | 197.2 | 196.4 | 195.6 | 194.6 | 193.2 | 191.4 | 188.7 | 186.4 | 12.63 | 1.19 | 9.7 | 9.23 | 9.422% | 195.45 | 13.1905 | 0.17193 | 12.9853 | 1.0158 | 12.8295 | 1994.93 | 1997.13
2011-12-25 01:50 | 14.71 | 14.53 | 14.08 | 13.6 | 13.26 | 12.96 | 12.8 | 12.58 | 12.43 | 12.03 | 198.1 | 197.4 | 196.1 | 195 | 194 | 192.9 | 191.4 | 189.9 | 187.9 | 185.3 | 183.9 | 12.97 | 1.25 | 10.5 | 9.75 | 9.638% | 192.675 | 13.0897 | 0.1148 | 12.937 | 1.0118 | 13.1231 | 1998.67 | 1999.12
2011-12-25 02:00 | 14.99 | 14.83 | 14.46 | 14.01 | 13.58 | 13.18 | 12.81 | 12.48 | 12.26 | 11.75 | 203.3 | 202.4 | 200.7 | 199.6 | 198.6 | 197.4 | 196.1 | 194.7 | 193.2 | 190.6 | 188.8 | 12.64 | 1.16 | 9.55 | 8.76 | 9.177% | 197.205 | 13.2439 | 0.26313 | 13.1263 | 1.009 | 12.7532 | 1995.04 | 1996.25
2011-12-25 02:10 | 14.8 | 14.58 | 14.18 | 13.74 | 13.38 | 12.95 | 12.44 | 11.94 | 11.47 | 10.73 | 205.6 | 204.8 | 203.3 | 201.8 | 200.2 | 198.8 | 197.7 | 196.3 | 195.3 | 193.1 | 189.6 | 12.49 | 1.09 | 9.13 | 7.69 | 8.727% | 198.635 | 12.8603 | 0.37129 | 12.8757 | 0.99881 | 12.4751 | 1993.39 | 1993.28
2011-12-25 02:20 | 15.09 | 14.9 | 14.5 | 14.06 | 13.69 | 13.22 | 12.75 | 12.1 | 11.35 | 10.65 | 207.4 | 206.5 | 205 | 203.5 | 202.4 | 201.3 | 200 | 198.4 | 196.8 | 193.7 | 192.7 | 12.43 | 1.19 | 9.05 | 7.21 | 9.574% | 201.105 | 13.0932 | 0.33452 | 13.1516 | 0.99556 | 12.3748 | 1992.73 | 1992.07
2011-12-25 02:30 | 16.23 | 15.8 | 15.05 | 14.49 | 14.07 | 13.65 | 13.24 | 12.85 | 12.41 | 11.65 | 212.9 | 211.3 | 208.6 | 206.3 | 204.4 | 203.1 | 201.5 | 199.7 | 198.3 | 196.4 | 194.1 | 13.17 | 0.8 | 9.44 | 8.04 | 6.074% | 202.86 | 13.6705 | 0.28182 | 13.5905 | 1.0059 | 13.2475 | 1999.17 | 1999.25
2011-12-25 02:40 | 16.22 | 15.74 | 14.89 | 14.19 | 13.61 | 13.05 | 12.6 | 12.07 | 11.54 | 10.82 | 219.8 | 218.6 | 216 | 213.8 | 211.7 | 209.8 | 208.2 | 206.4 | 204.7 | 201.9 | 202.6 | 12.67 | 1.02 | 10.45 | 7.61 | 8.051% | 209.56 | 13.158 | 0.32428 | 12.9846 | 1.0134 | 12.8392 | 1995.37 | 1997.24
2011-12-25 02:50 | 13.13 | 12.52 | 11.6 | 10.9 | 10.4 | 10.15 | 10.09 | 10.01 | 9.89 | 9.53 | 227.5 | 226.3 | 223.2 | 220.2 | 217.2 | 214.2 | 212.3 | 211.1 | 210.5 | 208.8 | 210 | 11.52 | 1.51 | 10.35 | 7.11 | 13.11% | 213.915 | 10.4379 | 0.054789 | 10.1414 | 1.0292 | 11.8568 | 1947.68 | 1976.24
2011-12-25 03:00 | 15.69 | 14.86 | 13.68 | 13.02 | 12.84 | 12.71 | 12.35 | 11.79 | 11.18 | 10.15 | 227.4 | 226.6 | 224.2 | 219.8 | 215.9 | 213.1 | 211.7 | 210.9 | 209.9 | 207.8 | 209.2 | 13.35 | 1.48 | 11.61 | 6.94 | 11.09% | 212.89 | 12.4686 | 0.26552 | 12.6578 | 0.98506 | 13.1505 | 1999.35 | 1999.15
2011-12-25 05:30 | 13.47 | 13.13 | 12.6 | 12.2 | 11.98 | 11.76 | 11.5 | 11.14 | 10.71 | 10.05 | 228.6 | 227 | 223.3 | 218.7 | 214.9 | 211.8 | 209.9 | 208.3 | 206.8 | 203.8 | 204.7 | 11.67 | 1.08 | 9.9 | 6.83 | 9.254% | 211.515 | 11.6127 | 0.2066 | 11.7224 | 0.99065 | 11.5608 | 1960.28 | 1951.04
2011-12-25 05:40 | 12.15 | 11.75 | 11.21 | 11.1 | 11.06 | 10.98 | 10.74 | 10.39 | 10.03 | 9.37 | 231.4 | 230.1 | 225.8 | 220.2 | 215.8 | 212.8 | 210.5 | 208.6 | 206.5 | 204.2 | 203.8 | 11.03 | 0.98 | 9.18 | 6.57 | 8.885% | 212.455 | 10.6822 | 0.20423 | 10.9453 | 0.97597 | 10.7649 | 1906.52 | 1839.92
2011-12-25 05:50 | 14.73 | 14.35 | 13.85 | 13.65 | 13.6 | 13.39 | 13.01 | 12.55 | 11.97 | 11.04 | 224.5 | 223.1 | 219.3 | 215.1 | 212.2 | 210 | 208.8 | 208 | 206.9 | 205 | 203.9 | 13.38 | 1.07 | 11.34 | 7.35 | 7.997% | 209.82 | 13.0655 | 0.26605 | 13.3349 | 0.9798 | 13.1097 | 1999.38 | 1999.11
2011-12-25 06:00 | 16.86 | 16.57 | 15.86 | 15.08 | 14.47 | 13.89 | 13.32 | 12.75 | 12.19 | 11.18 | 217.5 | 216.3 | 214 | 212.1 | 210.9 | 210 | 208.4 | 206.3 | 204.6 | 203 | 203.2 | 13.77 | 0.93 | 11.47 | 7.62 | 6.754% | 209.76 | 13.965 | 0.38722 | 13.8069 | 1.0115 | 13.9277 | 1999.77 | 1999.93
2011-12-25 06:10 | 17.91 | 17.67 | 17.12 | 16.45 | 15.82 | 15.13 | 14.42 | 13.67 | 12.81 | 11.5 | 216.6 | 215.9 | 214.2 | 212.7 | 212.2 | 212.1 | 211.6 | 210.5 | 209 | 205.1 | 206.2 | 14.98 | 0.82 | 12.83 | 7.53 | 5.474% | 212.025 | 15.0958 | 0.44415 | 15.0262 | 1.0046 | 15.0494 | 2000 | 2000
2011-12-25 06:20 | 17.28 | 16.96 | 16.34 | 15.73 | 15.2 | 14.53 | 13.76 | 13.02 | 12.18 | 11.02 | 216.5 | 215.4 | 213.7 | 212.4 | 211.6 | 210.8 | 209.8 | 208.3 | 206.6 | 203.4 | 204.3 | 14.3 | 1.13 | 12.01 | 7.43 | 7.902% | 210.65 | 14.4339 | 0.50317 | 14.4171 | 1.0012 | 14.3167 | 2000 | 2000
2011-12-25 06:30 | 17.83 | 17.66 | 17.27 | 16.89 | 16.47 | 15.96 | 15.35 | 14.62 | 13.79 | 12.62 | 220.8 | 219.5 | 216.2 | 213.7 | 212.5 | 212 | 211.7 | 210.8 | 209.1 | 206.6 | 206.1 | 15.92 | 0.56 | 13.66 | 8.33 | 3.518% | 211.955 | 15.7365 | 0.36012 | 15.8711 | 0.99152 | 15.7849 | 2000 | 2000
2011-12-25 06:40 | 18.48 | 18.32 | 17.84 | 17.33 | 16.86 | 16.36 | 15.81 | 15.06 | 14.19 | 12.57 | 217.3 | 216.4 | 214.8 | 213.6 | 212.9 | 212.6 | 212 | 211 | 209.6 | 206.7 | 205.5 | 16.4 | 0.56 | 14.1 | 8.56 | 3.415% | 212.51 | 16.1825 | 0.31601 | 16.28 | 0.99401 | 16.3017 | 2000 | 2000
2011-12-25 06:50 | 18.14 | 17.94 | 17.41 | 16.91 | 16.47 | 16.01 | 15.33 | 14.65 | 13.7 | 12.39 | 217.2 | 216.2 | 214.6 | 213.3 | 212.7 | 212.4 | 211.6 | 210.4 | 208.8 | 206.3 | 205.8 | 15.92 | 0.46 | 13.61 | 8.39 | 2.889% | 212.28 | 15.7743 | 0.40108 | 15.9108 | 0.99142 | 15.7835 | 2000 | 2000
2011-12-25 07:00 | 18.65 | 18.41 | 17.88 | 17.25 | 16.65 | 16.14 | 15.55 | 14.86 | 14.09 | 12.74 | 218.4 | 217.2 | 215 | 213.5 | 212.8 | 212.5 | 212.1 | 211.5 | 210.3 | 208.4 | 206.5 | 15.99 | 0.63 | 13.83 | 8.72 | 3.94% | 212.44 | 16.0587 | 0.34413 | 16.0541 | 1.0003 | 15.9946 | 2000 | 2000
2011-12-25 07:10 | 17.96 | 17.78 | 17.32 | 16.9 | 16.53 | 15.98 | 15.37 | 14.76 | 13.97 | 12.62 | 221.8 | 220.7 | 218.2 | 215.5 | 213.5 | 212.5 | 211.8 | 211.2 | 210.3 | 207.6 | 207.1 | 15.9 | 0.67 | 13.67 | 8.6 | 4.214% | 212.395 | 15.7907 | 0.35966 | 15.8911 | 0.99368 | 15.7995 | 2000 | 2000
2011-12-25 07:20 | 17.82 | 17.6 | 17.16 | 16.68 | 16.3 | 15.84 | 15.29 | 14.77 | 14.1 | 12.7 | 218.5 | 217.5 | 215.9 | 214.2 | 212.7 | 211.4 | 210.7 | 209.7 | 208.4 | 206 | 204.9 | 15.73 | 0.75 | 13.52 | 8.56 | 4.768% | 211.295 | 15.6902 | 0.32657 | 15.76 | 0.99557 | 15.6603 | 2000 | 2000
2011-12-25 07:30 | 16.85 | 16.52 | 16 | 15.47 | 15.01 | 14.53 | 14 | 13.48 | 12.89 | 11.88 | 214.3 | 213.7 | 212.7 | 211.6 | 210.3 | 208.9 | 207.2 | 205.5 | 204.2 | 202.2 | 200.7 | 13.74 | 0.95 | 10.91 | 8.09 | 6.914% | 208.645 | 14.4685 | 0.34338 | 14.4529 | 1.0011 | 13.7549 | 1999.74 | 1999.75
2011-12-25 07:40 | 17.55 | 17.19 | 16.57 | 16.01 | 15.48 | 14.96 | 14.42 | 13.92 | 13.26 | 12.26 | 215.2 | 214.7 | 213.6 | 212.6 | 211.4 | 210.1 | 208.5 | 206.8 | 205.1 | 202.9 | 202.3 | 14.47 | 0.89 | 11.87 | 8.42 | 6.151% | 209.86 | 14.9411 | 0.33973 | 14.8814 | 1.004 | 14.528 | 2000 | 2000
2011-12-25 07:50 | 17.66 | 17.3 | 16.67 | 16.11 | 15.57 | 15.01 | 14.4 | 13.68 | 12.93 | 11.75 | 216 | 215.2 | 214.1 | 212.8 | 211.8 | 210.8 | 209.4 | 208 | 206.4 | 203.9 | 203.5 | 14.87 | 0.65 | 12.47 | 7.69 | 4.371% | 210.59 | 14.9204 | 0.38339 | 14.921 | 0.99996 | 14.8694 | 2000 | 2000
2011-12-25 15:00 | 15.2 | 15 | 14.65 | 14.38 | 14.23 | 14.06 | 13.76 | 13.34 | 12.77 | 11.75 | 218.9 | 217.6 | 214.9 | 212.9 | 211.9 | 211.6 | 211.4 | 211.1 | 210.3 | 208.1 | 208.6 | 14.11 | 0.76 | 12.47 | 9.08 | 5.386% | 211.57 | 13.8368 | 0.19931 | 14.0166 | 0.98717 | 13.929 | 2000 | 1999.93
2011-12-25 15:20 | 15.91 | 15.77 | 15.49 | 15.23 | 14.93 | 14.58 | 14.22 | 13.68 | 12.97 | 11.86 | 215.3 | 214.6 | 213.2 | 211.9 | 210.7 | 209.5 | 208.4 | 207.5 | 207.1 | 205.9 | 203.8 | 14.28 | 1.07 | 11.8 | 8.83 | 7.493% | 209.335 | 14.3931 | 0.23104 | 14.5279 | 0.99073 | 14.1476 | 2000 | 2000
2011-12-25 15:30 | 16.8 | 16.76 | 16.66 | 16.5 | 16.25 | 15.94 | 15.52 | 15.06 | 14.43 | 13.13 | 215.6 | 215 | 213.7 | 212.4 | 211.4 | 210.5 | 209.6 | 209 | 208.4 | 207.8 | 204.6 | 15.65 | 1 | 13.28 | 9.27 | 6.39% | 210.365 | 15.6923 | 0.24675 | 15.8791 | 0.98824 | 15.4659 | 2000 | 2000
2011-12-25 15:40 | 16.23 | 16.1 | 15.86 | 15.58 | 15.26 | 14.87 | 14.43 | 13.89 | 13.28 | 12.16 | 215.7 | 215 | 213.3 | 211.8 | 210.6 | 209.4 | 208.3 | 207.4 | 206.6 | 205.2 | 203.6 | 14.48 | 1.22 | 11.87 | 8.74 | 8.425% | 209.235 | 14.6878 | 0.27757 | 14.8061 | 0.99201 | 14.3643 | 2000 | 2000
2011-12-25 15:50 | 15.5 | 15.32 | 14.9 | 14.43 | 13.97 | 13.47 | 13.01 | 12.58 | 12 | 11.01 | 211.9 | 211.1 | 209.5 | 208.1 | 207.1 | 206.1 | 205.1 | 204 | 202.7 | 201.1 | 199.6 | 12.89 | 0.98 | 9.96 | 8.05 | 7.603% | 205.95 | 13.4677 | 0.32109 | 13.4031 | 1.0048 | 12.9521 | 1997.79 | 1998.45
2011-12-25 16:00 | 15.38 | 15.15 | 14.75 | 14.4 | 14.02 | 13.56 | 13.12 | 12.63 | 12.08 | 11.16 | 209.7 | 209 | 208 | 207 | 205.9 | 204.8 | 203.9 | 202.6 | 201 | 199.3 | 198.5 | 12.92 | 0.92 | 9.94 | 8.22 | 7.121% | 204.665 | 13.4889 | 0.30483 | 13.4961 | 0.99947 | 12.9132 | 1998.12 | 1998.01
2011-12-25 16:10 | 16.96 | 16.73 | 16.21 | 15.62 | 15.02 | 14.39 | 13.78 | 13.12 | 12.52 | 11.56 | 210 | 209.5 | 208.5 | 207.2 | 206.3 | 205.4 | 204.8 | 203.9 | 202.8 | 200.8 | 199.3 | 13.59 | 1.02 | 10.36 | 8.27 | 7.506% | 205.31 | 14.407 | 0.40028 | 14.301 | 1.0074 | 13.6908 | 1999.59 | 1999.69
2011-12-25 18:40 | 19.01 | 18.8 | 18.39 | 17.91 | 17.42 | 16.85 | 16.29 | 15.71 | 15.09 | 14.12 | 186.6 | 186.3 | 186 | 185.7 | 185.2 | 184.3 | 183.3 | 182.6 | 182 | 180.9 | 178.4 | 17.26 | 1.61 | 15.5 | 12.35 | 9.328% | 184.15 | 16.7972 | 0.31234 | 16.7686 | 1.0017 | 17.2895 | 2000 | 2000
2011-12-25 18:50 | 17.61 | 17.35 | 16.92 | 16.57 | 16.18 | 15.75 | 15.19 | 14.55 | 13.96 | 12.94 | 187.7 | 187.4 | 187 | 186.6 | 186.2 | 185.8 | 185.3 | 184.7 | 184 | 182.5 | 179.9 | 16.02 | 1.67 | 14.18 | 11.31 | 10.42% | 185.725 | 15.5744 | 0.33455 | 15.6685 | 0.99399 | 15.9237 | 2000 | 2000
2011-12-25 19:00 | 18.13 | 17.85 | 17.37 | 16.97 | 16.64 | 16.26 | 15.79 | 15.27 | 14.67 | 13.47 | 188.3 | 188 | 187.4 | 186.7 | 186.2 | 185.7 | 185.2 | 184.8 | 184.3 | 183.6 | 180.8 | 16.76 | 1.5 | 14.45 | 11.73 | 8.95% | 185.625 | 16.1093 | 0.27105 | 16.1918 | 0.9949 | 16.6745 | 2000 | 2000
2011-12-25 19:10 | 18.06 | 17.83 | 17.41 | 16.98 | 16.6 | 16.23 | 15.86 | 15.39 | 14.73 | 13.46 | 187.4 | 186.9 | 186.1 | 185.4 | 184.8 | 184.2 | 183.6 | 183.2 | 182.9 | 182 | 179.3 | 16.83 | 1.24 | 15.09 | 11.79 | 7.368% | 184.11 | 16.1326 | 0.21311 | 16.1765 | 0.99729 | 16.7844 | 2000 | 2000
2011-12-25 19:20 | 18.09 | 17.88 | 17.46 | 17.04 | 16.64 | 16.28 | 15.82 | 15.18 | 14.43 | 13.07 | 185.4 | 185.1 | 184.4 | 183.8 | 183.1 | 182.5 | 182 | 181.3 | 180.6 | 179.6 | 176.2 | 16.61 | 1.64 | 15.27 | 11.11 | 9.874% | 182.425 | 16.0864 | 0.26487 | 16.2133 | 0.99217 | 16.48 | 2000 | 2000
2011-12-25 19:30 | 17.78 | 17.6 | 17.25 | 16.88 | 16.51 | 16.14 | 15.73 | 15.24 | 14.66 | 13.54 | 184.9 | 184.7 | 184.2 | 183.8 | 183.5 | 182.9 | 182.3 | 181.6 | 181 | 179.8 | 177.1 | 16.22 | 1.84 | 15.02 | 11.9 | 11.34% | 182.81 | 16.022 | 0.23778 | 16.0806 | 0.99636 | 16.1609 | 2000 | 2000
2011-12-25 19:40 | 17.82 | 17.54 | 17.01 | 16.56 | 16.22 | 15.87 | 15.45 | 14.9 | 14.3 | 13.3 | 187.7 | 187.3 | 186.6 | 186 | 185.5 | 185.1 | 184.8 | 184.2 | 183.8 | 182.9 | 179.7 | 16.19 | 1.39 | 14.35 | 11.44 | 8.586% | 185.055 | 15.7419 | 0.24786 | 15.8091 | 0.99575 | 16.1211 | 2000 | 2000
2011-12-25 19:50 | 19.04 | 18.85 | 18.48 | 18.05 | 17.59 | 17.11 | 16.66 | 16.17 | 15.61 | 14.66 | 188 | 187.7 | 187 | 186.1 | 185.7 | 185.4 | 185.1 | 184.8 | 184.4 | 183 | 178.8 | 17.49 | 1.9 | 15.76 | 12.82 | 10.86% | 185.355 | 17.0725 | 0.24629 | 17.0448 | 1.0016 | 17.5184 | 2000 | 2000
2011-12-25 20:00 | 19.63 | 19.37 | 18.94 | 18.48 | 18.08 | 17.73 | 17.36 | 16.99 | 16.55 | 15.52 | 187.6 | 187.2 | 186.3 | 185.5 | 184.8 | 184.2 | 183.7 | 183.1 | 182.7 | 181.8 | 179.4 | 18.53 | 1.73 | 16.47 | 13.37 | 9.336% | 184.125 | 17.6981 | 0.19489 | 17.6765 | 1.0012 | 18.5526 | 2000 | 2000
2011-12-25 20:10 | 19.58 | 19.33 | 18.83 | 18.35 | 17.89 | 17.46 | 17.16 | 16.91 | 16.56 | 15.91 | 187.4 | 187 | 186.2 | 185.7 | 185.1 | 184.8 | 184.5 | 184.2 | 183.8 | 183.2 | 179.5 | 18.45 | 1.81 | 16.4 | 13.88 | 9.81% | 184.755 | 17.585 | 0.16016 | 17.4167 | 1.0097 | 18.6283 | 2000 | 2000
2011-12-25 20:20 | 18.49 | 18.2 | 17.71 | 17.13 | 16.58 | 16.08 | 15.65 | 15.26 | 14.88 | 14.43 | 190.6 | 190.2 | 189.6 | 189 | 188.6 | 188.3 | 187.6 | 187.2 | 186.9 | 186.7 | 182.5 | 16.74 | 1.99 | 14.41 | 12.49 | 11.89% | 188.195 | 16.1998 | 0.25048 | 16.0177 | 1.0114 | 16.9303 | 2000 | 2000
2011-12-25 20:30 | 20.5 | 20.3 | 19.93 | 19.57 | 19.36 | 19.09 | 18.85 | 18.5 | 18.04 | 16.87 | 189.4 | 189.1 | 188.6 | 188.1 | 187.7 | 187.1 | 186.5 | 186.3 | 185.7 | 185 | 182.1 | 19.72 | 2.26 | 17.31 | 14.55 | 11.46% | 187.01 | 18.9945 | 0.11691 | 19.0554 | 0.9968 | 19.657 | 2000 | 2000
2011-12-25 20:40 | 19.08 | 18.9 | 18.64 | 18.46 | 18.32 | 18.04 | 17.76 | 17.35 | 16.72 | 15.44 | 189.2 | 188.9 | 188.3 | 187.6 | 187 | 186.7 | 186.5 | 186 | 185.2 | 184.1 | 181.5 | 18.25 | 1.85 | 15.87 | 13.76 | 10.14% | 186.67 | 17.8304 | 0.14455 | 17.9996 | 0.9906 | 18.0784 | 2000 | 2000
2011-12-25 20:50 | 18.95 | 18.75 | 18.41 | 18.13 | 17.86 | 17.65 | 17.29 | 16.89 | 16.38 | 15.48 | 191.2 | 190.8 | 189.8 | 189.1 | 188.9 | 188.8 | 188.2 | 187.6 | 186.8 | 185.2 | 182.8 | 18.1 | 1.74 | 15.44 | 13.76 | 9.613% | 188.71 | 17.4729 | 0.19043 | 17.598 | 0.99289 | 17.9714 | 2000 | 2000
2011-12-25 21:00 | 19.02 | 18.75 | 18.31 | 17.91 | 17.62 | 17.35 | 17.05 | 16.71 | 16.3 | 15.28 | 191.1 | 190.7 | 190 | 189.4 | 188.7 | 188.4 | 188.1 | 188.1 | 187.7 | 187.3 | 183.6 | 17.74 | 1.74 | 15 | 12.94 | 9.808% | 188.355 | 17.2853 | 0.16118 | 17.3067 | 0.99876 | 17.7181 | 2000 | 2000
2011-12-25 21:10 | 18.76 | 18.44 | 17.95 | 17.52 | 17.23 | 16.97 | 16.63 | 16.23 | 15.66 | 14.5 | 193.4 | 193.1 | 192.5 | 192 | 191.6 | 191.1 | 190.4 | 190.1 | 189.5 | 188.6 | 185.5 | 17.37 | 1.48 | 14.24 | 12.42 | 8.52% | 190.995 | 16.8457 | 0.18703 | 16.9209 | 0.99556 | 17.2928 | 2000 | 2000
2011-12-25 21:20 | 18.63 | 18.4 | 18.01 | 17.68 | 17.3 | 16.88 | 16.47 | 15.99 | 15.42 | 14.44 | 195.9 | 195.6 | 195 | 194.3 | 193.9 | 193.6 | 193.3 | 193.1 | 192.9 | 192.5 | 188.8 | 16.65 | 1.83 | 13.44 | 11.98 | 10.99% | 193.555 | 16.7917 | 0.22723 | 16.8206 | 0.99828 | 16.6213 | 2000 | 2000
2011-12-25 21:30 | 21.31 | 21.11 | 20.68 | 20.12 | 19.54 | 18.94 | 18.34 | 17.67 | 16.87 | 15.47 | 200.2 | 199.8 | 199 | 198.3 | 197.6 | 196.9 | 196.2 | 195.5 | 194.9 | 194.1 | 190.7 | 18.45 | 1.48 | 14.57 | 12.12 | 8.022% | 196.795 | 18.8538 | 0.29748 | 18.8528 | 1 | 18.4509 | 2000 | 2000
2011-12-25 21:40 | 18.06 | 17.86 | 17.4 | 16.95 | 16.6 | 16.25 | 15.9 | 15.53 | 15.16 | 14.42 | 195.7 | 195.2 | 194.4 | 193.6 | 192.8 | 192.1 | 191.6 | 191.1 | 190.6 | 189.8 | 185.8 | 16.43 | 1.78 | 13.52 | 12.11 | 10.83% | 192.025 | 16.2375 | 0.20121 | 16.1994 | 1.0024 | 16.4686 | 2000 | 2000
2011-12-25 21:50 | 16.13 | 15.9 | 15.48 | 15.09 | 14.72 | 14.36 | 14 | 13.68 | 13.43 | 12.84 | 194.8 | 194.2 | 193.2 | 192.3 | 191.9 | 191.5 | 191.2 | 190.6 | 189.5 | 188.6 | 186 | 14.42 | 1.71 | 12.02 | 10.71 | 11.86% | 191.455 | 14.3871 | 0.23462 | 14.3079 | 1.0055 | 14.4999 | 2000 | 2000
2011-12-25 22:00 | 16.47 | 16.22 | 15.75 | 15.26 | 14.84 | 14.49 | 14.05 | 13.59 | 13.16 | 12.52 | 199.1 | 198.5 | 197.5 | 196.5 | 196 | 195.5 | 194.6 | 193.6 | 192.7 | 190.6 | 188.7 | 14.27 | 1.9 | 11.58 | 10.4 | 13.31% | 195.365 | 14.4464 | 0.28496 | 14.4261 | 1.0014 | 14.29 | 2000 | 2000
2011-12-25 22:10 | 15.18 | 14.98 | 14.59 | 14.13 | 13.73 | 13.37 | 13.1 | 12.88 | 12.56 | 11.85 | 198.4 | 198.1 | 197.5 | 197 | 196.7 | 196.7 | 196.2 | 195 | 194.9 | 194.3 | 190 | 13.37 | 2 | 10.97 | 9.51 | 14.96% | 196.625 | 13.4696 | 0.18853 | 13.331 | 1.0104 | 13.509 | 1999.37 | 1999.51
2011-12-25 22:20 | 15.07 | 14.85 | 14.33 | 13.77 | 13.3 | 12.93 | 12.73 | 12.53 | 12.16 | 11.49 | 205.4 | 205.1 | 204.5 | 203.9 | 203.1 | 202.4 | 201.7 | 201.1 | 201.4 | 201 | 198.1 | 13.28 | 1.67 | 10.7 | 8.86 | 12.58% | 202.295 | 13.1093 | 0.14406 | 12.9012 | 1.0161 | 13.4942 | 1999.28 | 1999.49
2011-12-25 22:30 | 16.23 | 16.03 | 15.64 | 15.19 | 14.69 | 14.2 | 13.77 | 13.45 | 13.34 | 13.08 | 206.1 | 205.6 | 204.9 | 204.3 | 203.6 | 202.9 | 202 | 201 | 200.2 | 200.7 | 197.7 | 14.63 | 1.39 | 11.67 | 10.34 | 9.501% | 202.765 | 14.3423 | 0.28416 | 14.1376 | 1.0145 | 14.8418 | 2000 | 2000
2011-12-25 22:40 | 17.11 | 16.92 | 16.47 | 15.91 | 15.4 | 14.89 | 14.4 | 13.94 | 13.56 | 12.98 | 214 | 213.5 | 212.6 | 211.8 | 211.1 | 210.5 | 209.9 | 208.7 | 207.2 | 206.1 | 205.6 | 15.02 | 1.5 | 12.76 | 10.32 | 9.987% | 210.41 | 14.9484 | 0.30922 | 14.8188 | 1.0087 | 15.1514 | 2000 | 2000
2011-12-25 23:00 | 17.4 | 17.11 | 16.49 | 15.93 | 15.45 | 14.93 | 14.54 | 14.22 | 13.8 | 12.75 | 217.4 | 216.8 | 215.8 | 215 | 214.1 | 212.6 | 211.4 | 210.5 | 209.5 | 208.2 | 207.1 | 15.21 | 1.79 | 13.07 | 10.17 | 11.77% | 212.42 | 15.0393 | 0.2446 | 14.8735 | 1.0111 | 15.3795 | 2000 | 2000
2011-12-25 23:10 | 17.26 | 17 | 16.52 | 16.02 | 15.58 | 15.2 | 14.88 | 14.6 | 14.25 | 13.51 | 217.9 | 217.1 | 215.5 | 214 | 213.1 | 212.4 | 211.8 | 211.3 | 210.5 | 209.7 | 207.8 | 15.14 | 1.41 | 13.12 | 10.36 | 9.313% | 212.31 | 15.278 | 0.19662 | 15.1537 | 1.0082 | 15.2642 | 2000 | 2000
2011-12-26 03:30 | 26.22 | 26.09 | 25.79 | 25.44 | 25.21 | 24.94 | 24.62 | 24.33 | 23.96 | 23.2 | 295.3 | 295.1 | 294.9 | 294.9 | 295 | 294.8 | 294.9 | 295.1 | 295.1 | 295.6 | 291.7 | 26.13 | 3.84 | 25.78 | 22.53 | 14.7% | 294.815 | 24.8573 | 0.11934 | 24.8939 | 0.99853 | 26.0915 | 0 | 0
2011-12-26 04:10 | 21.45 | 21.34 | 21.18 | 21.06 | 20.84 | 20.53 | 20.22 | 19.86 | 19.4 | 18.65 | 296 | 295.9 | 295.6 | 295.3 | 295.1 | 294.8 | 294.3 | 294.2 | 294.4 | 294.9 | 290.8 | 20.38 | 2.83 | 20 | 17.51 | 13.89% | 294.725 | 20.3908 | 0.1406 | 20.4853 | 0.99539 | 20.286 | 2000 | 2000
2011-12-26 04:20 | 21.64 | 21.56 | 21.44 | 21.35 | 21.23 | 20.99 | 20.77 | 20.39 | 19.93 | 19.4 | 293.5 | 293.5 | 293.6 | 293.6 | 293.9 | 294.2 | 294.2 | 294 | 294 | 294.9 | 289.7 | 21.2 | 2.45 | 21.04 | 18.6 | 11.56% | 294.2 | 20.8268 | 0.097368 | 20.9583 | 0.99372 | 21.0669 | 2000 | 2000
2011-12-26 04:30 | 22.46 | 22.46 | 22.44 | 22.36 | 22.24 | 22.05 | 21.8 | 21.52 | 21.25 | 20.66 | 293.5 | 293.5 | 293.5 | 293.6 | 293.7 | 293.6 | 293.6 | 293.7 | 293.8 | 293.7 | 290.3 | 22.28 | 3.32 | 22.21 | 20.2 | 14.9% | 293.6 | 21.9039 | 0.10537 | 22.014 | 0.995 | 22.1686 | 2000 | 2000
2011-12-26 04:40 | 24.38 | 24.26 | 23.97 | 23.64 | 23.31 | 22.98 | 22.63 | 22.26 | 21.88 | 21 | 293.2 | 293.1 | 292.9 | 292.6 | 292.3 | 291.9 | 291.8 | 291.9 | 292 | 292.1 | 288 | 23.11 | 2.95 | 22.7 | 20.07 | 12.77% | 291.885 | 22.9073 | 0.14183 | 22.9295 | 0.99903 | 23.0876 | 2000 | 2000
2011-12-26 04:50 | 23.01 | 22.89 | 22.65 | 22.4 | 22.23 | 22.13 | 22 | 21.85 | 21.58 | 21.03 | 294.3 | 294.3 | 294.1 | 293.9 | 293.5 | 293.1 | 292.9 | 292.6 | 292.4 | 292.3 | 288.8 | 22.9 | 2.89 | 22.67 | 20.83 | 12.62% | 293.07 | 22.0887 | 0.054445 | 22.1113 | 0.99898 | 22.8766 | 2000 | 2000
2011-12-26 05:00 | 19.73 | 19.57 | 19.33 | 19.06 | 18.81 | 18.67 | 18.52 | 18.19 | 17.79 | 17.17 | 294.7 | 294.7 | 294.7 | 295.1 | 295.7 | 296.2 | 296.5 | 296.7 | 296.9 | 297.4 | 292.9 | 19.18 | 2.21 | 18.99 | 16.82 | 11.52% | 296.245 | 18.5868 | 0.074545 | 18.6484 | 0.9967 | 19.1166 | 2000 | 2000
2011-12-26 05:10 | 20.26 | 20.21 | 20.15 | 20.14 | 20.12 | 20.01 | 19.75 | 19.43 | 19.03 | 18.34 | 292.6 | 292.7 | 292.8 | 292.7 | 292.6 | 292.5 | 292.2 | 291.9 | 291.7 | 292.1 | 288.6 | 19.7 | 2.65 | 19.57 | 17.45 | 13.45% | 292.455 | 19.751 | 0.12086 | 19.9725 | 0.98891 | 19.4815 | 2000 | 2000
2011-12-26 05:20 | 21.43 | 21.28 | 20.9 | 20.56 | 20.37 | 20.23 | 20.1 | 19.87 | 19.52 | 18.78 | 292 | 292 | 291.7 | 291.6 | 291.6 | 291.6 | 291.7 | 292.2 | 292.8 | 293 | 288.6 | 20.52 | 3.19 | 20.41 | 18.35 | 15.55% | 291.615 | 20.1885 | 0.059575 | 20.2113 | 0.99887 | 20.4968 | 2000 | 2000
2011-12-26 06:00 | 21.3 | 21.18 | 21 | 20.89 | 20.75 | 20.59 | 20.4 | 20.24 | 20.01 | 19.48 | 288.3 | 288.3 | 288.3 | 288.4 | 288.3 | 288.3 | 288.4 | 288.3 | 288.4 | 288.9 | 284.6 | 20.55 | 2.91 | 20.39 | 18.57 | 14.16% | 288.315 | 20.5213 | 0.08567 | 20.5627 | 0.99799 | 20.5087 | 2000 | 2000
2011-12-26 06:10 | 21.87 | 21.73 | 21.45 | 21.16 | 20.88 | 20.81 | 20.79 | 20.64 | 20.41 | 19.8 | 286.3 | 286.4 | 286.7 | 286.8 | 286.5 | 286.5 | 286.8 | 287 | 287.1 | 287.6 | 284.8 | 21.25 | 3.68 | 21.11 | 19.44 | 17.32% | 286.545 | 20.8493 | 0.0088856 | 20.8071 | 1.002 | 21.293 | 2000 | 2000
2011-12-26 06:20 | 22.81 | 22.68 | 22.51 | 22.44 | 22.41 | 22.32 | 22 | 21.64 | 21.15 | 20.37 | 286.2 | 286 | 286.1 | 286.2 | 286 | 285.8 | 285.9 | 286.1 | 286.3 | 286.3 | 281.7 | 21.87 | 3.33 | 21.66 | 19.8 | 15.23% | 285.815 | 22.0124 | 0.13345 | 22.2739 | 0.98826 | 21.6133 | 2000 | 2000
2011-12-26 07:40 | 19.48 | 19.49 | 19.5 | 19.4 | 19.24 | 19.1 | 18.95 | 18.76 | 18.51 | 17.83 | 284 | 283.8 | 283.4 | 283.2 | 283.1 | 282.9 | 282.6 | 282.5 | 282.6 | 282.9 | 279.6 | 19.56 | 2.02 | 19.43 | 17.07 | 10.33% | 282.855 | 19.0157 | 0.07286 | 19.0784 | 0.99671 | 19.4957 | 2000 | 2000
2011-12-26 08:20 | 17.82 | 17.7 | 17.5 | 17.4 | 17.3 | 17.13 | 17.02 | 16.87 | 16.72 | 16.3 | 284.3 | 284.2 | 283.9 | 283.5 | 283.6 | 283.9 | 283.9 | 283.8 | 283.7 | 283.3 | 279.4 | 17.22 | 2.47 | 17.2 | 15.68 | 14.34% | 283.9 | 17.1115 | 0.059532 | 17.1142 | 0.99984 | 17.2173 | 2000 | 2000
2011-12-26 08:30 | 19.92 | 19.78 | 19.56 | 19.45 | 19.35 | 19.22 | 19.12 | 18.98 | 18.66 | 17.8 | 290.8 | 290.7 | 290.6 | 290.5 | 290.4 | 290.1 | 289.7 | 289.6 | 289.5 | 289.5 | 286.8 | 19.52 | 2.28 | 19.26 | 16.83 | 11.68% | 290.04 | 19.1439 | 0.048206 | 19.2056 | 0.99678 | 19.4572 | 2000 | 2000
2011-12-26 08:40 | 16.87 | 16.72 | 16.39 | 16.03 | 15.74 | 15.57 | 15.41 | 15.15 | 14.85 | 14.28 | 285.6 | 285.4 | 285.3 | 285.5 | 285.8 | 285.8 | 285.7 | 285.6 | 285.8 | 285.7 | 281 | 15.46 | 2.33 | 15.29 | 12.97 | 15.07% | 285.785 | 15.5713 | 0.095453 | 15.547 | 1.0016 | 15.4842 | 2000 | 2000
2011-12-26 08:50 | 19.27 | 19.14 | 18.87 | 18.53 | 18.23 | 17.97 | 17.64 | 17.38 | 17.16 | 16.55 | 289 | 288.8 | 288.5 | 288 | 287.7 | 287.6 | 287.6 | 287.5 | 287.5 | 287.7 | 282.8 | 18.26 | 3.02 | 18.08 | 15.94 | 16.54% | 287.6 | 17.9433 | 0.17128 | 17.9223 | 1.0012 | 18.2813 | 2000 | 2000
2011-12-26 09:00 | 15.44 | 15.34 | 15.17 | 15.02 | 14.84 | 14.58 | 14.32 | 14.18 | 14.09 | 13.76 | 290.1 | 290.1 | 290.5 | 290.9 | 291.1 | 291.7 | 292.2 | 292.9 | 293.5 | 293.5 | 287.5 | 15.26 | 2.32 | 15.06 | 13.63 | 15.2% | 291.775 | 14.5816 | 0.16628 | 14.5425 | 1.0027 | 15.301 | 2000 | 2000
2011-12-26 09:10 | 14.54 | 14.45 | 14.28 | 14.06 | 13.84 | 13.63 | 13.4 | 13.15 | 12.83 | 12.25 | 282.5 | 282.5 | 282.6 | 283 | 283.5 | 283.6 | 283.4 | 283.1 | 282.5 | 281.6 | 281.4 | 14.24 | 2.03 | 14.07 | 12.79 | 14.26% | 283.57 | 13.5679 | 0.15727 | 13.5968 | 0.99788 | 14.2098 | 2000 | 2000
2011-12-26 09:20 | 15.26 | 15.16 | 14.91 | 14.61 | 14.35 | 14.08 | 13.82 | 13.49 | 13.06 | 12.32 | 284.9 | 284.9 | 284.7 | 284.2 | 284 | 283.7 | 283.5 | 283.3 | 283.1 | 283.5 | 280.1 | 13.9 | 1.86 | 13.75 | 12.31 | 13.38% | 283.67 | 14.0154 | 0.17224 | 14.0425 | 0.99808 | 13.8733 | 1999.9 | 1999.87
2011-12-26 09:30 | 13.63 | 13.49 | 13.2 | 12.94 | 12.69 | 12.46 | 12.2 | 11.88 | 11.53 | 10.97 | 284.2 | 284 | 283.7 | 283.2 | 282.8 | 282.6 | 282.4 | 282.5 | 282.5 | 282.3 | 279.4 | 12.65 | 1.8 | 12.58 | 11.17 | 14.23% | 282.57 | 12.3966 | 0.19487 | 12.4224 | 0.99792 | 12.6237 | 1995.15 | 1994.82
2011-12-26 09:40 | 12.08 | 11.92 | 11.61 | 11.32 | 11.08 | 10.8 | 10.53 | 10.32 | 10.16 | 9.89 | 280.6 | 280.5 | 279.9 | 279.3 | 278.8 | 278.1 | 277.3 | 276.7 | 276.3 | 276.2 | 273.6 | 11.32 | 1.52 | 11.21 | 9.73 | 13.43% | 277.98 | 10.8322 | 0.23396 | 10.7609 | 1.0066 | 11.395 | 1930.88 | 1936.76
2011-12-26 09:50 | 14.42 | 14.22 | 13.8 | 13.42 | 13.1 | 12.74 | 12.35 | 11.97 | 11.58 | 10.99 | 279.1 | 278.8 | 278 | 277.3 | 276.9 | 276.6 | 276.3 | 275.7 | 275.2 | 275 | 272.6 | 12.96 | 1.7 | 12.69 | 10.93 | 13.12% | 276.555 | 12.7083 | 0.28731 | 12.6834 | 1.002 | 12.9855 | 1998.56 | 1998.89
2011-12-26 10:00 | 14.9 | 14.76 | 14.49 | 14.25 | 14.07 | 13.87 | 13.62 | 13.34 | 13 | 12.42 | 282.4 | 282.2 | 281.8 | 281.4 | 281.1 | 280.6 | 280.1 | 279.7 | 279.3 | 278.8 | 276.9 | 13.7 | 1.9 | 13.48 | 12.1 | 13.87% | 280.525 | 13.7793 | 0.16808 | 13.8339 | 0.99605 | 13.6459 | 1999.7 | 1999.65
2011-12-26 10:10 | 15.39 | 15.27 | 15.01 | 14.65 | 14.29 | 14 | 13.74 | 13.42 | 13.04 | 12.43 | 277.6 | 277.6 | 277.8 | 277.8 | 277.7 | 277.5 | 277 | 276.8 | 276.9 | 277 | 272.9 | 13.94 | 1.47 | 13.79 | 11.83 | 10.55% | 277.425 | 14.0021 | 0.17323 | 13.9624 | 1.0028 | 13.9796 | 1999.94 | 1999.98
2011-12-26 10:20 | 14.97 | 14.92 | 14.87 | 14.74 | 14.58 | 14.35 | 14.16 | 14.03 | 13.84 | 13.29 | 277.6 | 277.6 | 277.7 | 277.6 | 277.7 | 277.9 | 278 | 277.9 | 278 | 278.3 | 273.7 | 14.58 | 2.07 | 14.51 | 12.79 | 14.2% | 277.915 | 14.3318 | 0.12317 | 14.3226 | 1.0006 | 14.5893 | 2000 | 2000
2011-12-26 10:30 | 16.29 | 16.24 | 16.23 | 16.28 | 16.23 | 16.13 | 15.96 | 15.72 | 15.44 | 14.89 | 283.7 | 283.8 | 283.9 | 284.1 | 284.3 | 284.5 | 284.6 | 284.7 | 285 | 285.1 | 280.4 | 15.43 | 1.9 | 15.27 | 14.1 | 12.31% | 284.515 | 15.9544 | 0.097911 | 16.1055 | 0.99062 | 15.2852 | 2000 | 2000
2011-12-26 10:40 | 14.37 | 14.26 | 14.09 | 13.92 | 13.64 | 13.28 | 12.97 | 12.72 | 12.44 | 12.06 | 280 | 279.5 | 278.8 | 278.5 | 278.5 | 278.4 | 278.2 | 278.1 | 278.2 | 278.5 | 274.1 | 13.36 | 1.92 | 13.24 | 11.94 | 14.37% | 278.37 | 13.2778 | 0.21827 | 13.2351 | 1.0032 | 13.403 | 1999.36 | 1999.4
2011-12-26 10:50 | 14.43 | 14.36 | 14.28 | 14.23 | 14.14 | 13.99 | 13.82 | 13.64 | 13.36 | 12.66 | 278.7 | 278.4 | 278 | 277.7 | 277.7 | 277.7 | 277.6 | 277.5 | 277.2 | 276.9 | 274.1 | 14.21 | 2.38 | 14.12 | 12.11 | 16.75% | 277.685 | 13.8786 | 0.11298 | 13.9655 | 0.99378 | 14.1216 | 2000 | 2000
2011-12-26 12:00 | 14.31 | 14.21 | 13.93 | 13.61 | 13.26 | 12.83 | 12.44 | 12.05 | 11.62 | 10.9 | 273.5 | 273 | 272.3 | 271.9 | 271.4 | 271 | 270.5 | 269.8 | 269.2 | 268.8 | 267.4 | 12.58 | 1.6 | 12.38 | 10.01 | 12.72% | 270.925 | 12.8068 | 0.28526 | 12.7734 | 1.0026 | 12.613 | 1994.38 | 1994.71
2011-12-26 12:10 | 13.36 | 13.19 | 12.9 | 12.64 | 12.41 | 12.12 | 11.8 | 11.44 | 11.06 | 10.43 | 273.1 | 272.7 | 272 | 271.3 | 270.5 | 269.8 | 269.1 | 268.6 | 268.3 | 267.4 | 266.2 | 12.32 | 1.17 | 12.16 | 9.74 | 9.497% | 269.695 | 12.0328 | 0.24727 | 12.0736 | 0.99662 | 12.2783 | 1991.52 | 1991.08
2011-12-26 12:20 | 13.52 | 13.35 | 13.02 | 12.66 | 12.29 | 11.93 | 11.61 | 11.22 | 10.77 | 10.05 | 273.4 | 272.9 | 272 | 271.4 | 270.8 | 270.1 | 269.2 | 268.5 | 267.8 | 267.2 | 266.7 | 12.1 | 1.18 | 11.92 | 9.45 | 9.752% | 269.965 | 11.9176 | 0.25126 | 11.8836 | 1.0029 | 12.1346 | 1989.1 | 1989.43
2011-12-26 12:50 | 12.13 | 12.01 | 11.83 | 11.67 | 11.43 | 11.12 | 10.82 | 10.55 | 10.29 | 9.82 | 273.1 | 272.7 | 272 | 271.6 | 271.2 | 270.8 | 270.3 | 269.3 | 268.4 | 267 | 267.4 | 10.81 | 1.2 | 10.65 | 9.11 | 11.1% | 270.725 | 11.0824 | 0.25273 | 11.0765 | 1.0005 | 10.8158 | 1853.27 | 1855.94
2011-12-26 15:20 | 8.78 | 8.94 | 9.22 | 9.39 | 9.45 | 9.5 | 9.49 | 9.33 | 8.97 | 8.2 | 220.6 | 218.3 | 214.4 | 211.8 | 210 | 209.1 | 208.4 | 207.3 | 205.6 | 202.4 | 205.8 | 9.57 | 0.76 | 8.06 | 6.53 | 7.941% | 208.995 | 9.2589 | 0.0097325 | 9.4986 | 0.97477 | 9.3285 | 1473.17 | 1381.73
2011-12-26 15:30 | 10.13 | 10.06 | 9.93 | 9.86 | 9.77 | 9.67 | 9.49 | 9.17 | 8.76 | 7.97 | 218.6 | 217.1 | 214.3 | 212.2 | 211.1 | 210.5 | 209.8 | 208.2 | 206.3 | 203.3 | 206.8 | 9.91 | 0.6 | 8.57 | 6.28 | 6.054% | 210.395 | 9.4698 | 0.17364 | 9.644 | 0.98194 | 9.731 | 1602.71 | 1534.13
2011-12-26 15:40 | 10.31 | 10.24 | 10.15 | 10.16 | 10.25 | 10.29 | 10.21 | 9.96 | 9.59 | 8.81 | 217.9 | 216.4 | 213.5 | 211.3 | 209.7 | 208.8 | 208 | 206.8 | 205.2 | 202.7 | 205 | 10.26 | 0.61 | 8.57 | 6.65 | 5.945% | 208.68 | 10.0275 | 0.072125 | 10.2785 | 0.97558 | 10.0095 | 1706.42 | 1639.67
2011-12-26 15:50 | 11.01 | 10.85 | 10.56 | 10.29 | 10.06 | 9.82 | 9.58 | 9.3 | 8.96 | 8.43 | 210.3 | 209.5 | 207.8 | 206.2 | 204.7 | 203.2 | 202.1 | 201.4 | 200.5 | 198.8 | 198.8 | 9.36 | 0.7 | 7.32 | 6.41 | 7.479% | 203.035 | 9.7738 | 0.22865 | 9.7852 | 0.99882 | 9.349 | 1393.16 | 1389.35
2011-12-26 16:00 | 12.32 | 12.13 | 11.8 | 11.54 | 11.31 | 11.03 | 10.74 | 10.39 | 9.95 | 9.22 | 210.1 | 209.7 | 209.1 | 208.6 | 207.7 | 206.4 | 205 | 204 | 203.3 | 201.7 | 200.7 | 10.36 | 0.72 | 8.07 | 6.82 | 6.95% | 206.19 | 10.9421 | 0.24621 | 10.988 | 0.99582 | 10.3167 | 1733.12 | 1722.44
2011-12-26 16:10 | 13.45 | 13.18 | 12.62 | 12.05 | 11.58 | 11.19 | 10.94 | 10.6 | 10.16 | 9.33 | 212.1 | 211.5 | 210.1 | 209.1 | 208.7 | 209 | 208.3 | 206 | 205.3 | 204 | 203.9 | 11.27 | 1.01 | 9.1 | 7.01 | 8.962% | 208.895 | 11.3172 | 0.2088 | 11.1538 | 1.0146 | 11.4351 | 1926.68 | 1940.96
2011-12-26 16:20 | 14.03 | 13.82 | 13.38 | 12.96 | 12.59 | 12.23 | 11.8 | 11.28 | 10.72 | 9.75 | 213.4 | 212.2 | 210.2 | 209.3 | 209.4 | 209.8 | 209.9 | 209.1 | 207.6 | 204 | 207 | 12.28 | 0.85 | 10.36 | 7.32 | 6.922% | 209.815 | 12.1353 | 0.33076 | 12.1674 | 0.99735 | 12.2475 | 1991.08 | 1990.75
2011-12-26 16:30 | 13.96 | 13.77 | 13.4 | 13.02 | 12.66 | 12.29 | 11.88 | 11.41 | 10.79 | 9.66 | 212.6 | 211.7 | 210.5 | 209.7 | 209.7 | 209.9 | 209.5 | 208.7 | 207.6 | 205.7 | 206.1 | 11.93 | 1.03 | 10.03 | 7.26 | 8.634% | 209.84 | 12.1922 | 0.31354 | 12.2304 | 0.99687 | 11.8927 | 1982.12 | 1978.76
2011-12-26 16:40 | 13.25 | 13.08 | 12.77 | 12.44 | 12.13 | 11.76 | 11.35 | 10.89 | 10.33 | 9.48 | 212.3 | 211.8 | 211.1 | 210.4 | 209.7 | 209 | 207.9 | 206.6 | 205.4 | 203.7 | 203.7 | 11.24 | 1 | 9.03 | 7.2 | 8.897% | 208.835 | 11.652 | 0.32793 | 11.7004 | 0.99586 | 11.1935 | 1924.16 | 1919.96
2011-12-26 16:50 | 11.87 | 11.71 | 11.42 | 11.15 | 10.9 | 10.63 | 10.33 | 9.96 | 9.53 | 8.83 | 211.9 | 211.3 | 210.2 | 209 | 207.9 | 206.6 | 205.3 | 204 | 203.2 | 202.3 | 201.4 | 10.17 | 0.72 | 7.93 | 6.85 | 7.08% | 206.405 | 10.5358 | 0.26455 | 10.5865 | 0.99521 | 10.1213 | 1682.39 | 1669.04
2011-12-26 17:00 | 11.57 | 11.47 | 11.25 | 10.98 | 10.74 | 10.53 | 10.32 | 10.04 | 9.63 | 8.84 | 210.8 | 210.2 | 208.9 | 207.7 | 206.5 | 205 | 203.7 | 202.5 | 201.9 | 200.7 | 199.9 | 10.11 | 0.64 | 7.84 | 6.74 | 6.33% | 204.805 | 10.4595 | 0.18616 | 10.4997 | 0.99618 | 10.0714 | 1666.37 | 1655.69
2011-12-26 17:10 | 10.54 | 10.48 | 10.33 | 10.19 | 10.04 | 9.81 | 9.59 | 9.36 | 9.14 | 8.65 | 206.8 | 206.5 | 205.7 | 204.5 | 203.6 | 202.9 | 201.8 | 200.5 | 199.2 | 197.2 | 196.9 | 9.36 | 0.82 | 7.27 | 6.64 | 8.761% | 202.735 | 9.751 | 0.2096 | 9.7782 | 0.99723 | 9.334 | 1393.16 | 1381.73
2011-12-26 17:20 | 9.74 | 9.55 | 9.19 | 8.86 | 8.52 | 8.14 | 7.75 | 7.38 | 7 | 6.48 | 202.3 | 201.9 | 201.5 | 201.2 | 200.6 | 199.5 | 198.4 | 196.6 | 194.8 | 192.4 | 191.7 | 7.34 | 1.02 | 5.77 | 5.17 | 13.9% | 199.335 | 8.1436 | 0.45371 | 8.0829 | 1.0075 | 7.3951 | 690.34 | 708.4
2011-12-26 17:30 | 10.11 | 9.91 | 9.5 | 9.08 | 8.68 | 8.23 | 7.75 | 7.34 | 7.08 | 6.81 | 201 | 200.4 | 199.4 | 198.6 | 197.7 | 196.3 | 194.5 | 192.8 | 191.2 | 189 | 190.3 | 7.79 | 1.04 | 6.16 | 5.88 | 13.35% | 196.03 | 8.2869 | 0.55532 | 8.1594 | 1.0156 | 7.9117 | 825.79 | 861.91
2011-12-26 17:40 | 10.3 | 10.11 | 9.69 | 9.19 | 8.66 | 8.08 | 7.53 | 7.08 | 6.72 | 6.24 | 202.2 | 201.4 | 200.2 | 199.1 | 198.1 | 196.9 | 195.5 | 194.1 | 192.4 | 189.3 | 191.9 | 7.6 | 1.2 | 5.89 | 5.46 | 15.79% | 196.69 | 8.2177 | 0.65146 | 7.9988 | 1.0274 | 7.8079 | 768.6 | 831.81
2011-12-26 17:50 | 9.5 | 9.29 | 8.88 | 8.52 | 8.27 | 8.12 | 7.98 | 7.86 | 7.73 | 7.36 | 191.7 | 191.4 | 190.7 | 189.7 | 188.9 | 188 | 187.2 | 186.1 | 185 | 183.6 | 184 | 8.18 | 1.33 | 7.21 | 6.56 | 16.26% | 187.88 | 8.1981 | 0.16072 | 8.0998 | 1.0121 | 8.2793 | 955.06 | 991.76
2011-12-26 18:00 | 10 | 9.89 | 9.78 | 9.72 | 9.67 | 9.59 | 9.49 | 9.32 | 9.07 | 8.61 | 187.5 | 187.2 | 186.7 | 186.2 | 185.5 | 184.9 | 184.3 | 183.6 | 182.6 | 181.1 | 180 | 10.3 | 0.83 | 9.26 | 7.66 | 8.058% | 184.81 | 9.4891 | 0.096867 | 9.5756 | 0.99097 | 10.207 | 1717.1 | 1693.07
2011-12-26 18:10 | 11.48 | 11.39 | 11.19 | 10.98 | 10.75 | 10.49 | 10.2 | 9.85 | 9.47 | 8.74 | 185.1 | 184.8 | 184.3 | 184.1 | 183.8 | 183.3 | 182.8 | 182.3 | 181.9 | 181.3 | 178.3 | 10.52 | 0.91 | 9.58 | 7.75 | 8.65% | 183.225 | 10.395 | 0.25907 | 10.4479 | 0.99493 | 10.4667 | 1775.84 | 1762.49
2011-12-26 18:20 | 11.74 | 11.62 | 11.36 | 11.08 | 10.82 | 10.54 | 10.27 | 9.97 | 9.65 | 9.13 | 180.6 | 180.3 | 179.8 | 179 | 177.9 | 176.9 | 176.2 | 175.7 | 175.4 | 174.6 | 172.5 | 11.01 | 0.93 | 10.62 | 8.59 | 8.447% | 176.795 | 10.5129 | 0.23981 | 10.5009 | 1.0011 | 11.0226 | 1904.84 | 1905.68
2011-12-26 18:30 | 10.54 | 10.33 | 9.96 | 9.67 | 9.47 | 9.25 | 9.03 | 8.84 | 8.69 | 8.33 | 178.5 | 178.2 | 177.3 | 176.1 | 175 | 174.5 | 174.7 | 174.7 | 174.2 | 172.3 | 167 | 9.53 | 1.45 | 9.26 | 8.15 | 15.22% | 174.53 | 9.2737 | 0.22244 | 9.2182 | 1.006 | 9.5874 | 1457.93 | 1480.79
2011-12-26 18:40 | 10.22 | 9.93 | 9.35 | 8.85 | 8.49 | 8.21 | 7.97 | 7.78 | 7.59 | 7.26 | 171.1 | 171 | 170.5 | 170.2 | 170.1 | 169.8 | 169.4 | 169.3 | 169 | 167.4 | 160.4 | 7.15 | 1.18 | 7.03 | 7 | 16.5% | 169.74 | 8.3592 | 0.27417 | 8.1752 | 1.0225 | 7.3109 | 633.15 | 681.31
2011-12-26 18:50 | 10.89 | 10.63 | 10.11 | 9.62 | 9.27 | 8.92 | 8.65 | 8.52 | 8.45 | 8.25 | 163 | 162.4 | 161.3 | 160.8 | 160.4 | 160.1 | 159.8 | 159.9 | 160.3 | 159.8 | 156.9 | 8.12 | 1.56 | 8.11 | 7.97 | 19.21% | 160.055 | 9.116 | 0.28404 | 8.8808 | 1.0265 | 8.3351 | 933.04 | 1013.78
2011-12-26 19:00 | 10.41 | 10.09 | 9.54 | 9.1 | 8.83 | 8.69 | 8.65 | 8.62 | 8.52 | 8.19 | 158.4 | 157.5 | 155.8 | 154.7 | 154.3 | 154.2 | 154.4 | 155 | 155.8 | 156.6 | 152.6 | 8.68 | 1.41 | 8.73 | 8.06 | 16.24% | 154.23 | 8.8679 | 0.042634 | 8.6843 | 1.0211 | 8.8635 | 1138.56 | 1204.62
2011-12-26 19:10 | 11.14 | 10.85 | 10.37 | 10 | 9.76 | 9.57 | 9.38 | 9.15 | 9 | 8.84 | 157.4 | 156.6 | 155.4 | 154.8 | 154.5 | 154.6 | 154.8 | 155.3 | 155.8 | 156.2 | 152.5 | 9.15 | 1.26 | 9.22 | 9.03 | 13.77% | 154.63 | 9.6246 | 0.18531 | 9.5425 | 1.0086 | 9.2287 | 1313.15 | 1343.63
2011-12-26 20:30 | 19.48 | 19.32 | 18.96 | 18.58 | 18.23 | 17.87 | 17.5 | 17.11 | 16.64 | 15.8 | 178.7 | 178.2 | 177.2 | 176.2 | 175.4 | 174.8 | 174.2 | 173.5 | 172.7 | 171.3 | 169.8 | 18.53 | 1.67 | 17.97 | 14.99 | 9.012% | 174.71 | 17.8044 | 0.19334 | 17.8165 | 0.99932 | 18.5174 | 2000 | 2000
2011-12-26 20:40 | 21.22 | 21 | 20.52 | 19.96 | 19.45 | 18.98 | 18.55 | 18.09 | 17.63 | 16.75 | 182.7 | 182 | 180.7 | 179.4 | 178.3 | 177.4 | 176.6 | 175.7 | 174.5 | 172.4 | 172.2 | 19.7 | 1.49 | 19.05 | 15.49 | 7.563% | 177.28 | 18.9961 | 0.21177 | 18.9178 | 1.0041 | 19.7816 | 2000 | 2000
2011-12-26 20:50 | 20.23 | 20.04 | 19.66 | 19.26 | 18.89 | 18.52 | 18.17 | 17.79 | 17.28 | 16.34 | 185 | 184.4 | 183.2 | 181.9 | 180.8 | 179.9 | 179.1 | 178.4 | 177.8 | 176.6 | 175.2 | 19.18 | 1.35 | 18.27 | 14.78 | 7.039% | 179.78 | 18.4636 | 0.17631 | 18.4694 | 0.99969 | 19.174 | 2000 | 2000
2011-12-26 21:00 | 19.59 | 19.35 | 18.8 | 18.25 | 17.74 | 17.26 | 16.8 | 16.38 | 15.9 | 15.11 | 189 | 188.3 | 187.2 | 186.1 | 185.1 | 184.1 | 183.2 | 182.4 | 181.8 | 181 | 179.1 | 18.1 | 1.54 | 16.26 | 13.58 | 8.508% | 183.965 | 17.2931 | 0.24962 | 17.1933 | 1.0058 | 18.205 | 2000 | 2000
2011-12-26 21:10 | 20.65 | 20.54 | 20.24 | 19.95 | 19.69 | 19.39 | 18.87 | 18.28 | 17.61 | 16.25 | 188.8 | 188.2 | 187.2 | 186.2 | 185.2 | 183.9 | 182.4 | 181.1 | 179.8 | 178.5 | 177.1 | 19.56 | 1.68 | 18.25 | 14.61 | 8.589% | 183.675 | 19.0682 | 0.25121 | 19.3146 | 0.98724 | 19.3104 | 2000 | 2000
2011-12-26 21:20 | 18.67 | 18.5 | 18.17 | 17.88 | 17.63 | 17.44 | 17.21 | 16.88 | 16.44 | 15.47 | 188 | 187.3 | 186 | 184.8 | 183.7 | 182.8 | 181.9 | 180.7 | 179.7 | 178.5 | 177.8 | 17.89 | 1.65 | 16.46 | 13.82 | 9.223% | 182.665 | 17.3207 | 0.12268 | 17.4069 | 0.99505 | 17.8014 | 2000 | 2000
2011-12-26 21:30 | 18.35 | 18.16 | 17.86 | 17.56 | 17.26 | 16.93 | 16.59 | 16.16 | 15.6 | 14.7 | 189.7 | 189.1 | 187.9 | 186.3 | 185.3 | 184.4 | 183.8 | 183.1 | 182.3 | 180.9 | 178.9 | 17.26 | 1.42 | 15.66 | 13.17 | 8.227% | 184.31 | 16.8023 | 0.18747 | 16.8809 | 0.99535 | 17.1797 | 2000 | 2000
2011-12-26 21:40 | 17.56 | 17.42 | 17.19 | 17.03 | 16.86 | 16.63 | 16.33 | 16 | 15.6 | 14.81 | 191.1 | 190.5 | 189.3 | 188.1 | 186.9 | 185.9 | 184.9 | 184.3 | 183.6 | 182.1 | 180.2 | 16.89 | 1.36 | 15.15 | 13.6 | 8.052% | 185.75 | 16.4657 | 0.16823 | 16.5867 | 0.9927 | 16.7668 | 2000 | 2000
2011-12-26 21:50 | 17.63 | 17.47 | 17.17 | 16.92 | 16.69 | 16.58 | 16.48 | 16.3 | 16 | 15.21 | 190.8 | 190.1 | 188.6 | 187.4 | 186.3 | 185.5 | 184.3 | 182.8 | 181.6 | 179.8 | 179.8 | 16.98 | 1.27 | 15.37 | 14.24 | 7.479% | 185.32 | 16.5384 | 0.055904 | 16.5656 | 0.99835 | 16.952 | 2000 | 2000
2011-12-26 22:00 | 16.88 | 16.76 | 16.49 | 16.27 | 16.15 | 16.04 | 15.82 | 15.6 | 15.3 | 14.44 | 191.4 | 190.6 | 189.3 | 188.1 | 186.8 | 185.9 | 185.1 | 184 | 182.8 | 181 | 180.3 | 16.43 | 1.55 | 14.74 | 13.23 | 9.434% | 185.78 | 15.898 | 0.12762 | 16.0083 | 0.99311 | 16.3168 | 2000 | 2000
2011-12-26 22:10 | 16.6 | 16.39 | 16.08 | 15.81 | 15.54 | 15.39 | 15.3 | 15.2 | 14.98 | 14.26 | 193.5 | 192.9 | 191.7 | 190.4 | 189.6 | 188.6 | 187.6 | 186.4 | 185.1 | 183 | 183.7 | 15.8 | 1.45 | 13.58 | 12.88 | 9.177% | 188.45 | 15.4292 | 0.054199 | 15.3771 | 1.0034 | 15.8535 | 2000 | 2000
2011-12-26 22:20 | 14.93 | 14.64 | 14.14 | 13.74 | 13.47 | 13.34 | 13.18 | 13 | 12.7 | 12.14 | 196.7 | 196.1 | 194.8 | 193.3 | 192.5 | 192 | 192 | 191.5 | 190.6 | 188.9 | 188 | 13.62 | 1.62 | 11.27 | 10.15 | 11.89% | 192 | 13.355 | 0.11151 | 13.317 | 1.0029 | 13.6589 | 1999.62 | 1999.66
2011-12-26 22:30 | 14.55 | 14.25 | 13.71 | 13.25 | 12.89 | 12.6 | 12.36 | 12.16 | 11.96 | 11.36 | 206 | 205.5 | 204.7 | 204 | 203.3 | 203 | 202 | 200.8 | 200.5 | 199.3 | 197.1 | 12.43 | 1.58 | 9.87 | 9.03 | 12.71% | 202.85 | 12.7045 | 0.17772 | 12.5653 | 1.0111 | 12.5677 | 1992.73 | 1994.27
2011-12-26 22:40 | 16.17 | 15.89 | 15.35 | 14.83 | 14.33 | 13.89 | 13.47 | 13.08 | 12.82 | 12.32 | 215 | 214.5 | 213.2 | 212 | 211.1 | 210.9 | 210.6 | 210.3 | 210.3 | 209.9 | 208 | 14.18 | 1.68 | 12.31 | 9.56 | 11.85% | 210.855 | 13.9865 | 0.28374 | 13.829 | 1.0114 | 14.3414 | 2000 | 2000
2011-12-27 02:30 | 17.69 | 17.55 | 17.29 | 16.99 | 16.65 | 16.32 | 16 | 15.64 | 15.25 | 14.61 | 282.9 | 282.7 | 282.3 | 282.2 | 282.2 | 282 | 281.7 | 281.6 | 281.5 | 281.5 | 278.1 | 16.38 | 2.2 | 16.27 | 14.26 | 13.43% | 281.955 | 16.2797 | 0.183 | 16.2738 | 1.0004 | 16.386 | 2000 | 2000
2011-12-27 02:40 | 18.09 | 18 | 17.81 | 17.59 | 17.47 | 17.35 | 17.08 | 16.78 | 16.48 | 15.9 | 288 | 287.8 | 287.4 | 287 | 286.6 | 286.5 | 286.3 | 286.1 | 286.3 | 287.1 | 281.9 | 17.02 | 2.54 | 16.75 | 14.84 | 14.92% | 286.47 | 17.1884 | 0.14494 | 17.3111 | 0.99291 | 16.8994 | 2000 | 2000
2011-12-27 02:50 | 14.65 | 14.57 | 14.49 | 14.32 | 14.2 | 14.07 | 13.82 | 13.49 | 13.15 | 12.58 | 285.5 | 285.3 | 285.1 | 284.9 | 285 | 285.3 | 285.5 | 285.9 | 286.1 | 286.2 | 281.2 | 14.1 | 2.6 | 13.99 | 12.16 | 18.44% | 285.33 | 13.8968 | 0.16567 | 14.0339 | 0.99023 | 13.9622 | 2000 | 1999.96
2011-12-27 03:00 | 19.8 | 19.66 | 19.32 | 19.02 | 18.79 | 18.5 | 18.19 | 17.85 | 17.56 | 16.95 | 287.2 | 286.9 | 286.8 | 286.8 | 286.6 | 286.2 | 286 | 286 | 286 | 285.1 | 283.1 | 19.17 | 2.46 | 18.82 | 16.01 | 12.83% | 286.17 | 18.4363 | 0.15616 | 18.4553 | 0.99897 | 19.1503 | 2000 | 2000
2011-12-27 03:10 | 20.54 | 20.46 | 20.18 | 19.85 | 19.67 | 19.55 | 19.34 | 18.96 | 18.46 | 17.62 | 287.1 | 286.9 | 286.5 | 286.3 | 286 | 285.6 | 285.4 | 285.6 | 285.7 | 285.8 | 280.8 | 19.88 | 2.57 | 19.74 | 17.39 | 12.93% | 285.57 | 19.3842 | 0.099801 | 19.5198 | 0.99305 | 19.7419 | 2000 | 2000
2011-12-27 03:20 | 19.61 | 19.49 | 19.32 | 19.19 | 19.02 | 18.72 | 18.49 | 18.3 | 17.96 | 17.24 | 286.5 | 286.4 | 286.2 | 286 | 285.9 | 285.7 | 285.7 | 286 | 286.3 | 286.4 | 282.4 | 18.81 | 3 | 18.67 | 16.9 | 15.95% | 285.7 | 18.67 | 0.11424 | 18.6869 | 0.9991 | 18.793 | 2000 | 2000
2011-12-27 03:30 | 17.29 | 17.14 | 16.83 | 16.52 | 16.28 | 16.01 | 15.71 | 15.36 | 14.85 | 14.08 | 281.6 | 281.3 | 280.9 | 280.7 | 280.7 | 280.9 | 281 | 281 | 281.3 | 281.8 | 279 | 16.42 | 2.43 | 16.2 | 13.87 | 14.8% | 280.915 | 15.9048 | 0.1748 | 15.9667 | 0.99613 | 16.3564 | 2000 | 2000
2011-12-27 03:40 | 16.59 | 16.46 | 16.14 | 15.83 | 15.56 | 15.33 | 15.16 | 14.98 | 14.72 | 14.04 | 285.5 | 285.6 | 285.7 | 285.6 | 285.3 | 285 | 284.7 | 284.4 | 284.2 | 284 | 280.3 | 15.23 | 1.89 | 15.14 | 13.16 | 12.41% | 284.955 | 15.3628 | 0.10305 | 15.3055 | 1.0037 | 15.287 | 2000 | 2000
2011-12-27 03:50 | 15.04 | 14.94 | 14.68 | 14.44 | 14.28 | 14.1 | 13.91 | 13.78 | 13.67 | 13.37 | 279.5 | 279.3 | 279.1 | 279.1 | 279.3 | 279.6 | 280 | 280.4 | 280.9 | 281.9 | 276.7 | 14.5 | 1.86 | 14.36 | 12.29 | 12.83% | 279.66 | 14.1129 | 0.12537 | 14.0726 | 1.0029 | 14.5415 | 2000 | 2000
2011-12-27 04:00 | 15.52 | 15.38 | 15.08 | 14.75 | 14.4 | 14.05 | 13.69 | 13.38 | 13.09 | 12.55 | 281 | 280.9 | 280.8 | 280.7 | 280.3 | 279.7 | 279.1 | 278.8 | 279 | 279.9 | 275.2 | 13.77 | 1.99 | 13.57 | 11.56 | 14.45% | 279.61 | 14.051 | 0.23987 | 13.9978 | 1.0038 | 13.8223 | 1999.77 | 1999.82
2011-12-27 04:10 | 16.75 | 16.66 | 16.48 | 16.22 | 15.93 | 15.57 | 15.23 | 14.97 | 14.69 | 14.08 | 286.1 | 286 | 286 | 286.1 | 286.1 | 286.2 | 286.4 | 286.8 | 287.1 | 287.4 | 284 | 15.74 | 1.9 | 15.59 | 13.87 | 12.07% | 286.23 | 15.5564 | 0.20403 | 15.5208 | 1.0023 | 15.7761 | 2000 | 2000
2011-12-27 04:20 | 18.04 | 17.9 | 17.67 | 17.42 | 17.18 | 16.92 | 16.72 | 16.52 | 16.25 | 15.55 | 283.3 | 283.1 | 283 | 283.1 | 283 | 282.9 | 282.9 | 282.7 | 282.6 | 282.6 | 279.3 | 16.87 | 2.06 | 16.77 | 15 | 12.21% | 282.9 | 16.9201 | 0.10988 | 16.8912 | 1.0017 | 16.8989 | 2000 | 2000
2011-12-27 04:30 | 17.05 | 16.92 | 16.64 | 16.47 | 16.33 | 16.12 | 15.89 | 15.7 | 15.47 | 14.79 | 274.7 | 274.7 | 274.8 | 274.8 | 274.7 | 274.7 | 274.7 | 274.8 | 274.9 | 275.6 | 271.3 | 15.84 | 1.99 | 15.68 | 13.86 | 12.56% | 274.7 | 16.0574 | 0.1328 | 16.0868 | 0.99817 | 15.811 | 2000 | 2000
2011-12-27 05:10 | 16.78 | 16.66 | 16.36 | 16.12 | 15.91 | 15.64 | 15.31 | 14.94 | 14.54 | 13.95 | 272 | 271.8 | 271.7 | 271.5 | 271.3 | 271.2 | 271.4 | 271.6 | 271.7 | 272.2 | 267.7 | 15.66 | 1.75 | 15.51 | 13.8 | 11.17% | 271.23 | 15.521 | 0.19707 | 15.5923 | 0.99543 | 15.5884 | 2000 | 2000
2011-12-27 05:20 | 15.1 | 14.99 | 14.8 | 14.66 | 14.54 | 14.34 | 14.07 | 13.81 | 13.43 | 12.79 | 275.1 | 275.1 | 275 | 274.8 | 274.3 | 273.7 | 273.2 | 273.2 | 273.2 | 272.9 | 271 | 14.24 | 1.7 | 14.2 | 12.53 | 11.94% | 273.625 | 14.1988 | 0.17565 | 14.301 | 0.99285 | 14.1382 | 2000 | 2000
2011-12-27 05:30 | 15.16 | 14.99 | 14.75 | 14.56 | 14.41 | 14.16 | 13.92 | 13.7 | 13.46 | 13.02 | 274 | 273.9 | 273.4 | 273.1 | 273.2 | 273.2 | 273 | 272.5 | 272.1 | 272 | 269.5 | 14.51 | 1.64 | 14.34 | 12.57 | 11.3% | 273.17 | 14.1166 | 0.15797 | 14.1254 | 0.99938 | 14.501 | 2000 | 2000
2011-12-27 05:40 | 14.63 | 14.61 | 14.44 | 14.19 | 13.89 | 13.52 | 13.2 | 12.98 | 12.77 | 12.34 | 274.1 | 274 | 273.8 | 273.6 | 273.7 | 273.8 | 273.7 | 273.7 | 273.8 | 274.3 | 268.6 | 13.49 | 1.57 | 13.35 | 11.77 | 11.64% | 273.785 | 13.5547 | 0.22135 | 13.4737 | 1.006 | 13.5711 | 1999.49 | 1999.57
2011-12-27 05:50 | 14.55 | 14.45 | 14.32 | 14.22 | 14.1 | 13.93 | 13.75 | 13.54 | 13.26 | 12.71 | 273.2 | 272.8 | 272.3 | 272 | 271.5 | 271 | 270.7 | 270.6 | 270.7 | 270.9 | 268.2 | 13.79 | 1.91 | 13.74 | 12.03 | 13.85% | 270.955 | 13.839 | 0.12019 | 13.9041 | 0.99532 | 13.7255 | 1999.79 | 1999.73
2011-12-27 06:10 | 18.26 | 18.11 | 17.8 | 17.49 | 17.26 | 17.07 | 16.87 | 16.71 | 16.51 | 15.99 | 277.2 | 277 | 277.2 | 277.4 | 277.4 | 277.1 | 276.8 | 276.6 | 277.1 | 277.9 | 271.9 | 16.45 | 3.28 | 16.31 | 14 | 19.94% | 277.055 | 17.0819 | 0.10891 | 17.0412 | 1.0024 | 16.4892 | 2000 | 2000
2011-12-27 06:20 | 17.33 | 17.22 | 17.02 | 16.82 | 16.64 | 16.34 | 15.98 | 15.66 | 15.45 | 15.07 | 277.3 | 276.9 | 276.4 | 276.1 | 276.1 | 276.3 | 276.4 | 276.9 | 277.6 | 278 | 273.9 | 16.64 | 2.51 | 16.57 | 14.88 | 15.08% | 276.315 | 16.2526 | 0.20587 | 16.2879 | 0.99783 | 16.6039 | 2000 | 2000
2011-12-27 08:40 | 17.12 | 16.94 | 16.79 | 16.66 | 16.54 | 16.42 | 16.25 | 16 | 15.6 | 14.95 | 283.2 | 282.7 | 282.4 | 282.1 | 281.9 | 281.5 | 281.2 | 280.9 | 280.6 | 280.3 | 278.5 | 16.47 | 1.85 | 16.25 | 14.38 | 11.23% | 281.455 | 16.2798 | 0.096173 | 16.3955 | 0.99294 | 16.3537 | 2000 | 2000
2011-12-27 08:50 | 14.45 | 14.35 | 14.18 | 13.99 | 13.86 | 13.72 | 13.55 | 13.4 | 13.22 | 12.77 | 282.6 | 282.5 | 282.3 | 282.4 | 282.4 | 282.3 | 282 | 281.7 | 281.6 | 281.6 | 277.9 | 13.53 | 1.75 | 13.5 | 12.43 | 12.93% | 282.255 | 13.6794 | 0.11522 | 13.6955 | 0.99882 | 13.5141 | 1999.53 | 1999.51
2011-12-27 09:00 | 15.35 | 15.13 | 14.8 | 14.53 | 14.22 | 13.92 | 13.66 | 13.28 | 12.82 | 12.12 | 282 | 282 | 282.1 | 282.1 | 281.9 | 281.6 | 281.6 | 281.4 | 281 | 280.6 | 277.9 | 13.57 | 1.74 | 13.44 | 11.87 | 12.82% | 281.6 | 13.8678 | 0.17424 | 13.8824 | 0.99895 | 13.5557 | 1999.57 | 1999.56
2011-12-27 09:10 | 15.29 | 15.18 | 14.96 | 14.67 | 14.4 | 14.14 | 13.92 | 13.64 | 13.25 | 12.62 | 276.7 | 276.6 | 276.3 | 275.8 | 275.3 | 274.6 | 273.8 | 273.4 | 273 | 272.6 | 271.8 | 14.06 | 1.78 | 13.95 | 12.31 | 12.66% | 274.48 | 14.1088 | 0.14491 | 14.1083 | 1 | 14.0605 | 2000 | 2000
2011-12-27 09:20 | 14.88 | 14.79 | 14.59 | 14.36 | 14.13 | 13.91 | 13.78 | 13.68 | 13.46 | 12.89 | 275.9 | 275.6 | 275.3 | 274.8 | 274.4 | 273.9 | 273.6 | 273.1 | 272.5 | 272.1 | 269.8 | 14.17 | 1.62 | 13.95 | 11.76 | 11.43% | 273.855 | 13.9587 | 0.08677 | 13.8913 | 1.0049 | 14.2387 | 2000 | 2000
2011-12-27 09:30 | 15.71 | 15.58 | 15.33 | 15.09 | 14.87 | 14.58 | 14.34 | 14.16 | 14.06 | 13.78 | 280.7 | 280.3 | 279.8 | 279.5 | 279.4 | 279.4 | 279.4 | 279.2 | 278.8 | 279.1 | 275.8 | 14.89 | 1.94 | 14.75 | 13.39 | 13.03% | 279.4 | 14.6252 | 0.15338 | 14.5454 | 1.0055 | 14.9717 | 2000 | 2000
2011-12-27 09:40 | 16.2 | 16.11 | 15.92 | 15.72 | 15.57 | 15.45 | 15.34 | 15.18 | 14.93 | 14.4 | 280.9 | 280.6 | 280.1 | 279.7 | 279.2 | 278.7 | 278.3 | 278 | 277.8 | 278 | 275.5 | 15.78 | 2.04 | 15.69 | 14.09 | 12.93% | 278.64 | 15.4138 | 0.066029 | 15.4342 | 0.99868 | 15.7591 | 2000 | 2000
2011-12-27 09:50 | 17.19 | 17.1 | 16.92 | 16.65 | 16.41 | 16.17 | 15.91 | 15.63 | 15.37 | 14.92 | 286.6 | 286.5 | 286.4 | 286.1 | 285.5 | 284.7 | 283.9 | 283.8 | 284 | 284.4 | 280.5 | 16.61 | 2.1 | 16.48 | 14.54 | 12.64% | 284.58 | 16.1245 | 0.14979 | 16.1325 | 0.99951 | 16.6018 | 2000 | 2000
2011-12-27 11:30 | 16.42 | 16.29 | 16.07 | 15.95 | 15.81 | 15.52 | 15.16 | 14.78 | 14.45 | 13.89 | 278 | 277.6 | 276.7 | 276.1 | 275.8 | 275.5 | 275.1 | 275.1 | 275.5 | 275.1 | 274.1 | 15.96 | 2.07 | 15.83 | 13.53 | 12.97% | 275.44 | 15.3613 | 0.21688 | 15.4679 | 0.99311 | 15.85 | 2000 | 2000
2011-12-27 11:40 | 15.82 | 15.69 | 15.48 | 15.24 | 15.02 | 14.85 | 14.71 | 14.5 | 14.19 | 13.59 | 276.9 | 276.8 | 276.3 | 275.6 | 275 | 274.6 | 274.8 | 274.9 | 275.2 | 275.4 | 270.7 | 14.74 | 2.34 | 14.66 | 12.81 | 15.88% | 274.63 | 14.8233 | 0.087534 | 14.8299 | 0.99956 | 14.7335 | 2000 | 2000
2011-12-27 11:50 | 17.94 | 17.79 | 17.48 | 17.22 | 16.89 | 16.67 | 16.56 | 16.27 | 15.84 | 15.17 | 278.4 | 278.5 | 278.3 | 277.8 | 277.8 | 278 | 278.1 | 277.7 | 276.9 | 276.7 | 273.3 | 16.76 | 2.17 | 16.5 | 14.67 | 12.95% | 278.015 | 16.6724 | 0.06118 | 16.6542 | 1.0011 | 16.7783 | 2000 | 2000
2011-12-27 12:00 | 18.05 | 17.9 | 17.53 | 17.1 | 16.76 | 16.56 | 16.45 | 16.23 | 15.82 | 15.1 | 278.8 | 278.7 | 278.4 | 278 | 277.6 | 277 | 276.7 | 276.8 | 276.9 | 277.2 | 273.9 | 16.86 | 2.59 | 16.6 | 14.38 | 15.36% | 276.955 | 16.6083 | 0.061588 | 16.5442 | 1.0039 | 16.9253 | 2000 | 2000
2011-12-27 12:10 | 17.04 | 16.96 | 16.92 | 16.86 | 16.75 | 16.53 | 16.31 | 16.07 | 15.74 | 15.29 | 282.9 | 283 | 283.5 | 283.9 | 284 | 283.8 | 283.5 | 283.5 | 284 | 284.2 | 278.7 | 16.61 | 2.51 | 16.52 | 14.35 | 15.11% | 283.755 | 16.416 | 0.12382 | 16.4983 | 0.99501 | 16.5271 | 2000 | 2000
2011-12-27 12:20 | 16.37 | 16.26 | 16.11 | 16 | 15.88 | 15.78 | 15.58 | 15.32 | 14.99 | 14.34 | 285.4 | 285.3 | 285.4 | 285.6 | 285.7 | 285.8 | 285.9 | 285.7 | 285.3 | 284.8 | 282.6 | 15.95 | 2.03 | 15.85 | 14.32 | 12.73% | 285.815 | 15.6253 | 0.11787 | 15.7512 | 0.99201 | 15.8225 | 2000 | 2000
2011-12-27 13:00 | 13.95 | 13.85 | 13.6 | 13.32 | 13.03 | 12.81 | 12.65 | 12.51 | 12.3 | 11.83 | 278.5 | 278.3 | 277.7 | 277.2 | 277 | 277.3 | 277.8 | 278.4 | 279.1 | 279.9 | 274.5 | 13.3 | 1.67 | 13.18 | 11.66 | 12.56% | 277.375 | 12.8713 | 0.11615 | 12.787 | 1.0066 | 13.3877 | 1999.3 | 1999.39
2011-12-27 13:10 | 13.84 | 13.74 | 13.58 | 13.37 | 13.05 | 12.67 | 12.35 | 12.11 | 11.88 | 11.5 | 274.3 | 274.1 | 274.1 | 273.9 | 273.6 | 273.2 | 273 | 273 | 273.1 | 273.7 | 271 | 13.11 | 1.83 | 13.06 | 11.6 | 13.96% | 273.17 | 12.703 | 0.23639 | 12.6236 | 1.0063 | 13.1924 | 1999.11 | 1999.19
2011-12-27 13:20 | 14.7 | 14.54 | 14.26 | 13.98 | 13.72 | 13.4 | 13.11 | 12.89 | 12.61 | 12.05 | 275.8 | 275.7 | 275.4 | 275 | 274.9 | 274.9 | 274.5 | 273.2 | 272.1 | 272 | 272.2 | 13.42 | 1.93 | 13.26 | 11.39 | 14.38% | 274.84 | 13.4041 | 0.20219 | 13.3581 | 1.0034 | 13.4663 | 1999.42 | 1999.47
2011-12-27 13:30 | 14.32 | 14.26 | 14.13 | 14.05 | 14 | 13.89 | 13.71 | 13.46 | 13.18 | 12.63 | 274.6 | 274.6 | 274.6 | 274.4 | 274 | 273.8 | 273.9 | 274.1 | 274.5 | 275 | 270.4 | 13.03 | 2.42 | 13.06 | 11.66 | 18.57% | 273.815 | 13.7391 | 0.12054 | 13.8641 | 0.99098 | 12.9125 | 1999.03 | 1998.01
2011-12-27 13:40 | 18.83 | 18.72 | 18.52 | 18.28 | 18.02 | 17.73 | 17.47 | 17.23 | 16.93 | 16.19 | 281.7 | 281.5 | 281.1 | 281 | 280.6 | 280.1 | 279.8 | 280 | 280.1 | 279.8 | 277.3 | 17.71 | 2.37 | 17.52 | 15.43 | 13.38% | 280.055 | 17.7003 | 0.13652 | 17.6925 | 1.0004 | 17.7178 | 2000 | 2000
2011-12-27 13:50 | 16.44 | 16.29 | 16.04 | 15.89 | 15.76 | 15.62 | 15.49 | 15.3 | 14.98 | 14.31 | 290.5 | 290.6 | 290.5 | 290.4 | 290.6 | 290.8 | 290.7 | 290.1 | 289.6 | 289.7 | 287.4 | 16.32 | 1.9 | 16.16 | 14.63 | 11.64% | 290.785 | 15.5475 | 0.077231 | 15.6013 | 0.99655 | 16.2637 | 2000 | 2000
2011-12-27 14:00 | 15.46 | 15.37 | 15.14 | 14.84 | 14.58 | 14.29 | 14.01 | 13.77 | 13.49 | 12.99 | 286.7 | 286.8 | 286.9 | 286.7 | 286.1 | 285.5 | 285.5 | 285.6 | 285.4 | 284.9 | 282 | 14.43 | 2.34 | 14.26 | 12.13 | 16.22% | 285.5 | 14.2824 | 0.18287 | 14.2495 | 1.0023 | 14.4633 | 2000 | 2000
2011-12-27 14:10 | 16.82 | 16.72 | 16.56 | 16.44 | 16.33 | 16.16 | 15.95 | 15.71 | 15.4 | 14.67 | 290.6 | 290.7 | 290.6 | 290.5 | 290.4 | 290.7 | 291.1 | 291.3 | 291.4 | 291.8 | 288.2 | 16.56 | 2.29 | 16.32 | 14.11 | 13.83% | 290.76 | 16.0354 | 0.12087 | 16.1297 | 0.99415 | 16.4631 | 2000 | 2000
2011-12-27 14:20 | 14.61 | 14.46 | 14.2 | 13.91 | 13.64 | 13.41 | 13.15 | 12.84 | 12.49 | 11.97 | 280.6 | 280.6 | 280.4 | 280.2 | 279.9 | 279.5 | 279.3 | 279.4 | 279.6 | 279.9 | 276.5 | 13.37 | 1.58 | 13.22 | 11.58 | 11.82% | 279.47 | 13.3582 | 0.18093 | 13.3724 | 0.99893 | 13.3557 | 1999.37 | 1999.36
2011-12-27 14:30 | 14.02 | 13.98 | 13.93 | 13.88 | 13.75 | 13.55 | 13.33 | 13.07 | 12.74 | 12.16 | 275.3 | 275 | 274.7 | 274.2 | 273.7 | 273.2 | 273.1 | 273.1 | 273 | 272.6 | 271.4 | 13.7 | 1.53 | 13.69 | 12.04 | 11.17% | 273.185 | 13.4226 | 0.15127 | 13.5183 | 0.99293 | 13.6031 | 1999.7 | 1999.6
2011-12-27 14:40 | 13.53 | 13.44 | 13.25 | 12.99 | 12.66 | 12.31 | 11.98 | 11.66 | 11.41 | 10.84 | 275.5 | 275.2 | 274.6 | 274.1 | 273.9 | 273.8 | 273.5 | 273.6 | 273.7 | 273.3 | 270.3 | 12.43 | 1.69 | 12.38 | 10.75 | 13.6% | 273.755 | 12.3071 | 0.25111 | 12.2622 | 1.0037 | 12.4756 | 1992.73 | 1993.28
2011-12-27 14:50 | 14.8 | 14.76 | 14.62 | 14.43 | 14.25 | 14.14 | 14.06 | 13.95 | 13.79 | 13.42 | 279.7 | 279.4 | 278.9 | 278.4 | 278 | 277.8 | 278 | 278.2 | 278.1 | 277.4 | 274.4 | 14.4 | 1.63 | 14.35 | 12.73 | 11.32% | 277.83 | 14.1562 | 0.052431 | 14.1285 | 1.002 | 14.4282 | 2000 | 2000
2011-12-27 15:00 | 14.33 | 14.26 | 14.05 | 13.75 | 13.41 | 13.06 | 12.79 | 12.57 | 12.42 | 12.08 | 276.5 | 276.5 | 276.1 | 275.9 | 275.7 | 275.3 | 274.9 | 274.6 | 274.2 | 273.4 | 272 | 13.2 | 1.68 | 13.09 | 11.67 | 12.73% | 275.24 | 13.1426 | 0.19305 | 13.021 | 1.0093 | 13.3233 | 1999.2 | 1999.32
2011-12-27 15:10 | 17.15 | 17.01 | 16.69 | 16.39 | 16.19 | 16.04 | 15.89 | 15.71 | 15.5 | 14.91 | 278.6 | 278.5 | 278.2 | 277.8 | 277.7 | 277.7 | 277.8 | 277.4 | 276.9 | 276.3 | 274.9 | 16.29 | 2.08 | 16.19 | 14.35 | 12.77% | 277.715 | 16.036 | 0.086825 | 16.0184 | 1.0011 | 16.3079 | 2000 | 2000
2011-12-27 15:20 | 15.56 | 15.46 | 15.29 | 15.16 | 15.08 | 14.96 | 14.81 | 14.62 | 14.41 | 14.03 | 278.8 | 278.9 | 278.8 | 278.5 | 278.4 | 278.5 | 279 | 279.6 | 280 | 280.1 | 274.4 | 15.14 | 2.26 | 15.04 | 13.26 | 14.93% | 278.575 | 14.8802 | 0.093125 | 14.9384 | 0.9961 | 15.081 | 2000 | 2000
2011-12-27 15:30 | 17.25 | 17.08 | 16.77 | 16.49 | 16.26 | 16.06 | 15.86 | 15.57 | 15.18 | 14.58 | 279.2 | 279 | 278.9 | 278.8 | 278.6 | 278.5 | 278.4 | 278.6 | 278.9 | 279.5 | 274.2 | 15.44 | 2.15 | 15.31 | 14.27 | 13.92% | 278.485 | 16.0002 | 0.1158 | 16.0312 | 0.99807 | 15.4101 | 2000 | 2000
2011-12-27 15:40 | 16.68 | 16.47 | 16.05 | 15.68 | 15.42 | 15.2 | 14.95 | 14.57 | 14.05 | 13.4 | 275.8 | 275.5 | 275.1 | 274.7 | 274.2 | 274 | 273.8 | 273.7 | 273.6 | 273.3 | 269.9 | 15 | 2.12 | 14.81 | 12.85 | 14.13% | 273.97 | 15.1117 | 0.15325 | 15.1639 | 0.99656 | 14.9483 | 2000 | 2000
2011-12-27 15:50 | 15.95 | 15.79 | 15.48 | 15.18 | 14.91 | 14.58 | 14.23 | 13.91 | 13.63 | 13.08 | 275.8 | 275.7 | 275.4 | 275.3 | 275 | 274.8 | 274.5 | 274.2 | 274.2 | 274 | 270.5 | 14.48 | 1.69 | 14.26 | 12.46 | 11.67% | 274.755 | 14.5448 | 0.22454 | 14.5293 | 1.0011 | 14.4954 | 2000 | 2000
2011-12-27 16:00 | 15.12 | 14.96 | 14.56 | 14.18 | 13.85 | 13.49 | 13.14 | 12.84 | 12.55 | 12.02 | 274.9 | 274.9 | 274.7 | 274.3 | 273.9 | 273.5 | 273.5 | 273.6 | 273.4 | 272.9 | 268.7 | 13.31 | 1.49 | 13.17 | 11.57 | 11.19% | 273.5 | 13.5133 | 0.24292 | 13.4393 | 1.0055 | 13.3833 | 1999.31 | 1999.38
2011-12-27 16:10 | 14.53 | 14.33 | 14 | 13.75 | 13.56 | 13.41 | 13.23 | 13 | 12.72 | 12.18 | 272.8 | 272.6 | 272.1 | 271.5 | 271 | 270.3 | 269.6 | 268.9 | 268.2 | 267.7 | 266.6 | 13.78 | 1.41 | 13.75 | 11.61 | 10.23% | 270.195 | 13.3584 | 0.12488 | 13.3841 | 0.99808 | 13.7536 | 1999.78 | 1999.75
2011-12-27 16:20 | 15.92 | 15.8 | 15.52 | 15.22 | 14.92 | 14.62 | 14.32 | 13.96 | 13.56 | 12.96 | 278.4 | 278.1 | 277.4 | 276.7 | 276 | 275.2 | 274.6 | 273.9 | 273.4 | 273.3 | 271.2 | 14.7 | 1.58 | 14.5 | 12.54 | 10.75% | 275.11 | 14.5628 | 0.1916 | 14.5766 | 0.99905 | 14.6861 | 2000 | 2000
2011-12-27 18:40 | 13.32 | 13.13 | 12.75 | 12.44 | 12.21 | 11.95 | 11.66 | 11.35 | 11.04 | 10.55 | 283.3 | 283.1 | 282.9 | 282.5 | 281.9 | 281.4 | 280.9 | 280.4 | 280.3 | 279.9 | 276.8 | 12.47 | 2.21 | 12.27 | 10.68 | 17.72% | 281.325 | 11.9075 | 0.22702 | 11.908 | 0.99995 | 12.4694 | 1993.17 | 1993.17
2011-12-27 18:50 | 15.6 | 15.51 | 15.27 | 14.96 | 14.71 | 14.52 | 14.37 | 14.21 | 13.97 | 13.4 | 290.6 | 290.6 | 290.7 | 290.6 | 290.2 | 289.7 | 289.3 | 289.1 | 289.2 | 289.1 | 285.7 | 14.28 | 1.85 | 14.03 | 11.92 | 12.96% | 289.64 | 14.5482 | 0.095961 | 14.4984 | 1.0034 | 14.329 | 2000 | 2000
2011-12-27 19:00 | 15.92 | 15.75 | 15.44 | 15.16 | 14.98 | 14.85 | 14.73 | 14.57 | 14.34 | 13.84 | 292.4 | 292.2 | 291.9 | 291.9 | 291.7 | 291.5 | 291.5 | 291.3 | 290.9 | 290.6 | 286.1 | 15.37 | 1.63 | 15.13 | 12.83 | 10.61% | 291.5 | 14.8484 | 0.074978 | 14.8327 | 1.0011 | 15.3862 | 2000 | 2000
2011-12-27 19:10 | 15.73 | 15.61 | 15.38 | 15.15 | 14.98 | 14.81 | 14.6 | 14.39 | 14.08 | 13.34 | 292.6 | 292.6 | 292.5 | 292.2 | 291.7 | 291.3 | 291 | 290.9 | 290.9 | 291.4 | 287.3 | 14.83 | 2.05 | 14.71 | 12.98 | 13.82% | 291.255 | 14.7333 | 0.13197 | 14.7797 | 0.99686 | 14.7834 | 2000 | 2000
2011-12-27 19:20 | 16.22 | 16.09 | 15.82 | 15.48 | 15.14 | 14.81 | 14.52 | 14.23 | 13.91 | 13.41 | 285.6 | 285.4 | 285.1 | 284.9 | 284.6 | 284.4 | 284 | 283.4 | 283 | 282.5 | 281.2 | 15.06 | 1.75 | 14.95 | 13.05 | 11.62% | 284.34 | 14.8279 | 0.18275 | 14.7681 | 1.0041 | 15.121 | 2000 | 2000
2011-12-27 19:30 | 15.1 | 14.96 | 14.7 | 14.4 | 14.12 | 13.84 | 13.53 | 13.18 | 12.87 | 12.53 | 282.1 | 282.1 | 282 | 281.8 | 281.6 | 281.6 | 281.4 | 281 | 280.8 | 281.1 | 276.9 | 13.75 | 1.91 | 13.5 | 11.84 | 13.89% | 281.57 | 13.797 | 0.20934 | 13.7952 | 1.0001 | 13.7518 | 1999.75 | 1999.75
2011-12-27 19:40 | 14.45 | 14.28 | 13.92 | 13.53 | 13.23 | 12.95 | 12.69 | 12.38 | 12.02 | 11.46 | 274.9 | 274.5 | 273.9 | 273.3 | 273 | 272.8 | 272.5 | 272.3 | 272.4 | 272.2 | 270.6 | 13.56 | 1.35 | 13.29 | 11.35 | 9.956% | 272.755 | 12.9503 | 0.18742 | 12.9124 | 1.0029 | 13.5998 | 1999.56 | 1999.6
2011-12-27 19:50 | 15.37 | 15.18 | 14.81 | 14.43 | 14.08 | 13.74 | 13.38 | 13.07 | 12.79 | 12.14 | 277.2 | 276.8 | 276.1 | 275.1 | 274 | 273.4 | 273.3 | 273.2 | 272.9 | 271.3 | 270.7 | 13.84 | 1.7 | 13.61 | 11.67 | 12.28% | 273.385 | 13.7438 | 0.24535 | 13.6878 | 1.0041 | 13.8966 | 1999.84 | 1999.9
2011-12-27 20:00 | 15 | 14.89 | 14.66 | 14.42 | 14.19 | 13.96 | 13.78 | 13.6 | 13.26 | 12.57 | 286.8 | 286.6 | 286.1 | 285.8 | 285.8 | 285.6 | 285.3 | 284.9 | 284.2 | 283 | 279.8 | 14.07 | 2.23 | 14.02 | 12.46 | 15.85% | 285.555 | 13.9482 | 0.11993 | 13.9341 | 1.001 | 14.0843 | 2000 | 2000
2011-12-27 20:10 | 13.41 | 13.3 | 13.1 | 12.99 | 12.9 | 12.76 | 12.62 | 12.46 | 12.29 | 11.97 | 297.8 | 297.6 | 297.4 | 296.9 | 296.3 | 295.8 | 295.3 | 295.4 | 295.5 | 295.7 | 290.2 | 12.72 | 1.65 | 12.65 | 11.12 | 12.97% | 295.725 | 12.7136 | 0.10195 | 12.7398 | 0.99794 | 12.6938 | 1995.92 | 1995.59
2011-12-27 20:20 | 15.55 | 15.43 | 15.23 | 14.99 | 14.66 | 14.34 | 14.03 | 13.7 | 13.34 | 12.51 | 299.3 | 299.1 | 298.6 | 298 | 297.5 | 297.3 | 297 | 296.9 | 296.9 | 296.8 | 293.2 | 14.61 | 2.19 | 14.43 | 12.68 | 14.99% | 297.255 | 14.2919 | 0.20196 | 14.2952 | 0.99977 | 14.6066 | 2000 | 2000
2011-12-27 20:30 | 14.95 | 14.83 | 14.66 | 14.5 | 14.34 | 14.11 | 13.84 | 13.58 | 13.33 | 12.83 | 300.9 | 300.7 | 300.4 | 300.2 | 300.3 | 300.4 | 300.4 | 300.3 | 300.4 | 301 | 296.1 | 13.88 | 1.74 | 13.61 | 12.2 | 12.54% | 300.4 | 14.0246 | 0.17854 | 14.071 | 0.9967 | 13.8342 | 1999.88 | 1999.83
2011-12-27 20:40 | 16.2 | 16.13 | 15.95 | 15.77 | 15.61 | 15.42 | 15.19 | 14.95 | 14.72 | 14.41 | 304.1 | 304 | 303.9 | 304.2 | 304.5 | 304.6 | 304.6 | 304.6 | 304.7 | 304.9 | 300.1 | 15.38 | 1.92 | 15.08 | 13.63 | 12.48% | 304.6 | 15.3536 | 0.13887 | 15.3868 | 0.99784 | 15.3468 | 2000 | 2000
2011-12-27 20:50 | 10.84 | 10.77 | 10.63 | 10.5 | 10.35 | 10.19 | 10.02 | 9.88 | 9.7 | 9.28 | 300.8 | 300.7 | 300.3 | 299.8 | 299.4 | 299 | 298.7 | 298.6 | 298.5 | 298.7 | 294.5 | 10.11 | 1.5 | 9.95 | 8.87 | 14.84% | 298.955 | 10.1598 | 0.15547 | 10.1655 | 0.99944 | 10.1044 | 1666.37 | 1663.7
2011-12-27 21:00 | 8.66 | 8.55 | 8.34 | 8.14 | 7.98 | 7.8 | 7.58 | 7.32 | 7.03 | 6.49 | 285.3 | 285.5 | 285.6 | 285.6 | 285.5 | 285.4 | 285.4 | 285.4 | 285.3 | 285.4 | 281.3 | 7.6 | 0.55 | 7.5 | 6.19 | 7.237% | 285.4 | 7.7294 | 0.26439 | 7.7681 | 0.99502 | 7.5621 | 768.6 | 756.56
2011-12-27 21:10 | 10.51 | 10.41 | 10.2 | 9.96 | 9.74 | 9.45 | 9.11 | 8.72 | 8.31 | 7.66 | 269 | 268.6 | 267.9 | 267.5 | 267.4 | 267.2 | 266.9 | 266.6 | 266.5 | 267.3 | 265.8 | 8.52 | 1.49 | 8.42 | 7.21 | 17.49% | 267.155 | 9.3467 | 0.33861 | 9.4005 | 0.99427 | 8.4712 | 1079.84 | 1061.49
2011-12-27 21:20 | 11.24 | 11.17 | 11.03 | 10.89 | 10.77 | 10.6 | 10.37 | 10.12 | 9.84 | 9.31 | 273.8 | 273.4 | 272.7 | 272 | 271.2 | 270.8 | 270.3 | 270 | 269.6 | 269 | 267.8 | 10.1 | 1.73 | 10.15 | 8.52 | 17.13% | 270.725 | 10.4884 | 0.20272 | 10.5667 | 0.99259 | 10.0251 | 1663.7 | 1645.01
2011-12-27 21:30 | 9.53 | 9.5 | 9.49 | 9.43 | 9.3 | 9.11 | 8.86 | 8.59 | 8.28 | 7.76 | 274.6 | 273.6 | 272.9 | 271.5 | 270.1 | 268.9 | 268 | 266.8 | 266 | 265.8 | 267.2 | 8.72 | 1.2 | 8.56 | 7.33 | 13.76% | 268.765 | 8.9696 | 0.25714 | 9.0738 | 0.98853 | 8.62 | 1153.24 | 1116.54
2011-12-27 22:20 | 10.56 | 10.46 | 10.24 | 9.97 | 9.77 | 9.62 | 9.48 | 9.28 | 8.98 | 8.43 | 270.6 | 270 | 269.2 | 268.5 | 267.7 | 266.8 | 266.3 | 266.2 | 266.3 | 265.7 | 265.1 | 9.15 | 1.96 | 9.16 | 8.12 | 21.42% | 266.725 | 9.5982 | 0.13547 | 9.5998 | 0.99983 | 9.1485 | 1313.15 | 1313.15
2011-12-27 22:30 | 11.23 | 11.09 | 10.82 | 10.48 | 10.15 | 9.88 | 9.6 | 9.23 | 8.84 | 8.28 | 279.4 | 278.9 | 278.1 | 277.2 | 276.2 | 275.6 | 275.4 | 275.2 | 274.9 | 274.7 | 271.4 | 10.01 | 0.88 | 9.84 | 8.05 | 8.791% | 275.57 | 9.8531 | 0.26567 | 9.8394 | 1.0014 | 10.024 | 1639.67 | 1642.34
2011-12-27 22:40 | 10.88 | 10.82 | 10.67 | 10.53 | 10.37 | 10.15 | 9.89 | 9.59 | 9.25 | 8.81 | 279.2 | 278.8 | 278.3 | 277.8 | 277.4 | 276.9 | 276.7 | 276.8 | 277 | 277.1 | 273.8 | 10.44 | 1.36 | 10.39 | 8.73 | 13.03% | 276.87 | 10.0443 | 0.2398 | 10.1123 | 0.99328 | 10.3698 | 1754.48 | 1735.79
2011-12-27 22:50 | 11.25 | 11.14 | 10.92 | 10.73 | 10.52 | 10.25 | 9.95 | 9.66 | 9.33 | 8.71 | 277.9 | 277.5 | 276.8 | 276.2 | 275.7 | 275.1 | 274.5 | 273.5 | 272.8 | 272.1 | 271.6 | 10.44 | 1.03 | 10.36 | 8.53 | 9.866% | 275.01 | 10.1734 | 0.2745 | 10.2065 | 0.99676 | 10.4061 | 1754.48 | 1746.47
2011-12-27 23:00 | 11.49 | 11.41 | 11.23 | 11.03 | 10.82 | 10.62 | 10.42 | 10.18 | 9.87 | 9.36 | 274.1 | 273.8 | 273.3 | 272.8 | 272.5 | 272.1 | 271.9 | 271.9 | 271.7 | 271.4 | 269.4 | 10.72 | 0.94 | 10.65 | 9.29 | 8.769% | 272.07 | 10.5737 | 0.17569 | 10.5911 | 0.99836 | 10.7024 | 1829.24 | 1823.9
2011-12-28 01:20 | 14.31 | 14.15 | 13.77 | 13.45 | 13.12 | 12.76 | 12.4 | 11.96 | 11.54 | 10.8 | 274.5 | 273.7 | 272.5 | 271.3 | 270.2 | 268.9 | 268.1 | 267.3 | 266.2 | 264.2 | 265.9 | 12.5 | 1.09 | 12.3 | 9.86 | 8.72% | 268.78 | 12.6943 | 0.26447 | 12.7078 | 0.99894 | 12.4868 | 1993.5 | 1993.39
2011-12-28 03:20 | 13.34 | 13.27 | 13.1 | 12.92 | 12.65 | 12.36 | 12.02 | 11.61 | 11.17 | 10.47 | 274 | 273.5 | 272.8 | 272.4 | 271.7 | 271.1 | 270.4 | 270 | 269.6 | 269.3 | 268.3 | 12.43 | 1.12 | 12.3 | 9.66 | 9.01% | 270.995 | 12.232 | 0.25776 | 12.3107 | 0.99361 | 12.3506 | 1992.73 | 1991.85
2011-12-28 03:30 | 13.43 | 13.37 | 13.21 | 12.99 | 12.71 | 12.42 | 12.07 | 11.69 | 11.3 | 10.65 | 273.3 | 272.8 | 272 | 271.6 | 271.2 | 270.5 | 269.9 | 269.5 | 269.1 | 268.8 | 267.3 | 12.32 | 0.89 | 12.18 | 10.38 | 7.224% | 270.41 | 12.3149 | 0.26415 | 12.3692 | 0.99561 | 12.2659 | 1991.52 | 1990.97
2011-12-28 03:40 | 12.93 | 12.85 | 12.73 | 12.53 | 12.31 | 12.05 | 11.77 | 11.43 | 11.08 | 10.55 | 272.1 | 271.5 | 270.4 | 269.6 | 269 | 268.1 | 267.5 | 267.2 | 267.2 | 266.9 | 265.8 | 11.98 | 1.01 | 11.91 | 9.62 | 8.431% | 268.01 | 11.9567 | 0.21726 | 12.0095 | 0.99561 | 11.9274 | 1986.32 | 1982.12
2011-12-28 03:50 | 13.21 | 13.11 | 12.93 | 12.69 | 12.43 | 12.11 | 11.81 | 11.45 | 11 | 10.4 | 276.7 | 276.4 | 275.8 | 275.4 | 275 | 274.8 | 274.5 | 274.1 | 273.8 | 273.7 | 270.8 | 12.15 | 1.3 | 11.82 | 9.69 | 10.7% | 274.755 | 12.0378 | 0.23181 | 12.0666 | 0.99762 | 12.121 | 1989.65 | 1989.32
2011-12-28 04:00 | 13.16 | 13.04 | 12.71 | 12.37 | 12.16 | 11.97 | 11.77 | 11.6 | 11.4 | 10.8 | 280.8 | 280.2 | 279.3 | 278.6 | 277.8 | 277.2 | 276.9 | 276.5 | 275.7 | 274.4 | 273.6 | 12.23 | 1.39 | 12.11 | 10.62 | 11.37% | 277.155 | 11.9787 | 0.15571 | 11.9411 | 1.0031 | 12.2685 | 1990.53 | 1990.97
2011-12-28 04:10 | 11.61 | 11.49 | 11.18 | 10.9 | 10.68 | 10.45 | 10.18 | 9.88 | 9.55 | 8.98 | 282.6 | 282 | 281 | 280.1 | 279.2 | 278.3 | 277.4 | 276.5 | 275.7 | 274.9 | 274.5 | 10.72 | 0.95 | 10.55 | 8.7 | 8.862% | 278.165 | 10.3865 | 0.2419 | 10.4109 | 0.99766 | 10.6949 | 1829.24 | 1821.23
2011-12-28 04:20 | 10.3 | 10.21 | 9.94 | 9.63 | 9.38 | 9.07 | 8.7 | 8.34 | 8.03 | 7.66 | 285 | 284.5 | 283.5 | 282.2 | 280.8 | 279.5 | 278.7 | 277.5 | 275.6 | 273.7 | 275.5 | 9.12 | 1.03 | 8.99 | 7.46 | 11.29% | 279.38 | 9.0135 | 0.38488 | 9.016 | 0.99972 | 9.1174 | 1301.72 | 1301.72
2011-12-28 04:30 | 9.43 | 9.32 | 9.09 | 8.87 | 8.75 | 8.62 | 8.39 | 8.21 | 8.11 | 7.74 | 280 | 279.2 | 277.5 | 275.7 | 274.1 | 272.5 | 270.7 | 268.9 | 267.6 | 265.6 | 269.9 | 8.7 | 1.14 | 8.53 | 7.36 | 13.1% | 272.23 | 8.5516 | 0.24992 | 8.5867 | 0.99591 | 8.6644 | 1145.9 | 1131.22
2011-12-28 04:40 | 10.69 | 10.65 | 10.56 | 10.34 | 10.09 | 9.81 | 9.53 | 9.32 | 9.14 | 8.72 | 277.7 | 277 | 275.9 | 275 | 274.3 | 273.1 | 272 | 270.8 | 269.3 | 267.1 | 268.1 | 9.12 | 1.73 | 9.1 | 8.17 | 18.97% | 272.935 | 9.8036 | 0.2676 | 9.7694 | 1.0035 | 9.152 | 1301.72 | 1313.15
2011-12-28 04:50 | 11.48 | 11.38 | 11.14 | 10.93 | 10.75 | 10.53 | 10.27 | 9.94 | 9.64 | 9.23 | 278.1 | 277.6 | 276.4 | 275.2 | 274.2 | 273.4 | 272.5 | 271.5 | 270.9 | 270 | 270.4 | 10.15 | 1.24 | 9.98 | 8.64 | 12.22% | 273.265 | 10.4395 | 0.23104 | 10.4923 | 0.99496 | 10.0988 | 1677.05 | 1663.7
2011-12-28 05:00 | 11.78 | 11.69 | 11.58 | 11.42 | 11.27 | 11.07 | 10.83 | 10.53 | 10.2 | 9.62 | 283.1 | 282.6 | 281.8 | 281.2 | 280.7 | 280.5 | 280.3 | 280.1 | 279.6 | 279 | 276.8 | 11.04 | 1.45 | 10.97 | 9.31 | 13.13% | 280.47 | 10.9548 | 0.20255 | 11.0353 | 0.99271 | 10.9595 | 1907.36 | 1893.32
2011-12-28 05:10 | 10.35 | 10.2 | 9.88 | 9.64 | 9.4 | 9.1 | 8.76 | 8.42 | 8.15 | 7.69 | 281.9 | 281.7 | 281.5 | 281.2 | 280.7 | 279.9 | 279.3 | 279.4 | 279.3 | 279 | 276.6 | 9.31 | 1.38 | 9.1 | 7.6 | 14.82% | 279.81 | 9.0546 | 0.35188 | 9.0505 | 1.0005 | 9.3142 | 1374.11 | 1374.11
2011-12-28 05:20 | 9.02 | 8.91 | 8.67 | 8.35 | 8.03 | 7.7 | 7.39 | 7.08 | 6.77 | 6.41 | 279.2 | 278.8 | 277.8 | 276.8 | 276.1 | 275.3 | 274.9 | 275.1 | 274.8 | 273.8 | 272.3 | 7.78 | 1.25 | 7.56 | 6.23 | 16.07% | 275.24 | 7.7297 | 0.37974 | 7.6548 | 1.0098 | 7.8561 | 822.78 | 846.86
2011-12-28 06:00 | 9.73 | 9.69 | 9.61 | 9.55 | 9.49 | 9.47 | 9.43 | 9.34 | 9.18 | 8.83 | 274.4 | 273.8 | 272.6 | 271.6 | 270.9 | 270 | 268.9 | 267.6 | 266.3 | 264.4 | 267.6 | 9.03 | 1.37 | 9.01 | 8.34 | 15.17% | 269.835 | 9.4092 | 0.039115 | 9.4643 | 0.99418 | 8.9775 | 1267.43 | 1248.66
2011-12-28 12:00 | 2.78 | 2.91 | 3.25 | 3.66 | 4.03 | 4.32 | 4.45 | 4.43 | 4.39 | 4.42 | 201.4 | 201.2 | 201.3 | 201.4 | 201 | 199.5 | 196.5 | 192.6 | 188.6 | 183 | 193.4 | 4.34 | 0.51 | 3.56 | 4.54 | 11.75% | 199.05 | 4.0947 | -0.27398 | 4.3384 | 0.94383 | 4.0962 | 128.06 | 101.9
2011-12-28 12:10 | 3.65 | 3.76 | 3.9 | 3.98 | 4.02 | 3.98 | 3.9 | 3.74 | 3.56 | 3.57 | 193.7 | 194.6 | 196.5 | 197.9 | 198.2 | 197.3 | 195.5 | 192.3 | 187.9 | 181.5 | 191.9 | 3.77 | 0.49 | 3.01 | 3.75 | 13% | 197.03 | 3.8424 | 0.18764 | 3.9684 | 0.96825 | 3.6503 | 70.07 | 59.15
2011-12-28 12:20 | 3.59 | 3.59 | 3.6 | 3.6 | 3.56 | 3.55 | 3.56 | 3.51 | 3.39 | 3.32 | 184 | 184.1 | 184.4 | 184.9 | 185.1 | 185.1 | 185.3 | 185.7 | 184.3 | 178.8 | 180 | 3.5 | 0.55 | 3.18 | 3.41 | 15.71% | 185.13 | 3.5285 | -0.025994 | 3.5514 | 0.99355 | 3.4774 | 45.5 | 43.68
2011-12-28 12:30 | 3.81 | 3.75 | 3.67 | 3.61 | 3.59 | 3.59 | 3.59 | 3.6 | 3.6 | 3.56 | 184.3 | 184.9 | 185.8 | 186.8 | 187.8 | 189 | 190.2 | 191 | 190.6 | 185.6 | 184.5 | 3.59 | 0.45 | 3.13 | 3.44 | 12.53% | 189.18 | 3.6071 | 0 | 3.59 | 1.0048 | 3.6071 | 53.69 | 55.51
2011-12-28 12:40 | 4.63 | 4.54 | 4.33 | 4.17 | 4.03 | 3.94 | 3.93 | 4.04 | 4.19 | 4.27 | 190.3 | 190.5 | 190.9 | 191.3 | 191.9 | 193.1 | 194.8 | 196 | 196.1 | 195.5 | 188.9 | 3.71 | 0.42 | 3.07 | 3.51 | 11.32% | 193.355 | 4.1137 | 0.023484 | 3.9386 | 1.0445 | 3.875 | 64.61 | 79.17
2011-12-28 12:50 | 5 | 4.93 | 4.76 | 4.55 | 4.37 | 4.24 | 4.19 | 4.2 | 4.29 | 4.51 | 193.3 | 193 | 191.9 | 190 | 188 | 186.6 | 184.9 | 183.2 | 181.6 | 179.1 | 182.9 | 4.11 | 0.49 | 3.64 | 4.54 | 11.92% | 186.345 | 4.3897 | 0.10962 | 4.2328 | 1.0371 | 4.2624 | 102.99 | 119.34
2011-12-28 13:00 | 5.53 | 5.51 | 5.48 | 5.46 | 5.43 | 5.41 | 5.42 | 5.45 | 5.45 | 5.34 | 187.9 | 188.2 | 187.9 | 186.9 | 186 | 185.4 | 184.6 | 183.6 | 182.2 | 178.8 | 179.2 | 5.47 | 0.53 | 5.19 | 5.25 | 9.689% | 185.28 | 5.4347 | -0.017066 | 5.4114 | 1.0043 | 5.4935 | 276.14 | 279.38
2011-12-28 13:10 | 6 | 5.89 | 5.7 | 5.58 | 5.59 | 5.71 | 5.84 | 5.91 | 5.93 | 5.81 | 183 | 182.7 | 182.8 | 183.4 | 184.1 | 184.4 | 184.2 | 183.6 | 182.9 | 181.8 | 175.3 | 5.9 | 1.05 | 5.61 | 5.39 | 17.8% | 184.37 | 5.7648 | -0.20803 | 5.7284 | 1.0064 | 5.9375 | 345.8 | 352.28
2011-12-28 13:20 | 8.23 | 8.19 | 8.08 | 7.97 | 7.85 | 7.74 | 7.55 | 7.27 | 6.94 | 6.41 | 183.5 | 183.5 | 183.1 | 183 | 182.8 | 182.3 | 181.3 | 180 | 178.6 | 176.9 | 173.6 | 8.12 | 0.98 | 7.87 | 5.86 | 12.07% | 182.15 | 7.6019 | 0.22968 | 7.7125 | 0.98567 | 8.0036 | 933.04 | 889
2011-12-28 13:30 | 7.71 | 7.71 | 7.7 | 7.7 | 7.74 | 7.84 | 7.94 | 7.96 | 7.85 | 7.4 | 179.5 | 179.8 | 179.9 | 180.3 | 180.9 | 181.2 | 180.8 | 179.5 | 177.7 | 174.8 | 170.8 | 8.11 | 1.13 | 8.18 | 6.88 | 13.93% | 181.14 | 7.7939 | -0.11712 | 7.8542 | 0.99232 | 8.0477 | 929.37 | 907.35
2011-12-28 13:40 | 6.91 | 6.86 | 6.81 | 6.75 | 6.71 | 6.66 | 6.64 | 6.68 | 6.76 | 6.68 | 169.7 | 170.4 | 171.4 | 172.3 | 172.3 | 171.5 | 170.5 | 168.9 | 167.5 | 166 | 165 | 6.26 | 1.65 | 6.21 | 6.64 | 26.36% | 171.35 | 6.7124 | 0.027792 | 6.6571 | 1.0083 | 6.312 | 420.76 | 432.06
2011-12-28 13:50 | 7.99 | 7.88 | 7.72 | 7.63 | 7.49 | 7.3 | 7.15 | 7.03 | 7.05 | 7.17 | 167.1 | 167.7 | 168.8 | 169.2 | 169.4 | 168.9 | 167.6 | 166.1 | 164.5 | 162.6 | 163.3 | 6.1 | 1.02 | 6.12 | 7.26 | 16.72% | 168.705 | 7.3459 | 0.19186 | 7.2783 | 1.0093 | 6.1566 | 384.6 | 398.16
2011-12-28 14:00 | 7.93 | 7.78 | 7.56 | 7.35 | 7.13 | 6.93 | 6.79 | 6.69 | 6.67 | 6.74 | 168.3 | 168.2 | 167.4 | 165.9 | 164.7 | 163.4 | 162 | 160.6 | 159.6 | 157.2 | 162.1 | 5.97 | 0.96 | 5.97 | 6.87 | 16.08% | 163.19 | 7.0255 | 0.1886 | 6.9098 | 1.0167 | 6.07 | 357.14 | 377.82
2011-12-28 14:10 | 7.73 | 7.5 | 7.14 | 6.93 | 6.87 | 6.82 | 6.8 | 6.86 | 6.9 | 6.9 | 159.5 | 159 | 158.3 | 157.9 | 158.1 | 158.4 | 158.5 | 158.2 | 157.5 | 156.7 | 157.3 | 6.33 | 1.1 | 6.4 | 6.86 | 17.38% | 158.415 | 6.9255 | 0.027139 | 6.8171 | 1.0159 | 6.4306 | 436.58 | 459.18
2011-12-28 14:20 | 7.09 | 6.88 | 6.56 | 6.37 | 6.3 | 6.31 | 6.38 | 6.35 | 6.29 | 6.08 | 155.7 | 155.2 | 154.2 | 153.7 | 153.8 | 153.7 | 153.6 | 154 | 154.4 | 154.7 | 154.7 | 6.08 | 0.86 | 6.21 | 5.97 | 14.14% | 153.685 | 6.3719 | -0.10195 | 6.32 | 1.0082 | 6.13 | 380.08 | 391.38
2011-12-28 14:30 | 8.31 | 8.17 | 7.97 | 7.9 | 7.87 | 7.84 | 7.82 | 7.74 | 7.58 | 7.1 | 151.9 | 151.5 | 151.3 | 151.4 | 151.2 | 151.4 | 151.9 | 152.3 | 152.1 | 151.8 | 150.6 | 7.93 | 1.16 | 8.02 | 6.86 | 14.63% | 151.475 | 7.7974 | 0.023604 | 7.8371 | 0.99493 | 7.8898 | 867.93 | 855.89
2011-12-28 14:40 | 10.48 | 10.36 | 10.15 | 10.06 | 9.98 | 9.8 | 9.54 | 9.26 | 8.92 | 8.31 | 149.7 | 149.4 | 148.6 | 148.1 | 147.7 | 147.4 | 146.9 | 146 | 144.9 | 143.3 | 142.2 | 9.79 | 0.78 | 9.74 | 7.57 | 7.967% | 147.325 | 9.645 | 0.24848 | 9.7623 | 0.98798 | 9.6724 | 1556.99 | 1511.27
2011-12-28 14:50 | 11.33 | 11.23 | 10.98 | 10.72 | 10.52 | 10.34 | 10.16 | 9.92 | 9.54 | 8.8 | 146.4 | 146.2 | 146.2 | 146.3 | 146.2 | 145.9 | 145.6 | 145.4 | 144.6 | 143.8 | 141.1 | 10.44 | 0.71 | 10.38 | 8.07 | 6.801% | 145.855 | 10.2852 | 0.16228 | 10.314 | 0.9972 | 10.4108 | 1754.48 | 1746.47
2011-12-28 15:10 | 13.18 | 13.08 | 12.83 | 12.51 | 12.12 | 11.64 | 11.11 | 10.63 | 10.15 | 9.4 | 147.2 | 147.1 | 147.1 | 147 | 146.9 | 146.6 | 146.3 | 145.5 | 144.2 | 142.1 | 141.7 | 11.96 | 0.92 | 11.7 | 8.88 | 7.692% | 146.555 | 11.575 | 0.43065 | 11.5625 | 1.0011 | 11.9729 | 1984.64 | 1985.48
2011-12-28 15:30 | 15.42 | 15.4 | 15.33 | 15.13 | 14.8 | 14.38 | 13.91 | 13.39 | 12.79 | 11.76 | 149 | 149 | 148.8 | 148.6 | 148.3 | 147.8 | 146.8 | 145.6 | 143.5 | 140.9 | 142.1 | 14.72 | 0.91 | 14.53 | 10.65 | 6.182% | 147.65 | 14.1987 | 0.30708 | 14.3117 | 0.99211 | 14.6038 | 2000 | 2000
2011-12-28 15:40 | 16.29 | 16.25 | 16.09 | 15.82 | 15.45 | 14.9 | 14.23 | 13.54 | 12.75 | 11.48 | 151 | 150.9 | 150.8 | 150.6 | 150.3 | 149.8 | 149.1 | 147.7 | 146.2 | 144 | 144.9 | 15.13 | 0.68 | 14.85 | 10.61 | 4.494% | 149.695 | 14.6568 | 0.42517 | 14.8021 | 0.99018 | 14.9815 | 2000 | 2000
2011-12-28 15:50 | 16.24 | 16.08 | 15.79 | 15.52 | 15.24 | 14.73 | 14.04 | 13.23 | 12.31 | 10.97 | 152.5 | 152.3 | 151.8 | 151.2 | 150.4 | 149.2 | 147.9 | 146.2 | 144.1 | 141.8 | 143.9 | 15.02 | 0.81 | 14.81 | 10.12 | 5.393% | 149.005 | 14.3839 | 0.44334 | 14.6291 | 0.98324 | 14.7683 | 2000 | 2000
2011-12-28 21:30 | 15.64 | 15.22 | 14.54 | 14.13 | 13.8 | 13.32 | 12.78 | 12.23 | 11.69 | 10.85 | 159.3 | 157.9 | 155.8 | 154.2 | 153.3 | 152.4 | 151.5 | 150.4 | 149.1 | 146.3 | 147.4 | 13.93 | 1.28 | 13.66 | 10.64 | 9.189% | 152.265 | 13.2221 | 0.38244 | 13.2413 | 0.99855 | 13.9098 | 1999.93 | 1999.91
2011-12-28 21:40 | 14.62 | 14.17 | 13.48 | 13 | 12.62 | 12.21 | 11.78 | 11.33 | 10.82 | 9.87 | 161.8 | 160.7 | 158.8 | 157.4 | 156.5 | 155.6 | 154.7 | 153.9 | 152.7 | 150.8 | 149.7 | 12.92 | 1.34 | 12.65 | 9.67 | 10.37% | 155.465 | 12.1866 | 0.33131 | 12.1474 | 1.0032 | 12.9617 | 1998.12 | 1998.56
2011-12-28 21:50 | 14.3 | 13.92 | 13.16 | 12.51 | 12.01 | 11.61 | 11.22 | 10.81 | 10.4 | 9.66 | 165.9 | 164.9 | 162.9 | 161.3 | 160.4 | 159.3 | 158.1 | 157.1 | 156.1 | 154.7 | 154.4 | 11.77 | 1.52 | 11.8 | 9.43 | 12.91% | 159.12 | 11.7067 | 0.31575 | 11.5533 | 1.0133 | 11.9263 | 1968.68 | 1982.12
2011-12-28 22:00 | 13.07 | 12.74 | 12.15 | 11.64 | 11.21 | 10.77 | 10.32 | 9.89 | 9.52 | 8.83 | 167.8 | 166.9 | 165.5 | 164.4 | 163.7 | 162.8 | 161.6 | 160.4 | 159.6 | 159 | 156.8 | 10.14 | 1.29 | 10.15 | 8.39 | 12.72% | 162.62 | 10.8163 | 0.39441 | 10.7043 | 1.0105 | 10.246 | 1674.38 | 1703.75
2011-12-28 22:10 | 12.54 | 12.31 | 11.88 | 11.41 | 10.97 | 10.53 | 10.13 | 9.78 | 9.39 | 8.78 | 168.7 | 168.1 | 167 | 165.8 | 165 | 164.2 | 163.5 | 162.8 | 161.9 | 161 | 158.5 | 9.95 | 1.33 | 9.9 | 8.61 | 13.37% | 164.095 | 10.6039 | 0.35788 | 10.4717 | 1.0126 | 10.0755 | 1617.95 | 1658.36
2011-12-28 22:20 | 11.63 | 11.46 | 11.12 | 10.73 | 10.33 | 9.89 | 9.49 | 9.14 | 8.83 | 8.29 | 171.3 | 170.6 | 169.2 | 168.2 | 167.5 | 166.6 | 165.1 | 163 | 160.8 | 159.6 | 159.9 | 9.41 | 1.22 | 9.36 | 8.38 | 12.96% | 166.375 | 9.9414 | 0.38152 | 9.8317 | 1.0112 | 9.515 | 1412.21 | 1450.31
2011-12-28 22:40 | 11.58 | 11.34 | 10.89 | 10.46 | 10.05 | 9.6 | 9.13 | 8.65 | 8.22 | 7.71 | 179.4 | 178.6 | 177.1 | 175.7 | 174.4 | 173 | 171.6 | 169.7 | 167.3 | 164.8 | 165.4 | 9.36 | 1.51 | 8.96 | 7.57 | 16.13% | 172.79 | 9.6001 | 0.46387 | 9.5312 | 1.0072 | 9.4277 | 1393.16 | 1419.83
2011-12-28 22:50 | 11.46 | 11.3 | 10.93 | 10.43 | 9.87 | 9.24 | 8.66 | 8.2 | 7.83 | 7.39 | 182.3 | 181.4 | 179.8 | 178.4 | 177 | 175.5 | 174.1 | 172.7 | 171.1 | 168.6 | 167.1 | 9.54 | 1.45 | 8.98 | 7.16 | 15.2% | 175.29 | 9.3732 | 0.59907 | 9.1546 | 1.0239 | 9.7678 | 1461.74 | 1549.37
2011-12-28 23:00 | 11.21 | 11.08 | 10.77 | 10.41 | 10.03 | 9.62 | 9.16 | 8.75 | 8.34 | 7.59 | 182.5 | 181.8 | 180.8 | 179.9 | 179.1 | 178.2 | 177.6 | 176.8 | 175.5 | 172.6 | 169.8 | 10.08 | 1.13 | 9.64 | 7.05 | 11.21% | 178.11 | 9.5944 | 0.45279 | 9.5527 | 1.0044 | 10.124 | 1658.36 | 1669.04
2011-12-28 23:10 | 10.27 | 10.2 | 10.06 | 9.85 | 9.55 | 9.21 | 8.84 | 8.39 | 7.86 | 7.12 | 184.5 | 183.9 | 183.1 | 182.1 | 180.8 | 179.2 | 177.6 | 176.1 | 174.7 | 173.3 | 171.9 | 9.51 | 1.3 | 8.94 | 6.65 | 13.67% | 178.96 | 9.0906 | 0.37891 | 9.1561 | 0.99285 | 9.442 | 1450.31 | 1423.64
2011-12-28 23:20 | 9.82 | 9.75 | 9.6 | 9.44 | 9.3 | 9.06 | 8.68 | 8.26 | 7.83 | 7.16 | 185.9 | 185.1 | 183.4 | 181.9 | 181 | 180.3 | 179.3 | 178.2 | 176.8 | 175.6 | 175.3 | 9.36 | 1.02 | 8.77 | 6.6 | 10.9% | 180.15 | 8.8594 | 0.39595 | 9.0046 | 0.98388 | 9.2091 | 1393.16 | 1336.01
2011-12-28 23:30 | 9.07 | 9.02 | 9 | 8.94 | 8.78 | 8.54 | 8.26 | 7.92 | 7.43 | 6.62 | 188.2 | 187.2 | 185.7 | 184.7 | 183.8 | 182.8 | 181.7 | 180.9 | 179.9 | 178 | 177.5 | 8.72 | 0.89 | 8.05 | 6.09 | 10.21% | 182.635 | 8.3707 | 0.30806 | 8.4993 | 0.98487 | 8.588 | 1153.24 | 1105.53
2011-12-28 23:40 | 8.22 | 8.04 | 7.75 | 7.51 | 7.33 | 7.18 | 6.99 | 6.79 | 6.55 | 6.09 | 190.2 | 188.9 | 186.8 | 185.5 | 184.4 | 183.4 | 183.1 | 183 | 182.4 | 181 | 180.9 | 7.37 | 0.85 | 6.7 | 5.44 | 11.53% | 183.355 | 7.1492 | 0.24783 | 7.1525 | 0.99954 | 7.3666 | 699.37 | 699.37
2011-12-28 23:50 | 8.67 | 8.42 | 7.99 | 7.65 | 7.44 | 7.26 | 7.06 | 6.9 | 6.76 | 6.41 | 193.7 | 192.7 | 191.1 | 189.5 | 187.8 | 186.3 | 184.9 | 183.5 | 182.9 | 182.9 | 181.9 | 7.26 | 0.71 | 6.58 | 5.8 | 9.78% | 186.09 | 7.2978 | 0.25814 | 7.231 | 1.0092 | 7.3271 | 666.26 | 687.33
2011-12-29 | 8.35 | 8.13 | 7.79 | 7.47 | 7.2 | 6.94 | 6.8 | 6.69 | 6.58 | 6.34 | 199.4 | 198.6 | 197.5 | 196.3 | 194.7 | 192.5 | 189.9 | 187.5 | 185.4 | 183.2 | 188.3 | 6.89 | 0.77 | 5.82 | 5.84 | 11.18% | 192.11 | 7.0618 | 0.18832 | 6.9198 | 1.0205 | 7.0314 | 563.14 | 597.03
2011-12-30 10:10 | 7.42 | 7.29 | 7.03 | 6.68 | 6.41 | 6.13 | 5.7 | 5.3 | 4.85 | 4.32 | 318.1 | 317.6 | 316.7 | 315.9 | 315.1 | 314.2 | 312.5 | 310.2 | 307.3 | 304.6 | 308.4 | 5.39 | 0.26 | 4.87 | 2.29 | 4.824% | 313.945 | 6.0529 | 0.67208 | 6.0665 | 0.99777 | 5.378 | 263.18 | 261.56
2011-12-30 10:30 | 6.45 | 6.32 | 6.09 | 5.8 | 5.59 | 5.42 | 5.1 | 4.79 | 4.43 | 3.73 | 328.1 | 327.6 | 326.5 | 324.9 | 324 | 322.5 | 319.4 | 316.4 | 314.5 | 312.8 | 315.6 | 4.86 | 0.32 | 4.46 | 1.96 | 6.584% | 322.035 | 5.3209 | 0.56236 | 5.3729 | 0.99031 | 4.8129 | 184.74 | 179.29
2011-12-30 10:40 | 6.71 | 6.55 | 6.25 | 5.92 | 5.61 | 5.31 | 4.93 | 4.53 | 4.09 | 3.47 | 325.9 | 325 | 323.7 | 323.2 | 321.9 | 320.3 | 318.3 | 315.9 | 313.3 | 308 | 314.1 | 4.76 | 0.4 | 4.27 | 1.89 | 8.403% | 320 | 5.2853 | 0.68617 | 5.2538 | 1.006 | 4.7886 | 173.84 | 177.11
2011-12-30 10:50 | 7.24 | 7.3 | 7.31 | 7.3 | 7.2 | 6.94 | 6.53 | 6.13 | 5.69 | 4.84 | 328.8 | 328.7 | 328.6 | 328.5 | 328.2 | 327.9 | 327.4 | 326.6 | 325.8 | 322.7 | 321.9 | 6.25 | 0.5 | 5.56 | 2.31 | 8% | 327.825 | 6.7104 | 0.56273 | 6.8797 | 0.97539 | 6.0962 | 418.5 | 384.6
2011-12-30 11:00 | 6.6 | 6.62 | 6.73 | 6.89 | 6.98 | 6.92 | 6.71 | 6.34 | 5.85 | 5.03 | 328.8 | 328.7 | 328.7 | 328.7 | 329.2 | 329.5 | 329.4 | 328.7 | 327.2 | 324.6 | 323.3 | 6.32 | 0.23 | 5.7 | 2.51 | 3.639% | 329.485 | 6.5846 | 0.28478 | 6.8895 | 0.95574 | 6.0402 | 434.32 | 371.04
2011-12-30 11:10 | 7.66 | 7.52 | 7.27 | 7.01 | 6.81 | 6.6 | 6.34 | 6 | 5.63 | 4.99 | 331.1 | 331.1 | 330.8 | 330.1 | 329.9 | 329.7 | 329.4 | 328.9 | 328.1 | 327.3 | 323.6 | 6.06 | 0.52 | 5.44 | 2.7 | 8.581% | 329.655 | 6.5271 | 0.3714 | 6.5621 | 0.99467 | 6.0277 | 375.56 | 368.78
2011-12-30 11:20 | 8.98 | 8.71 | 8.21 | 7.78 | 7.46 | 7.14 | 6.81 | 6.48 | 6.08 | 5.33 | 332.9 | 332.9 | 332.8 | 332.6 | 332.1 | 331.8 | 331.4 | 331 | 330.9 | 331.6 | 325.6 | 6.59 | 0.44 | 5.88 | 2.78 | 6.677% | 331.74 | 7.1756 | 0.43729 | 7.0918 | 1.0118 | 6.6679 | 495.34 | 513.42
2011-12-30 11:30 | 8.5 | 8.42 | 8.19 | 7.86 | 7.45 | 7.02 | 6.6 | 6.2 | 5.81 | 5.13 | 335.4 | 335.2 | 334.2 | 332.8 | 331.4 | 330.7 | 330.4 | 330.2 | 329.9 | 330.4 | 324.5 | 6.48 | 0.43 | 5.68 | 2.73 | 6.636% | 330.655 | 7.0575 | 0.57011 | 6.9582 | 1.0143 | 6.5725 | 470.48 | 490.82
2011-12-30 11:40 | 8.38 | 8.25 | 8 | 7.71 | 7.48 | 7.26 | 6.93 | 6.5 | 6.02 | 5.21 | 334.1 | 333.8 | 333.2 | 331.9 | 329.7 | 327.9 | 326.7 | 326 | 325.4 | 325 | 321.7 | 6.66 | 0.34 | 5.92 | 2.75 | 5.105% | 327.72 | 7.1244 | 0.42989 | 7.2118 | 0.98789 | 6.5793 | 511.16 | 493.08
2011-12-30 11:50 | 8.41 | 8.16 | 7.7 | 7.25 | 6.98 | 6.8 | 6.6 | 6.29 | 5.88 | 5.16 | 335.1 | 335.4 | 335.3 | 334.5 | 333.1 | 331.7 | 330.6 | 329.4 | 328.4 | 328.3 | 325.7 | 6.34 | 0.28 | 5.81 | 2.75 | 4.416% | 331.535 | 6.8002 | 0.27587 | 6.771 | 1.0043 | 6.3673 | 438.84 | 445.62
2011-12-30 12:00 | 8.65 | 8.37 | 7.79 | 7.21 | 6.76 | 6.44 | 6.17 | 5.86 | 5.49 | 4.81 | 334.4 | 334.4 | 334.6 | 335 | 334.7 | 334 | 333.1 | 332 | 331.4 | 330.6 | 327.9 | 6 | 0.32 | 5.38 | 2.61 | 5.333% | 333.865 | 6.5996 | 0.39579 | 6.4006 | 1.0311 | 6.1866 | 362 | 404.94
2011-12-30 12:10 | 8.96 | 8.73 | 8.25 | 7.8 | 7.39 | 7 | 6.6 | 6.2 | 5.72 | 4.92 | 336.5 | 336.4 | 336.1 | 335.5 | 335.4 | 335.6 | 335.9 | 336 | 335.8 | 336.6 | 329.3 | 6.49 | 0.34 | 5.71 | 2.57 | 5.239% | 335.645 | 7.058 | 0.54374 | 6.9412 | 1.0168 | 6.5991 | 472.74 | 497.6
2011-12-30 12:20 | 8.81 | 8.7 | 8.37 | 7.89 | 7.45 | 6.98 | 6.61 | 6.24 | 5.8 | 4.97 | 337.3 | 336.9 | 336.4 | 336.5 | 336.3 | 336.4 | 336.1 | 336.2 | 337 | 338.3 | 329.7 | 6.52 | 0.24 | 5.79 | 2.73 | 3.681% | 336.355 | 7.1057 | 0.50331 | 6.9257 | 1.026 | 6.6894 | 479.52 | 517.94
2011-12-30 12:30 | 8.64 | 8.55 | 8.28 | 7.98 | 7.66 | 7.22 | 6.67 | 6.06 | 5.41 | 4.49 | 334.8 | 333.9 | 333 | 332.5 | 332.4 | 333 | 333.4 | 333.9 | 334.3 | 335.2 | 327 | 6.88 | 0.4 | 6.01 | 2.38 | 5.814% | 333.06 | 7.1095 | 0.73221 | 7.1385 | 0.99594 | 6.852 | 560.88 | 554.1
2011-12-30 13:20 | 8.98 | 8.88 | 8.74 | 8.58 | 8.45 | 8.25 | 7.89 | 7.29 | 6.6 | 5.48 | 331.8 | 331.7 | 331 | 330.7 | 331 | 330.7 | 330.7 | 329.9 | 328.8 | 325.6 | 325 | 7.83 | 0.25 | 7.23 | 2.76 | 3.193% | 330.7 | 7.9592 | 0.41231 | 8.1974 | 0.97094 | 7.6024 | 837.83 | 768.6
2011-12-30 13:30 | 8.86 | 8.73 | 8.42 | 8.11 | 7.8 | 7.38 | 6.93 | 6.45 | 5.85 | 5.05 | 329 | 329.1 | 329.6 | 330.2 | 330.7 | 330.7 | 330.4 | 329.5 | 328.5 | 328.1 | 324.9 | 7.08 | 0.31 | 6.41 | 2.77 | 4.379% | 330.655 | 7.3226 | 0.58139 | 7.3138 | 1.0012 | 7.0886 | 612.08 | 615.09
2011-12-30 13:40 | 9.26 | 9.08 | 8.76 | 8.35 | 7.89 | 7.35 | 6.74 | 6.14 | 5.52 | 4.7 | 324.1 | 323.9 | 323.3 | 323.3 | 323.1 | 322.7 | 322.4 | 321.8 | 320.9 | 319.6 | 317.2 | 7.16 | 0.43 | 6.34 | 2.38 | 6.006% | 322.655 | 7.3552 | 0.80064 | 7.2593 | 1.0132 | 7.2545 | 636.16 | 663.25
2011-12-30 13:50 | 10.65 | 10.5 | 10.15 | 9.59 | 8.9 | 8.07 | 7.22 | 6.37 | 5.56 | 4.45 | 322.2 | 321.9 | 322.2 | 322.1 | 321.6 | 320.5 | 319.4 | 318 | 316.4 | 314.5 | 314.2 | 7.73 | 0.75 | 6.83 | 2.5 | 9.702% | 320.335 | 8.2008 | 1.0285 | 7.9423 | 1.0325 | 7.9816 | 807.73 | 882.98
2011-12-30 14:00 | 10.31 | 10.31 | 10.22 | 9.92 | 9.5 | 8.92 | 8.24 | 7.47 | 6.74 | 5.77 | 318.8 | 318.6 | 318.4 | 318 | 317.4 | 316.6 | 315.9 | 314.9 | 313.5 | 310.8 | 311.6 | 8.52 | 0.65 | 7.54 | 2.97 | 7.629% | 316.495 | 8.7848 | 0.73277 | 8.8192 | 0.9961 | 8.4868 | 1079.84 | 1068.83
2011-12-30 14:10 | 9.71 | 9.74 | 9.71 | 9.5 | 9.09 | 8.52 | 7.94 | 7.36 | 6.77 | 5.89 | 318.9 | 318.7 | 318.3 | 317.7 | 316.8 | 315.3 | 313.4 | 311.9 | 310.8 | 309.1 | 309.3 | 8.22 | 0.74 | 7.44 | 3.41 | 9.002% | 315.015 | 8.4432 | 0.65152 | 8.4344 | 1.001 | 8.2286 | 969.74 | 973.41
2011-12-30 14:20 | 9.42 | 9.4 | 9.31 | 9.06 | 8.67 | 8.13 | 7.53 | 6.9 | 6.29 | 5.48 | 319.1 | 318.7 | 318.2 | 317.7 | 317 | 316 | 314.5 | 312.7 | 310.9 | 309.5 | 310.4 | 7.92 | 0.5 | 7.01 | 3.19 | 6.313% | 315.775 | 8.0353 | 0.70847 | 8.0412 | 0.99927 | 7.9142 | 864.92 | 861.91
2011-12-30 14:30 | 8.85 | 8.89 | 8.9 | 8.79 | 8.56 | 8.12 | 7.5 | 6.83 | 6.17 | 5.31 | 319.7 | 319.4 | 318.9 | 318.6 | 318.2 | 317.4 | 316.2 | 314.7 | 313.4 | 311.9 | 311.7 | 7.82 | 0.53 | 6.98 | 3.11 | 6.777% | 317.22 | 7.8668 | 0.73398 | 8.0281 | 0.97991 | 7.6629 | 834.82 | 786.66
2011-12-30 14:40 | 9.55 | 9.53 | 9.46 | 9.39 | 9.31 | 9.03 | 8.58 | 7.99 | 7.31 | 6.19 | 320.6 | 319.8 | 319.3 | 318.8 | 318.2 | 317.7 | 316.5 | 314.9 | 313.2 | 310.6 | 312.5 | 8.72 | 0.33 | 7.98 | 3.51 | 3.784% | 317.52 | 8.6991 | 0.47238 | 8.9641 | 0.97044 | 8.4622 | 1153.24 | 1057.82
2011-12-30 14:50 | 9.61 | 9.41 | 9 | 8.56 | 8.09 | 7.67 | 7.23 | 6.79 | 6.29 | 5.54 | 318.2 | 317.7 | 316.8 | 315.5 | 314.2 | 312.8 | 311.8 | 311.2 | 310.9 | 310.7 | 306.9 | 7.52 | 0.77 | 6.95 | 3.27 | 10.24% | 312.65 | 7.7148 | 0.54593 | 7.6054 | 1.0144 | 7.6282 | 744.52 | 777.63
2011-12-30 15:00 | 8.23 | 8.03 | 7.76 | 7.4 | 7.04 | 6.66 | 6.23 | 5.79 | 5.36 | 4.56 | 318.7 | 317.9 | 316.4 | 315.2 | 313.8 | 312.5 | 310.9 | 309.6 | 308.7 | 307.9 | 307.3 | 6.54 | 0.26 | 5.97 | 2.58 | 3.976% | 312.26 | 6.6454 | 0.61677 | 6.5966 | 1.0074 | 6.5884 | 484.04 | 495.34
2011-12-30 19:00 | 12.15 | 11.86 | 11.19 | 10.5 | 9.79 | 9.05 | 8.35 | 7.73 | 7.1 | 6.15 | 307.9 | 307.7 | 307.1 | 306.7 | 306 | 304.8 | 303.8 | 303.3 | 302.6 | 300.9 | 300.9 | 8.95 | 0.95 | 8.23 | 3.52 | 10.61% | 304.65 | 9.2602 | 0.74393 | 8.9462 | 1.0351 | 9.2641 | 1237.65 | 1355.06
2011-12-30 19:10 | 12.15 | 11.91 | 11.42 | 10.87 | 10.22 | 9.41 | 8.63 | 7.91 | 7.24 | 6.33 | 308.2 | 307.5 | 306.6 | 306 | 305.6 | 305.2 | 304.8 | 304.2 | 303.3 | 302.1 | 301.7 | 9.37 | 1.1 | 8.57 | 4.07 | 11.74% | 305.14 | 9.5375 | 0.79961 | 9.2941 | 1.0262 | 9.6154 | 1396.97 | 1492.22
2011-12-30 19:20 | 12.2 | 12.02 | 11.58 | 11.05 | 10.5 | 9.89 | 9.29 | 8.68 | 8.06 | 7.25 | 308.2 | 308.1 | 307.5 | 306.8 | 306 | 305.5 | 304.9 | 304.5 | 303.7 | 302.3 | 300.8 | 9.88 | 0.92 | 9.14 | 4.13 | 9.312% | 305.41 | 9.9433 | 0.57835 | 9.8017 | 1.0144 | 10.0227 | 1591.28 | 1642.34
2011-12-30 19:30 | 10.05 | 9.84 | 9.44 | 9.08 | 8.68 | 8.17 | 7.61 | 7.11 | 6.62 | 5.85 | 311.2 | 311.1 | 310.6 | 309.7 | 309.2 | 308.7 | 308.4 | 307.9 | 307.5 | 307.1 | 304.4 | 8.23 | 0.88 | 7.63 | 3.72 | 10.69% | 308.655 | 8.1645 | 0.65616 | 8.0873 | 1.0095 | 8.3085 | 973.41 | 1002.77
2011-12-30 19:40 | 10.74 | 10.46 | 9.82 | 9.16 | 8.58 | 7.96 | 7.29 | 6.63 | 5.97 | 5.09 | 312.2 | 312 | 311.9 | 311.6 | 311.3 | 310.9 | 310.7 | 311.2 | 311.8 | 312.7 | 305.9 | 8.13 | 1.29 | 7.35 | 3.11 | 15.87% | 310.87 | 8.0827 | 0.81252 | 7.8604 | 1.0283 | 8.36 | 936.71 | 1021.12
2011-12-30 19:50 | 11.56 | 11.4 | 10.97 | 10.45 | 9.86 | 9.24 | 8.64 | 8.06 | 7.51 | 6.7 | 310.9 | 310.8 | 310.4 | 309.5 | 308.7 | 308 | 307.5 | 306.9 | 306.3 | 304.4 | 303.3 | 9.05 | 1.17 | 8.31 | 4 | 12.93% | 307.925 | 9.3355 | 0.62043 | 9.1515 | 1.0201 | 9.2319 | 1275.05 | 1343.63
2011-12-30 20:00 | 12.22 | 12.03 | 11.62 | 11.22 | 10.65 | 9.92 | 9.16 | 8.46 | 7.83 | 6.96 | 309.4 | 309.2 | 309 | 308.8 | 308.4 | 308.1 | 307.7 | 307.5 | 307 | 306.4 | 303.8 | 9.69 | 1.06 | 8.98 | 4.37 | 10.94% | 308.04 | 9.9422 | 0.73657 | 9.8074 | 1.0138 | 9.8232 | 1518.89 | 1568.42
2011-12-30 20:10 | 11.83 | 11.58 | 11.11 | 10.68 | 10.26 | 9.68 | 9.08 | 8.43 | 7.83 | 7 | 308.8 | 308.5 | 308 | 307 | 306 | 304.9 | 303.6 | 302.9 | 302.7 | 302.4 | 300 | 9.39 | 0.91 | 8.72 | 3.97 | 9.691% | 304.705 | 9.6465 | 0.59131 | 9.5917 | 1.0057 | 9.4437 | 1404.59 | 1423.64
2011-12-30 20:20 | 10.9 | 10.57 | 10 | 9.43 | 8.95 | 8.44 | 7.89 | 7.28 | 6.65 | 5.87 | 306.9 | 306.7 | 306 | 305 | 304.3 | 303.7 | 302.5 | 301.7 | 301.4 | 301.5 | 299.5 | 8.17 | 0.67 | 7.58 | 3.5 | 8.201% | 303.52 | 8.4771 | 0.62271 | 8.3589 | 1.0141 | 8.2856 | 951.39 | 995.43
2011-12-30 20:30 | 11.27 | 10.96 | 10.44 | 9.93 | 9.47 | 8.95 | 8.44 | 7.97 | 7.47 | 6.62 | 305.3 | 305.2 | 304.8 | 304.4 | 304.3 | 303.8 | 303 | 302 | 301.4 | 299.7 | 299.5 | 8.73 | 0.46 | 8.21 | 3.99 | 5.269% | 303.68 | 9.0167 | 0.54218 | 8.8751 | 1.016 | 8.8693 | 1156.91 | 1208.29
2011-12-30 20:40 | 11.07 | 10.73 | 10.07 | 9.42 | 8.89 | 8.35 | 7.89 | 7.47 | 7.12 | 6.48 | 307.7 | 307.5 | 306.8 | 305.9 | 304.9 | 303.9 | 303.1 | 302.8 | 302.7 | 302.4 | 299.4 | 8.24 | 0.46 | 7.74 | 4.05 | 5.583% | 303.78 | 8.5502 | 0.52364 | 8.2825 | 1.0323 | 8.5064 | 977.08 | 1076.17
2011-12-30 20:50 | 10.46 | 10.16 | 9.62 | 9.09 | 8.53 | 7.93 | 7.35 | 6.8 | 6.37 | 5.87 | 311 | 310.8 | 309.8 | 309.5 | 309.2 | 308.9 | 307.6 | 305.9 | 304.1 | 303.5 | 303.2 | 7.84 | 0.46 | 7.28 | 3.63 | 5.867% | 308.705 | 8.0753 | 0.70188 | 7.8442 | 1.0295 | 8.071 | 840.84 | 914.69
2011-12-30 21:00 | 10.7 | 10.4 | 9.77 | 9.1 | 8.5 | 7.87 | 7.26 | 6.59 | 5.96 | 5.32 | 309.1 | 308.9 | 308.4 | 307.8 | 307 | 306.4 | 305.5 | 304.3 | 302.8 | 300.4 | 302.3 | 7.55 | 0.53 | 6.91 | 3.18 | 7.02% | 306.265 | 8.0302 | 0.74555 | 7.7796 | 1.0322 | 7.7933 | 753.55 | 825.79
2011-12-31 | 10.68 | 10.59 | 10.25 | 9.8 | 9.43 | 9.05 | 8.68 | 8.34 | 7.97 | 7.26 | 311.2 | 310.7 | 309.3 | 307.9 | 306.7 | 305.4 | 304.5 | 303.7 | 302.8 | 302.3 | 300.5 | 8.93 | 0.31 | 8.52 | 4.59 | 3.471% | 305.265 | 9.0837 | 0.38575 | 8.996 | 1.0097 | 9.017 | 1230.31 | 1263.62
2011-12-31 00:20 | 9.49 | 9.28 | 8.66 | 8.1 | 7.52 | 7.02 | 6.56 | 6.08 | 5.6 | 4.92 | 309.7 | 309.2 | 308.1 | 306.6 | 305 | 303.4 | 302 | 300.4 | 299.3 | 297.5 | 299 | 7.15 | 0.53 | 6.74 | 3.43 | 7.413% | 303.19 | 7.1863 | 0.62629 | 6.9522 | 1.0337 | 7.3908 | 633.15 | 705.39
2011-12-31 00:30 | 9.85 | 9.58 | 9.1 | 8.63 | 8.11 | 7.54 | 6.98 | 6.42 | 5.9 | 5.18 | 314.7 | 314.6 | 313.9 | 312.9 | 311.8 | 310 | 308.2 | 307.1 | 306.2 | 305.9 | 305.4 | 7.39 | 0.75 | 6.75 | 3.21 | 10.15% | 309.73 | 7.6283 | 0.71316 | 7.4571 | 1.023 | 7.5597 | 705.39 | 756.56
2011-12-31 00:40 | 10.25 | 10.04 | 9.6 | 9.13 | 8.67 | 8.17 | 7.59 | 6.99 | 6.45 | 5.79 | 312.3 | 312.1 | 311.6 | 310.9 | 310.1 | 309.2 | 308.3 | 306.8 | 305.2 | 303.5 | 304.7 | 8.06 | 0.47 | 7.46 | 3.52 | 5.831% | 309.065 | 8.1729 | 0.68048 | 8.0843 | 1.011 | 8.1484 | 911.02 | 944.05
2011-12-31 00:50 | 10.09 | 9.88 | 9.44 | 9.01 | 8.52 | 8.05 | 7.61 | 7.13 | 6.62 | 5.87 | 310.1 | 309.8 | 309.2 | 308.3 | 307.5 | 307.1 | 306.8 | 306.2 | 305.2 | 302.7 | 302.2 | 7.91 | 0.85 | 7.38 | 3.69 | 10.75% | 307.055 | 8.1169 | 0.51943 | 7.9854 | 1.0165 | 8.0402 | 861.91 | 903.68
2011-12-31 01:00 | 10.53 | 10.36 | 10.03 | 9.7 | 9.3 | 8.8 | 8.24 | 7.69 | 7.14 | 6.27 | 312.1 | 312 | 311.7 | 311.4 | 311.2 | 310.7 | 310.1 | 309.2 | 308 | 306.8 | 305.8 | 8.86 | 0.41 | 8.29 | 4.09 | 4.628% | 310.61 | 8.748 | 0.60761 | 8.7175 | 1.0035 | 8.891 | 1204.62 | 1215.63
2011-12-31 01:10 | 10.96 | 10.76 | 10.36 | 9.96 | 9.57 | 9.07 | 8.54 | 8 | 7.36 | 6.42 | 309.7 | 309.6 | 309.3 | 309 | 308.7 | 308.3 | 307.6 | 306.9 | 306.1 | 304.6 | 303.8 | 8.94 | 0.46 | 8.32 | 4.08 | 5.145% | 308.195 | 9.0293 | 0.55641 | 8.9921 | 1.0041 | 8.977 | 1233.98 | 1248.66
2011-12-31 01:20 | 11.75 | 11.59 | 11.27 | 10.9 | 10.49 | 10 | 9.46 | 8.87 | 8.29 | 7.37 | 310.6 | 310.3 | 309.7 | 308.9 | 308.4 | 307.9 | 307.3 | 306.3 | 304.9 | 303.1 | 303.5 | 9.92 | 0.65 | 9.32 | 4.62 | 6.552% | 307.81 | 9.9278 | 0.51299 | 9.9208 | 1.0007 | 9.927 | 1606.52 | 1610.33
2011-12-31 01:30 | 10.8 | 10.62 | 10.29 | 9.95 | 9.62 | 9.26 | 8.89 | 8.46 | 7.96 | 7.08 | 311.5 | 311.1 | 310.4 | 309.5 | 308.8 | 308.2 | 307.4 | 306.5 | 305.6 | 304.3 | 304.1 | 9.3 | 0.85 | 8.81 | 4.7 | 9.14% | 308.08 | 9.2087 | 0.37682 | 9.2061 | 1.0003 | 9.3026 | 1370.3 | 1370.3
2011-12-31 01:40 | 10.86 | 10.67 | 10.24 | 9.75 | 9.28 | 8.79 | 8.31 | 7.82 | 7.31 | 6.51 | 310.5 | 309.9 | 308.5 | 307.1 | 305.8 | 304.7 | 303.7 | 302.8 | 301.8 | 300.9 | 300.1 | 8.78 | 0.49 | 8.29 | 4.17 | 5.581% | 304.55 | 8.8355 | 0.51893 | 8.7196 | 1.0133 | 8.8968 | 1175.26 | 1219.3
2011-12-31 01:50 | 11.34 | 11.18 | 10.82 | 10.41 | 10 | 9.55 | 9.08 | 8.57 | 8.04 | 7.18 | 310.8 | 310.5 | 309.8 | 308.9 | 307.7 | 306.2 | 304.5 | 302.8 | 301.3 | 300.4 | 301.3 | 9.47 | 0.36 | 8.93 | 4.34 | 3.801% | 305.945 | 9.5149 | 0.46636 | 9.4812 | 1.0036 | 9.5037 | 1435.07 | 1446.5
2011-12-31 02:00 | 11.87 | 11.69 | 11.31 | 10.9 | 10.48 | 9.98 | 9.43 | 8.8 | 8.09 | 7.07 | 313.2 | 312.9 | 312.4 | 311.8 | 311.1 | 310.2 | 309 | 307.6 | 306.1 | 304.1 | 305.7 | 9.9 | 0.27 | 9.26 | 4.58 | 2.727% | 310.02 | 9.8951 | 0.52384 | 9.8993 | 0.99957 | 9.8958 | 1598.9 | 1598.9
2011-12-31 02:10 | 11.89 | 11.75 | 11.46 | 11.1 | 10.66 | 10.14 | 9.53 | 8.88 | 8.17 | 7.13 | 314.2 | 313.9 | 313.4 | 313 | 312.6 | 311.9 | 310.9 | 309.6 | 308.1 | 305.9 | 307.3 | 10.01 | 0.42 | 9.29 | 4.65 | 4.196% | 311.75 | 10.0306 | 0.57334 | 10.0503 | 0.99805 | 9.9905 | 1639.67 | 1633.19
2011-12-31 02:20 | 11.85 | 11.77 | 11.55 | 11.25 | 10.9 | 10.47 | 9.96 | 9.41 | 8.84 | 7.92 | 312.4 | 311.9 | 311.3 | 310.8 | 310.1 | 309.1 | 307.9 | 306.4 | 304.5 | 301.9 | 304.8 | 10.42 | 0.23 | 9.81 | 5.07 | 2.207% | 308.92 | 10.339 | 0.46147 | 10.3954 | 0.99458 | 10.3636 | 1749.14 | 1733.12
2011-12-31 02:30 | 12.11 | 12.05 | 11.9 | 11.66 | 11.33 | 10.88 | 10.4 | 9.86 | 9.26 | 8.28 | 313.1 | 312.6 | 311.8 | 311 | 310.3 | 309.5 | 308.6 | 307.5 | 306 | 303.5 | 305.1 | 10.83 | 0.31 | 10.21 | 5.31 | 2.862% | 309.365 | 10.7424 | 0.41696 | 10.8099 | 0.99376 | 10.7624 | 1858.61 | 1839.92
2011-12-31 02:40 | 12.19 | 12.07 | 11.78 | 11.4 | 11 | 10.56 | 10.08 | 9.55 | 8.96 | 7.97 | 314.5 | 314.1 | 313.2 | 312.4 | 311.7 | 311 | 310.3 | 309.5 | 308.4 | 306.6 | 306.3 | 10.48 | 0.33 | 9.86 | 5 | 3.149% | 310.895 | 10.484 | 0.42989 | 10.4899 | 0.99944 | 10.4741 | 1765.16 | 1762.49
2011-12-31 02:50 | 12.42 | 12.31 | 12 | 11.64 | 11.28 | 10.87 | 10.44 | 9.99 | 9.39 | 8.26 | 315.5 | 315 | 314 | 313.2 | 312.6 | 312.1 | 311.7 | 311.2 | 310.5 | 309.3 | 307.7 | 10.77 | 0.41 | 10.24 | 5.13 | 3.807% | 312.04 | 10.7942 | 0.37299 | 10.8073 | 0.99879 | 10.757 | 1842.59 | 1839.92
2011-12-31 03:00 | 12.23 | 11.99 | 11.52 | 11.06 | 10.6 | 10.13 | 9.62 | 9.08 | 8.46 | 7.39 | 315.4 | 315.3 | 314.8 | 314.4 | 314 | 313.7 | 313.1 | 312.5 | 312 | 311.1 | 308.7 | 10.1 | 0.53 | 9.49 | 4.76 | 5.248% | 313.61 | 10.1059 | 0.47736 | 10.0553 | 1.005 | 10.1508 | 1663.7 | 1677.05
2011-12-31 03:10 | 11.2 | 11.01 | 10.61 | 10.18 | 9.77 | 9.31 | 8.82 | 8.31 | 7.74 | 6.75 | 313.7 | 313.5 | 312.9 | 312.3 | 311.6 | 310.9 | 310.3 | 310 | 309.8 | 309.1 | 306.2 | 9.34 | 0.37 | 8.76 | 4.37 | 3.961% | 310.81 | 9.2848 | 0.49963 | 9.2382 | 1.005 | 9.3871 | 1385.54 | 1404.59
2011-12-31 03:20 | 10.89 | 10.7 | 10.33 | 9.95 | 9.56 | 9.15 | 8.74 | 8.33 | 7.86 | 7.01 | 314 | 313.8 | 313.3 | 312.8 | 312.6 | 312.2 | 311.8 | 311.1 | 310.3 | 309.8 | 307.5 | 9.22 | 0.42 | 8.66 | 4.52 | 4.555% | 312.14 | 9.1521 | 0.42364 | 9.0901 | 1.0068 | 9.2829 | 1339.82 | 1362.68
2011-12-31 03:30 | 10.23 | 9.98 | 9.51 | 9.07 | 8.69 | 8.33 | 8.01 | 7.69 | 7.31 | 6.62 | 311.9 | 311.5 | 310.9 | 310.5 | 310.1 | 309.6 | 309.4 | 309.1 | 308.5 | 307.1 | 305.5 | 8.41 | 0.24 | 7.92 | 4.29 | 2.854% | 309.57 | 8.4018 | 0.36199 | 8.2834 | 1.0143 | 8.5302 | 1039.47 | 1083.51
2011-12-31 03:40 | 10.93 | 10.66 | 10.16 | 9.73 | 9.37 | 9.01 | 8.66 | 8.3 | 7.91 | 7.07 | 310.6 | 310.1 | 309.1 | 308.3 | 307.8 | 307.3 | 306.8 | 306.3 | 305.8 | 305.8 | 303 | 9.07 | 0.49 | 8.59 | 4.69 | 5.402% | 307.225 | 9.0408 | 0.36613 | 8.959 | 1.0091 | 9.1528 | 1282.67 | 1313.15
2011-12-31 03:50 | 11.49 | 11.24 | 10.79 | 10.35 | 9.99 | 9.63 | 9.26 | 8.83 | 8.34 | 7.58 | 312.6 | 312.1 | 311.2 | 310.3 | 309.3 | 308.4 | 307.5 | 306.5 | 305.6 | 305 | 303.6 | 9.72 | 0.35 | 9.23 | 4.9 | 3.601% | 308.265 | 9.6148 | 0.36205 | 9.5761 | 1.004 | 9.7593 | 1530.32 | 1545.56
2011-12-31 04:00 | 10.49 | 10.26 | 9.9 | 9.61 | 9.37 | 9.11 | 8.85 | 8.53 | 8.09 | 7.27 | 312.3 | 311.7 | 310.4 | 309 | 307.6 | 306.4 | 305.6 | 304.8 | 304.3 | 304 | 302.1 | 9.23 | 0.31 | 8.84 | 4.75 | 3.359% | 306.28 | 9.0491 | 0.26758 | 9.0723 | 0.99744 | 9.2064 | 1343.63 | 1336.01
2011-12-31 04:10 | 10.71 | 10.49 | 10.09 | 9.74 | 9.44 | 9.14 | 8.85 | 8.52 | 8.11 | 7.24 | 311.1 | 310.5 | 309.2 | 307.9 | 306.8 | 305.7 | 304.8 | 304.4 | 304.1 | 303.6 | 301.3 | 9.18 | 0.39 | 8.78 | 4.69 | 4.248% | 305.565 | 9.1208 | 0.29796 | 9.0979 | 1.0025 | 9.2032 | 1324.58 | 1332.2
2011-12-31 04:20 | 10.35 | 10.1 | 9.67 | 9.28 | 8.93 | 8.54 | 8.17 | 7.81 | 7.4 | 6.71 | 310.2 | 309.5 | 308.3 | 307 | 305.9 | 305 | 304.2 | 303.6 | 303.2 | 302.6 | 300.7 | 8.73 | 0.67 | 8.32 | 4.43 | 7.675% | 304.88 | 8.5651 | 0.4093 | 8.486 | 1.0093 | 8.8114 | 1156.91 | 1186.27
2011-12-31 04:30 | 10.22 | 9.91 | 9.44 | 9.06 | 8.69 | 8.29 | 7.87 | 7.45 | 6.99 | 6.24 | 311.4 | 310.7 | 309 | 307.4 | 306.2 | 305.4 | 304.7 | 303.9 | 303.4 | 303.3 | 301.1 | 8.42 | 0.54 | 8.02 | 4.35 | 6.413% | 305.295 | 8.2895 | 0.48046 | 8.2285 | 1.0074 | 8.4824 | 1043.14 | 1065.16
2011-12-31 04:40 | 11.28 | 10.99 | 10.42 | 9.87 | 9.36 | 8.81 | 8.3 | 7.77 | 7.2 | 6.31 | 313.3 | 312.7 | 311.1 | 309.4 | 307.9 | 306.7 | 306 | 305.4 | 304.5 | 303.9 | 302.4 | 8.66 | 0.6 | 8.16 | 4.16 | 6.928% | 306.595 | 8.8925 | 0.55106 | 8.7351 | 1.018 | 8.8161 | 1131.22 | 1189.94
2011-12-31 04:50 | 11.23 | 10.94 | 10.38 | 9.82 | 9.31 | 8.78 | 8.27 | 7.77 | 7.17 | 6.15 | 314.8 | 314.4 | 313.4 | 312 | 310.4 | 308.9 | 307.5 | 306.3 | 305.3 | 304.7 | 303.8 | 8.79 | 0.48 | 8.21 | 4.09 | 5.461% | 308.69 | 8.8515 | 0.553 | 8.705 | 1.0168 | 8.9379 | 1178.93 | 1233.98
2011-12-31 05:00 | 11.15 | 10.85 | 10.22 | 9.62 | 9.1 | 8.57 | 8.06 | 7.56 | 7.04 | 6.17 | 316.1 | 315.6 | 314.3 | 312.8 | 311.1 | 309.4 | 307.7 | 306.3 | 305.4 | 304.4 | 304.5 | 8.5 | 0.52 | 7.93 | 3.74 | 6.118% | 309.145 | 8.672 | 0.56697 | 8.495 | 1.0208 | 8.6771 | 1072.5 | 1138.56
2011-12-31 05:10 | 10.12 | 9.87 | 9.3 | 8.66 | 8.05 | 7.42 | 6.81 | 6.24 | 5.7 | 5.02 | 315.6 | 315.1 | 314 | 312.9 | 311.4 | 309.8 | 308.1 | 306.7 | 305.8 | 304.6 | 304 | 7.42 | 0.74 | 6.85 | 3.41 | 9.973% | 309.545 | 7.6031 | 0.79276 | 7.3294 | 1.0373 | 7.6971 | 714.42 | 798.7
2011-12-31 05:20 | 9.27 | 8.97 | 8.35 | 7.73 | 7.17 | 6.57 | 6.02 | 5.49 | 4.98 | 4.2 | 315.8 | 315.1 | 313.6 | 312.1 | 310.9 | 309.4 | 307.3 | 305.1 | 303 | 300.4 | 302.5 | 6.19 | 1.21 | 5.76 | 2.86 | 19.55% | 309.085 | 6.7676 | 0.80791 | 6.4882 | 1.0431 | 6.4565 | 404.94 | 465.96
2011-12-31 05:30 | 9.27 | 8.98 | 8.38 | 7.71 | 7.12 | 6.55 | 6.04 | 5.54 | 5.03 | 4.35 | 313.3 | 312.2 | 310.2 | 308.1 | 306 | 304 | 301.3 | 298.1 | 295.3 | 291.6 | 300.4 | 6.75 | 0.87 | 6.2 | 2.96 | 12.89% | 303.595 | 6.7573 | 0.74908 | 6.4744 | 1.0437 | 7.0449 | 531.5 | 600.04
2011-12-31 05:40 | 9.45 | 9.22 | 8.68 | 8.09 | 7.53 | 6.96 | 6.45 | 5.96 | 5.47 | 4.88 | 315.5 | 315 | 314.1 | 313 | 311.8 | 310.5 | 308.8 | 306.7 | 304.4 | 301 | 305.6 | 6.69 | 0.8 | 6.21 | 3.08 | 11.96% | 310.245 | 7.1434 | 0.70323 | 6.8845 | 1.0376 | 6.9416 | 517.94 | 574.44
2011-12-31 05:50 | 8.23 | 7.95 | 7.41 | 6.89 | 6.43 | 5.98 | 5.59 | 5.22 | 4.88 | 4.45 | 317 | 316.5 | 315.5 | 314.2 | 312.8 | 311.6 | 310.2 | 308.4 | 306.7 | 304.5 | 306.4 | 5.93 | 0.66 | 5.51 | 3.2 | 11.13% | 311.39 | 6.1535 | 0.62322 | 5.9225 | 1.039 | 6.1613 | 350.66 | 398.16
2011-12-31 06:00 | 8.53 | 8.29 | 7.87 | 7.45 | 7 | 6.53 | 6.09 | 5.69 | 5.28 | 4.61 | 320.1 | 319.6 | 318.6 | 317.5 | 316.3 | 314.6 | 312.6 | 310.5 | 308.8 | 307.1 | 308.6 | 6.33 | 0.49 | 5.83 | 3.05 | 7.741% | 314.3 | 6.628 | 0.64464 | 6.4651 | 1.0252 | 6.4895 | 436.58 | 472.74
2011-12-31 06:10 | 8.42 | 8.23 | 7.84 | 7.38 | 6.96 | 6.57 | 6.18 | 5.78 | 5.29 | 4.61 | 322.4 | 321.7 | 320.7 | 320.1 | 319.5 | 318.7 | 317.6 | 316.5 | 315.3 | 312.4 | 313.5 | 6.39 | 0.77 | 5.95 | 2.94 | 12.05% | 318.535 | 6.6366 | 0.56551 | 6.5126 | 1.019 | 6.5116 | 450.14 | 477.26
2011-12-31 06:20 | 8.77 | 8.47 | 7.92 | 7.42 | 6.98 | 6.61 | 6.27 | 5.9 | 5.52 | 4.98 | 324.4 | 323.9 | 322.7 | 321.3 | 320.2 | 319.2 | 318 | 316.9 | 315.7 | 313.8 | 313.1 | 6.47 | 0.82 | 6.02 | 3.35 | 12.67% | 319.02 | 6.7288 | 0.48799 | 6.5602 | 1.0257 | 6.6363 | 468.22 | 506.64
2011-12-31 06:30 | 8.58 | 8.35 | 7.85 | 7.37 | 6.9 | 6.42 | 5.99 | 5.63 | 5.33 | 4.84 | 328.3 | 328.1 | 327.4 | 326.6 | 325.4 | 323.7 | 322.5 | 321.3 | 319.5 | 317.3 | 318.1 | 6.39 | 0.61 | 5.86 | 3.06 | 9.546% | 323.52 | 6.5839 | 0.64065 | 6.3565 | 1.0358 | 6.6185 | 450.14 | 502.12
2011-12-31 06:40 | 7.66 | 7.39 | 6.91 | 6.49 | 6.08 | 5.71 | 5.3 | 4.87 | 4.53 | 4.11 | 326 | 325.8 | 325.4 | 324.6 | 323.9 | 322.7 | 321.6 | 320.2 | 318.1 | 315.2 | 317.1 | 5.63 | 0.81 | 5.22 | 2.78 | 14.39% | 322.535 | 5.7882 | 0.68857 | 5.6494 | 1.0246 | 5.7683 | 302.06 | 324.74
2011-12-31 06:50 | 7.4 | 7.17 | 6.75 | 6.33 | 5.91 | 5.47 | 5.08 | 4.75 | 4.46 | 4.01 | 326.1 | 325.7 | 325.1 | 324.8 | 324.5 | 324.4 | 323.7 | 322.8 | 321.2 | 318.4 | 317.9 | 5.49 | 1.05 | 5.06 | 2.48 | 19.13% | 324.295 | 5.6246 | 0.68353 | 5.4123 | 1.0392 | 5.7053 | 279.38 | 315.02
2011-12-31 07:00 | 8.56 | 8.33 | 7.86 | 7.37 | 6.95 | 6.58 | 6.2 | 5.72 | 5.21 | 4.58 | 326.9 | 326.7 | 326.4 | 325.8 | 324.7 | 323.8 | 323 | 321.9 | 320 | 316.6 | 318.3 | 6.36 | 0.99 | 5.84 | 2.83 | 15.57% | 323.68 | 6.6335 | 0.5497 | 6.5242 | 1.0168 | 6.4666 | 443.36 | 468.22
2011-12-31 07:10 | 8.68 | 8.48 | 8.03 | 7.49 | 6.97 | 6.44 | 5.94 | 5.46 | 5.01 | 4.4 | 325.4 | 325.3 | 324.7 | 323.6 | 322.1 | 320.6 | 319.4 | 318.3 | 317.5 | 315.5 | 314.9 | 6.22 | 0.67 | 5.71 | 2.81 | 10.77% | 320.42 | 6.5939 | 0.74685 | 6.3659 | 1.0358 | 6.4429 | 411.72 | 461.44
2011-12-31 07:20 | 8.54 | 8.47 | 8.25 | 8.01 | 7.69 | 7.31 | 6.87 | 6.35 | 5.83 | 5.12 | 321.6 | 321.5 | 321.5 | 321.3 | 320.6 | 319.6 | 318.3 | 316.9 | 315.7 | 314.3 | 314.2 | 7.16 | 0.46 | 6.63 | 3.18 | 6.425% | 319.405 | 7.2199 | 0.57367 | 7.2453 | 0.9965 | 7.1349 | 636.16 | 627.13
2011-12-31 07:30 | 7.97 | 7.92 | 7.79 | 7.56 | 7.27 | 6.85 | 6.36 | 5.83 | 5.33 | 4.76 | 321.3 | 320.8 | 320.3 | 320 | 320 | 320 | 319.7 | 319.4 | 318.9 | 318 | 314.4 | 6.81 | 0.49 | 6.25 | 3.17 | 7.195% | 319.955 | 6.7609 | 0.68587 | 6.7775 | 0.99754 | 6.7933 | 545.06 | 540.54
2011-12-31 07:40 | 9.03 | 8.87 | 8.59 | 8.33 | 8.03 | 7.64 | 7.18 | 6.7 | 6.25 | 5.61 | 322.1 | 321.7 | 320.9 | 320.2 | 319.4 | 319 | 318.8 | 318.6 | 318.2 | 317.9 | 314.4 | 7.46 | 0.59 | 6.92 | 3.63 | 7.909% | 318.97 | 7.5654 | 0.57385 | 7.5723 | 0.99908 | 7.4531 | 726.46 | 723.45
2011-12-31 07:50 | 9.59 | 9.43 | 9.09 | 8.71 | 8.34 | 7.87 | 7.36 | 6.91 | 6.49 | 5.85 | 320.3 | 319.9 | 319 | 318.5 | 318.3 | 318.1 | 317.6 | 316.9 | 316.8 | 316.8 | 313.7 | 7.68 | 0.57 | 7.15 | 3.9 | 7.422% | 318.025 | 7.8783 | 0.61913 | 7.7948 | 1.0107 | 7.7623 | 792.68 | 816.76
2011-12-31 08:00 | 9.49 | 9.39 | 9.15 | 8.85 | 8.52 | 8.06 | 7.55 | 7.06 | 6.61 | 5.93 | 325.5 | 324.9 | 323.8 | 322.8 | 321.9 | 321 | 320.2 | 319.4 | 319.1 | 318.9 | 315.8 | 7.97 | 0.79 | 7.36 | 3.81 | 9.912% | 320.88 | 8.0066 | 0.60405 | 7.9849 | 1.0027 | 7.9917 | 879.97 | 885.99
2012-01-01 06:30 | 18.52 | 18.29 | 17.91 | 17.56 | 17.14 | 16.66 | 16.1 | 15.45 | 14.85 | 13.91 | 158.8 | 157.4 | 154.9 | 152.5 | 150.5 | 148.2 | 145.7 | 143.2 | 140.9 | 138.3 | 142 | 17.09 | 1.09 | 16.75 | 11.32 | 6.378% | 147.825 | 16.4438 | 0.31596 | 16.5786 | 0.99187 | 16.9511 | 2000 | 2000
2012-01-01 06:40 | 18.58 | 18.34 | 17.93 | 17.53 | 17.13 | 16.6 | 15.99 | 15.31 | 14.61 | 13.6 | 156.6 | 155.3 | 152.9 | 150.9 | 149.3 | 147.2 | 144.8 | 142.5 | 140.1 | 137.1 | 141.6 | 16.5 | 1.26 | 16.22 | 10.99 | 7.636% | 146.84 | 16.3798 | 0.34597 | 16.5112 | 0.99204 | 16.3687 | 2000 | 2000
2012-01-14 05:50 | 11.58 | 11.34 | 10.84 | 10.28 | 9.67 | 8.95 | 8.25 | 7.64 | 7 | 6.14 | 343.7 | 343.3 | 342.5 | 341 | 339.5 | 337.8 | 336.7 | 335.8 | 335.3 | 336 | 326.5 | 9.11 | 1.16 | 8.6 | 5.66 | 12.73% | 337.635 | 9.0663 | 0.75259 | 8.8462 | 1.0249 | 9.3367 | 1297.91 | 1385.54
2012-01-14 06:00 | 11.39 | 11.12 | 10.53 | 9.92 | 9.33 | 8.72 | 8.13 | 7.52 | 6.93 | 6.13 | 345.5 | 345.1 | 344.3 | 343.3 | 342 | 340.3 | 338.7 | 337.2 | 336.2 | 336.1 | 329.2 | 9.06 | 0.73 | 8.54 | 5.6 | 8.057% | 340.06 | 8.8357 | 0.64741 | 8.6329 | 1.0235 | 9.2728 | 1278.86 | 1358.87
2012-01-14 06:10 | 10.86 | 10.53 | 9.89 | 9.28 | 8.73 | 8.2 | 7.73 | 7.24 | 6.7 | 5.96 | 346.2 | 345.9 | 345.3 | 344.3 | 343 | 341.2 | 339 | 337.1 | 336.4 | 335.9 | 329.4 | 8.47 | 0.62 | 8.01 | 5.38 | 7.32% | 340.87 | 8.3423 | 0.54545 | 8.1309 | 1.026 | 8.6901 | 1061.49 | 1142.23
2012-01-14 06:20 | 10.71 | 10.46 | 9.83 | 9.16 | 8.54 | 7.93 | 7.29 | 6.72 | 6.18 | 5.4 | 347.1 | 346.8 | 346.5 | 345.7 | 344.7 | 343.2 | 341.3 | 339.3 | 337.6 | 336.9 | 331.4 | 8.15 | 0.53 | 7.62 | 4.86 | 6.503% | 342.915 | 8.0935 | 0.77762 | 7.835 | 1.033 | 8.419 | 944.05 | 1043.14
2012-01-14 06:30 | 10.47 | 10.17 | 9.56 | 8.88 | 8.24 | 7.59 | 7.02 | 6.51 | 6.07 | 5.4 | 346.4 | 345.8 | 344.8 | 344.1 | 342.9 | 341.4 | 339.7 | 338.2 | 336.8 | 335 | 330.3 | 7.88 | 0.74 | 7.36 | 4.88 | 9.391% | 341.145 | 7.8383 | 0.72143 | 7.5056 | 1.0443 | 8.2293 | 852.88 | 973.41
2012-01-14 06:40 | 10.07 | 9.79 | 9.16 | 8.55 | 8.06 | 7.57 | 7.03 | 6.44 | 5.77 | 4.95 | 347 | 346.4 | 345.3 | 344.4 | 343.3 | 341.5 | 339 | 336.9 | 336 | 335 | 329.1 | 7.79 | 0.42 | 7.26 | 4.27 | 5.392% | 341.125 | 7.6261 | 0.68389 | 7.4902 | 1.0182 | 7.9314 | 825.79 | 867.93
2012-01-14 06:50 | 10.17 | 9.96 | 9.46 | 8.8 | 8.16 | 7.51 | 6.92 | 6.33 | 5.79 | 4.99 | 349.4 | 348.9 | 347.9 | 346.7 | 345.3 | 343.5 | 341.8 | 340.1 | 338.6 | 336.1 | 332 | 7.63 | 0.79 | 7.15 | 4.31 | 10.35% | 343.245 | 7.7094 | 0.75609 | 7.4225 | 1.0387 | 7.9249 | 777.63 | 864.92
2012-01-14 07:00 | 10.23 | 9.94 | 9.29 | 8.52 | 7.84 | 7.18 | 6.54 | 5.92 | 5.3 | 4.56 | 350.5 | 349.9 | 348.5 | 346.9 | 345.5 | 343.9 | 342.7 | 341.9 | 341.5 | 339.6 | 333.5 | 7.33 | 0.7 | 6.87 | 4.08 | 9.55% | 343.72 | 7.4266 | 0.86276 | 7.0846 | 1.0483 | 7.6839 | 687.33 | 792.68
2012-01-14 07:10 | 10.03 | 9.7 | 9.02 | 8.34 | 7.7 | 7.09 | 6.56 | 5.99 | 5.42 | 4.72 | 351.7 | 351 | 349.1 | 346.8 | 345.6 | 345.4 | 345.5 | 345.6 | 345.9 | 347.7 | 334.3 | 7.18 | 0.71 | 6.57 | 4.16 | 9.889% | 345.415 | 7.3288 | 0.71798 | 7.0115 | 1.0452 | 7.5049 | 642.18 | 738.5
2012-01-14 07:20 | 9.58 | 9.36 | 9 | 8.58 | 8.07 | 7.43 | 6.81 | 6.22 | 5.62 | 4.74 | 351.3 | 350.3 | 347.9 | 346.1 | 345 | 344.9 | 345.5 | 345.7 | 346.3 | 346.6 | 333.3 | 7.57 | 1.02 | 7.07 | 3.86 | 13.47% | 344.99 | 7.5055 | 0.8052 | 7.3378 | 1.0229 | 7.743 | 759.57 | 810.74
2012-01-14 07:30 | 9.04 | 8.88 | 8.55 | 8.1 | 7.58 | 7.04 | 6.5 | 6.07 | 5.73 | 5.15 | 349.6 | 348.8 | 347.1 | 345.5 | 344.7 | 344.1 | 344 | 344.1 | 344.5 | 345.5 | 335.2 | 7.46 | 1.19 | 7.02 | 4.61 | 15.95% | 344.085 | 7.1698 | 0.73749 | 6.96 | 1.0302 | 7.685 | 726.46 | 792.68
2012-01-14 07:40 | 7.73 | 7.44 | 6.92 | 6.39 | 5.94 | 5.52 | 5.1 | 4.69 | 4.34 | 3.94 | 346.9 | 346.1 | 344.7 | 342.7 | 340.9 | 339.8 | 338.9 | 338.3 | 338.5 | 340.3 | 331.2 | 5.64 | 1.04 | 5.22 | 3.6 | 18.44% | 339.665 | 5.6691 | 0.73131 | 5.4578 | 1.0387 | 5.8584 | 303.68 | 339.32
2012-01-14 07:50 | 7.56 | 7.34 | 6.96 | 6.66 | 6.43 | 6.13 | 5.83 | 5.5 | 5.14 | 4.66 | 347.4 | 346.7 | 345.3 | 343.9 | 342.7 | 342.2 | 342 | 341.7 | 342 | 341.8 | 331.7 | 6.36 | 1.14 | 6.03 | 4.41 | 17.92% | 342.17 | 6.1238 | 0.46369 | 6.0861 | 1.0062 | 6.3994 | 443.36 | 452.4
2012-01-14 08:00 | 8.18 | 7.92 | 7.36 | 6.91 | 6.57 | 6.18 | 5.77 | 5.38 | 5.01 | 4.43 | 352.3 | 352.1 | 351.5 | 350 | 348.7 | 348 | 347.4 | 346.8 | 347.4 | 348.6 | 339 | 6.26 | 0.91 | 5.84 | 3.79 | 14.54% | 347.91 | 6.2466 | 0.63436 | 6.1195 | 1.0208 | 6.39 | 420.76 | 450.14
2012-01-14 08:10 | 7.91 | 7.64 | 7.08 | 6.45 | 5.92 | 5.46 | 5.07 | 4.67 | 4.3 | 3.68 | 354.5 | 353.7 | 352.2 | 351 | 349.6 | 348.2 | 348 | 347.5 | 346.8 | 346.8 | 337.1 | 5.64 | 0.94 | 5.22 | 3.5 | 16.67% | 348.17 | 5.6969 | 0.68483 | 5.4023 | 1.0545 | 5.9475 | 303.68 | 353.9
2012-01-14 08:20 | 7.92 | 7.57 | 6.98 | 6.39 | 5.87 | 5.37 | 4.97 | 4.64 | 4.34 | 3.91 | 359.1 | 358.8 | 357.8 | 356.2 | 353.7 | 351.2 | 349.6 | 348.4 | 347.7 | 345.8 | 338.8 | 5.53 | 0.61 | 5.19 | 3.59 | 11.03% | 350.96 | 5.6291 | 0.71533 | 5.3108 | 1.0599 | 5.8614 | 285.86 | 339.32
2012-01-14 08:30 | 7.73 | 7.45 | 6.96 | 6.44 | 5.89 | 5.26 | 4.64 | 4.12 | 3.74 | 3.33 | 358.6 | 359.1 | 359.1 | 359.1 | 358.4 | 356.4 | 354.3 | 351.2 | 348.6 | 346.5 | 342.7 | 5.4 | 0.61 | 4.83 | 3.04 | 11.3% | 356.085 | 5.4948 | 1.159 | 5.1663 | 1.0636 | 5.7433 | 264.8 | 319.88
2012-01-14 08:40 | 7.4 | 7.11 | 6.65 | 6.07 | 5.55 | 5 | 4.47 | 3.98 | 3.54 | 3 | 355.8 | 355.5 | 355 | 354.5 | 353.6 | 351.8 | 349.1 | 345.2 | 339.7 | 331.6 | 341.6 | 5.18 | 0.44 | 4.67 | 2.73 | 8.494% | 351.395 | 5.2147 | 1.0354 | 4.9204 | 1.0598 | 5.4899 | 229.16 | 279.38
2012-01-14 08:50 | 7.73 | 7.51 | 6.98 | 6.38 | 5.77 | 5.08 | 4.36 | 3.67 | 3.2 | 2.83 | 357.3 | 356.8 | 355.5 | 354 | 352.5 | 350.6 | 348.2 | 343.3 | 335.9 | 327.3 | 338.9 | 5.18 | 0.47 | 4.56 | 2.37 | 9.073% | 350.24 | 5.3443 | 1.4124 | 4.97 | 1.0753 | 5.5702 | 229.16 | 292.34
2012-01-14 09:00 | 6.44 | 6.14 | 5.57 | 4.92 | 4.36 | 3.89 | 3.64 | 3.62 | 3.6 | 3.2 | 355.4 | 354 | 351.1 | 347.3 | 343.1 | 337.4 | 331.7 | 327.1 | 323.9 | 318.4 | 326.8 | 4.07 | 0.41 | 3.75 | 2.71 | 10.07% | 336.545 | 4.2785 | 0.61384 | 3.8532 | 1.1104 | 4.5193 | 98.63 | 147.68
2012-01-14 09:10 | 4.81 | 4.61 | 4.27 | 3.96 | 3.77 | 3.73 | 3.8 | 3.89 | 3.94 | 3.64 | 348.1 | 345.9 | 341.5 | 336.7 | 332.2 | 328 | 325.6 | 324.9 | 324.4 | 322.4 | 316.8 | 3.88 | 0.24 | 3.89 | 3.37 | 6.186% | 327.64 | 3.8871 | -0.17182 | 3.7399 | 1.0393 | 4.0326 | 80.08 | 94.27
2012-01-14 09:20 | 4.4 | 4.35 | 4.37 | 4.48 | 4.63 | 4.77 | 4.9 | 4.91 | 4.68 | 3.95 | 329.5 | 328.2 | 326.5 | 325.5 | 325.4 | 325.4 | 325.2 | 324.9 | 323.6 | 320.7 | 315.8 | 4.91 | 0.43 | 4.97 | 3.56 | 8.758% | 325.37 | 4.648 | -0.24848 | 4.7884 | 0.97068 | 4.766 | 190.19 | 174.93
2012-01-14 09:30 | 4.28 | 4.27 | 4.25 | 4.35 | 4.46 | 4.6 | 4.73 | 4.82 | 4.79 | 4.26 | 335.9 | 335.2 | 334.2 | 333.5 | 333.3 | 333 | 332.7 | 332.3 | 331.7 | 330.1 | 323.8 | 4.7 | 0.31 | 4.73 | 3.68 | 6.596% | 332.955 | 4.5617 | -0.25754 | 4.6184 | 0.98773 | 4.6423 | 167.3 | 160.76
2012-01-14 09:40 | 4.47 | 4.55 | 4.73 | 4.91 | 5.07 | 5.23 | 5.29 | 5.16 | 4.77 | 3.91 | 332.1 | 331.9 | 331.7 | 331.8 | 332.6 | 333 | 333.1 | 332.6 | 331.2 | 327.5 | 324.3 | 5.31 | 0.36 | 5.35 | 3.33 | 6.78% | 333.015 | 4.9759 | -0.10541 | 5.2386 | 0.94985 | 5.0437 | 250.22 | 206.48
2012-01-14 09:50 | 5.44 | 5.5 | 5.65 | 5.8 | 5.82 | 5.75 | 5.47 | 5.02 | 4.51 | 3.81 | 334.5 | 334.6 | 334.8 | 335.2 | 335.1 | 334.8 | 333.9 | 332.5 | 330.4 | 326 | 325 | 6.06 | 0.4 | 5.74 | 3.24 | 6.601% | 334.665 | 5.4011 | 0.46132 | 5.709 | 0.94606 | 5.7331 | 375.56 | 318.26
2012-01-14 10:00 | 5.86 | 5.88 | 5.94 | 6.03 | 6.01 | 5.84 | 5.49 | 5.04 | 4.6 | 3.95 | 336.8 | 336.6 | 336.4 | 336.1 | 335.7 | 334.4 | 332.5 | 330.2 | 327.4 | 324.2 | 325.1 | 6.05 | 0.37 | 5.72 | 3.49 | 6.116% | 334.115 | 5.5428 | 0.57112 | 5.7885 | 0.95755 | 5.7932 | 373.3 | 327.98
2012-01-14 10:10 | 6.87 | 6.84 | 6.68 | 6.42 | 6.1 | 5.75 | 5.36 | 4.9 | 4.44 | 3.84 | 338.9 | 338.8 | 338.9 | 339.1 | 338.5 | 338.1 | 337.1 | 335.6 | 333.4 | 329.6 | 327.7 | 6.05 | 0.41 | 5.68 | 3.55 | 6.777% | 337.95 | 5.7121 | 0.64905 | 5.6924 | 1.0035 | 6.0709 | 373.3 | 377.82
2012-01-14 10:20 | 7.26 | 7.12 | 6.8 | 6.4 | 6.05 | 5.65 | 5.29 | 4.89 | 4.38 | 3.62 | 339.2 | 338.8 | 338.4 | 338.4 | 338.2 | 338.1 | 337.4 | 336.1 | 335.1 | 332.5 | 328.3 | 5.78 | 0.33 | 5.44 | 3.19 | 5.709% | 337.995 | 5.7068 | 0.6084 | 5.597 | 1.0196 | 5.8934 | 326.36 | 344.18
2012-01-14 10:30 | 6.7 | 6.78 | 6.84 | 6.8 | 6.66 | 6.37 | 6 | 5.46 | 4.88 | 3.97 | 344.1 | 343.6 | 342.5 | 341.6 | 340.9 | 340.6 | 340.4 | 340.1 | 339.5 | 337 | 330.2 | 6.6 | 0.3 | 6.25 | 3.26 | 4.545% | 340.57 | 6.1439 | 0.55298 | 6.3156 | 0.97282 | 6.4206 | 497.6 | 456.92
2012-01-14 10:40 | 5.93 | 6.02 | 6.23 | 6.26 | 6.06 | 5.69 | 5.22 | 4.68 | 4.1 | 3.28 | 345.2 | 344.1 | 341.4 | 339.6 | 338.9 | 338.1 | 336.7 | 334.8 | 332.7 | 328.4 | 328.3 | 6.06 | 0.36 | 5.6 | 2.9 | 5.941% | 337.89 | 5.48 | 0.79669 | 5.6201 | 0.97506 | 5.9089 | 375.56 | 347.42
2012-01-14 10:50 | 5.6 | 5.71 | 5.92 | 6 | 5.87 | 5.59 | 5.16 | 4.69 | 4.19 | 3.41 | 342.8 | 341.6 | 340.2 | 339.3 | 339.2 | 338.8 | 337.4 | 335.2 | 332.3 | 326 | 328.9 | 5.82 | 0.38 | 5.39 | 2.81 | 6.529% | 338.59 | 5.3398 | 0.73967 | 5.5263 | 0.96626 | 5.6236 | 332.84 | 300.44
2012-01-14 11:00 | 5.55 | 5.65 | 5.8 | 5.81 | 5.67 | 5.41 | 5.14 | 4.83 | 4.42 | 3.66 | 344.4 | 343.5 | 342.5 | 341.5 | 340.5 | 339.5 | 338.3 | 337.2 | 335.3 | 331.1 | 329 | 5.64 | 0.5 | 5.34 | 3.02 | 8.865% | 339.32 | 5.2712 | 0.4731 | 5.3705 | 0.98151 | 5.5357 | 303.68 | 287.48
2012-01-14 11:10 | 4.99 | 4.94 | 5.03 | 5.15 | 5.25 | 5.14 | 4.85 | 4.46 | 4 | 3.22 | 347.4 | 345.9 | 343.5 | 341.6 | 340.6 | 339.3 | 337.3 | 335 | 332.2 | 328.3 | 329.5 | 5.45 | 0.29 | 5.13 | 2.77 | 5.321% | 339 | 4.8062 | 0.53666 | 5.0974 | 0.94286 | 5.1386 | 272.9 | 222.68
2012-01-14 11:20 | 5.05 | 4.94 | 4.9 | 5.06 | 5.24 | 5.25 | 4.95 | 4.5 | 4 | 3.29 | 348.5 | 347 | 344.7 | 343.1 | 342.4 | 341 | 339 | 337 | 334.5 | 331.3 | 330.8 | 5.57 | 0.29 | 5.28 | 2.78 | 5.206% | 340.7 | 4.8183 | 0.54374 | 5.2059 | 0.92555 | 5.1553 | 292.34 | 225.92
2012-01-14 11:30 | 4.86 | 4.78 | 4.75 | 4.86 | 5.04 | 5.15 | 5.04 | 4.69 | 4.25 | 3.53 | 349.6 | 347.7 | 344.3 | 342 | 340.6 | 339.1 | 337.3 | 335.5 | 333.9 | 330.8 | 329.5 | 5.33 | 0.31 | 5.22 | 3.16 | 5.816% | 338.83 | 4.7859 | 0.19952 | 5.1341 | 0.93217 | 4.9685 | 253.46 | 196.73
2012-01-14 11:40 | 4.33 | 4.41 | 4.61 | 4.8 | 4.95 | 4.93 | 4.78 | 4.45 | 4.06 | 3.36 | 339.9 | 338.3 | 336.4 | 335.7 | 335.3 | 334.4 | 333.4 | 332.2 | 330.1 | 326.1 | 325.8 | 5.16 | 0.17 | 4.97 | 2.67 | 3.295% | 334.25 | 4.6117 | 0.28553 | 4.9082 | 0.93958 | 4.8482 | 225.92 | 183.65
2012-01-14 11:50 | 4.43 | 4.47 | 4.55 | 4.65 | 4.79 | 4.92 | 4.9 | 4.64 | 4.17 | 3.37 | 336.5 | 336 | 335.4 | 335 | 334.8 | 333.9 | 332.3 | 329.8 | 326.9 | 322.4 | 324.7 | 5.08 | 0.26 | 5.06 | 3.04 | 5.118% | 333.66 | 4.6132 | 0.037642 | 4.9171 | 0.93819 | 4.766 | 212.96 | 174.93
2012-01-14 12:00 | 4.19 | 4.18 | 4.23 | 4.34 | 4.5 | 4.64 | 4.7 | 4.62 | 4.34 | 3.6 | 337.5 | 336.7 | 335.1 | 334 | 332.8 | 331.2 | 329.1 | 326.8 | 324.3 | 320.8 | 322.4 | 4.81 | 0.3 | 4.84 | 2.96 | 6.237% | 330.885 | 4.4369 | -0.11873 | 4.6485 | 0.95447 | 4.591 | 179.29 | 155.31
2012-01-14 12:10 | 4.31 | 4.33 | 4.39 | 4.53 | 4.64 | 4.72 | 4.67 | 4.55 | 4.29 | 3.69 | 337.3 | 336.6 | 335.7 | 334.2 | 332.4 | 329.8 | 327.3 | 324.9 | 322.9 | 319.8 | 319.7 | 4.93 | 0.27 | 4.88 | 3.39 | 5.477% | 329.425 | 4.4928 | 0.098414 | 4.7128 | 0.95331 | 4.6998 | 192.37 | 167.3
2012-01-14 12:20 | 4.41 | 4.49 | 4.65 | 4.81 | 4.94 | 4.94 | 4.8 | 4.55 | 4.24 | 3.72 | 332.3 | 331.3 | 329.6 | 328.2 | 326.5 | 324.2 | 322.1 | 320.3 | 318.3 | 315 | 315.1 | 5.15 | 0.23 | 4.97 | 3.26 | 4.466% | 323.885 | 4.6573 | 0.26567 | 4.9197 | 0.94667 | 4.8754 | 224.3 | 186.92
2012-01-14 12:30 | 4.23 | 4.34 | 4.53 | 4.74 | 4.9 | 4.93 | 4.82 | 4.55 | 4.12 | 3.54 | 329.3 | 329 | 328.5 | 327.8 | 327 | 325.9 | 323.9 | 321.5 | 318.8 | 315.4 | 316.6 | 5.19 | 0.21 | 5.12 | 2.89 | 4.046% | 325.6 | 4.6102 | 0.20852 | 4.9141 | 0.93817 | 4.8691 | 230.78 | 185.83
2012-01-14 12:40 | 3.92 | 3.97 | 4.1 | 4.19 | 4.33 | 4.42 | 4.36 | 4.16 | 3.83 | 3.2 | 328.8 | 328.7 | 328.4 | 328.1 | 327.8 | 327.1 | 325.9 | 324.1 | 321.3 | 316.2 | 318.8 | 4.61 | 0.25 | 4.59 | 3.08 | 5.423% | 326.92 | 4.1572 | 0.1263 | 4.4114 | 0.94239 | 4.3444 | 157.49 | 128.06
2012-01-14 12:50 | 3.84 | 3.87 | 3.96 | 4.08 | 4.15 | 4.07 | 3.93 | 3.79 | 3.61 | 3.24 | 334.6 | 334.5 | 333.5 | 331.9 | 330.1 | 327.4 | 324.8 | 322.7 | 320.6 | 317.8 | 318.4 | 4.24 | 0.25 | 4.05 | 2.69 | 5.896% | 327.01 | 3.9029 | 0.32347 | 4.0496 | 0.96376 | 4.0863 | 117.16 | 100.81
2012-01-14 13:00 | 4.33 | 4.34 | 4.34 | 4.3 | 4.18 | 4.03 | 3.87 | 3.74 | 3.54 | 3.03 | 333.3 | 332.9 | 332.1 | 331.1 | 329.8 | 328.2 | 326.1 | 324.1 | 322.5 | 319.8 | 319.1 | 4.15 | 0.18 | 4 | 2.43 | 4.337% | 327.885 | 3.9756 | 0.37437 | 4.0067 | 0.99224 | 4.1178 | 107.35 | 104.08
2012-01-14 13:10 | 4.7 | 4.65 | 4.49 | 4.24 | 3.97 | 3.68 | 3.48 | 3.33 | 3.2 | 2.85 | 331.1 | 330.9 | 330.1 | 329 | 327.9 | 326.7 | 325.1 | 323.5 | 322 | 319.6 | 317.6 | 3.85 | 0.17 | 3.62 | 2.62 | 4.416% | 326.46 | 3.7976 | 0.51639 | 3.6507 | 1.0402 | 4.0049 | 77.35 | 91
2012-01-14 13:20 | 4.9 | 4.83 | 4.68 | 4.5 | 4.39 | 4.23 | 4.08 | 3.91 | 3.7 | 3.19 | 334.8 | 334.1 | 332.8 | 331.4 | 330.5 | 330 | 329.3 | 328.5 | 327.1 | 324.3 | 320.1 | 4.3 | 0.42 | 4.11 | 2.68 | 9.767% | 329.895 | 4.207 | 0.33365 | 4.2082 | 0.99973 | 4.2988 | 123.7 | 123.7
2012-01-14 13:30 | 4.88 | 4.9 | 4.89 | 4.85 | 4.79 | 4.72 | 4.61 | 4.43 | 4.17 | 3.6 | 339.9 | 339.7 | 339.1 | 337.9 | 337 | 336 | 334.9 | 334 | 333.2 | 331.9 | 326.3 | 4.82 | 0.11 | 4.67 | 2.91 | 2.282% | 335.835 | 4.6075 | 0.21791 | 4.7041 | 0.97948 | 4.7211 | 180.38 | 169.48
2012-01-14 13:40 | 4.93 | 4.93 | 4.93 | 4.91 | 4.92 | 4.87 | 4.73 | 4.44 | 3.93 | 3.14 | 341.9 | 341.4 | 340.8 | 339.4 | 338.1 | 336.9 | 335.9 | 334.4 | 332.3 | 328.9 | 327.4 | 4.96 | 0.2 | 4.83 | 2.72 | 4.032% | 336.75 | 4.6431 | 0.26955 | 4.8497 | 0.9574 | 4.7487 | 195.64 | 172.75
2012-01-14 13:50 | 5.08 | 5.1 | 5.2 | 5.15 | 5 | 4.73 | 4.41 | 4.05 | 3.67 | 3.04 | 343.3 | 343.4 | 342.7 | 341.6 | 340.9 | 340 | 339.8 | 339.5 | 338.4 | 337.7 | 329.2 | 4.83 | 0.34 | 4.51 | 2.48 | 7.039% | 339.97 | 4.6042 | 0.64734 | 4.6828 | 0.98323 | 4.749 | 181.47 | 172.75
2012-01-14 14:00 | 5.53 | 5.46 | 5.26 | 5.01 | 4.77 | 4.51 | 4.25 | 3.97 | 3.69 | 3.28 | 340.5 | 339.9 | 338.6 | 337.1 | 335.6 | 334.2 | 332.9 | 331.7 | 331.2 | 329.6 | 323.6 | 4.62 | 0.26 | 4.36 | 2.77 | 5.628% | 334.005 | 4.521 | 0.54871 | 4.4718 | 1.011 | 4.6708 | 158.58 | 164.03
2012-01-14 14:10 | 5.48 | 5.46 | 5.33 | 5.21 | 5.05 | 4.83 | 4.62 | 4.34 | 4.03 | 3.55 | 341.8 | 341.2 | 339.7 | 338.7 | 337.5 | 336.9 | 336.4 | 335.9 | 334.9 | 334 | 326.4 | 4.93 | 0.45 | 4.69 | 3.04 | 9.128% | 336.825 | 4.7749 | 0.41078 | 4.7993 | 0.99491 | 4.9049 | 192.37 | 189.1
2012-01-14 14:20 | 4.86 | 4.9 | 4.94 | 4.94 | 4.9 | 4.79 | 4.59 | 4.33 | 4.04 | 3.56 | 350.4 | 349.4 | 347.3 | 345.2 | 343.6 | 342.3 | 341.2 | 340.4 | 339.4 | 339.8 | 330.8 | 4.87 | 0.31 | 4.64 | 3.06 | 6.366% | 342.135 | 4.6204 | 0.39413 | 4.7608 | 0.9705 | 4.7263 | 185.83 | 170.57
2012-01-14 14:30 | 4.48 | 4.58 | 4.71 | 4.73 | 4.65 | 4.48 | 4.2 | 3.88 | 3.51 | 3.07 | 349.4 | 348.7 | 346.7 | 343.5 | 341.4 | 339.7 | 339.2 | 338.7 | 338.4 | 338.3 | 329.2 | 4.66 | 0.39 | 4.43 | 2.8 | 8.369% | 339.625 | 4.2912 | 0.5964 | 4.4388 | 0.96675 | 4.5051 | 162.94 | 146.59
2012-01-14 14:40 | 4.41 | 4.52 | 4.68 | 4.77 | 4.76 | 4.6 | 4.33 | 3.99 | 3.67 | 3.24 | 344.1 | 343.6 | 341.9 | 340.4 | 339 | 338.1 | 336.9 | 335.8 | 334.9 | 334 | 325.6 | 4.81 | 0.31 | 4.53 | 3 | 6.445% | 337.92 | 4.3798 | 0.55898 | 4.5603 | 0.96042 | 4.6196 | 179.29 | 158.58
2012-01-14 14:50 | 5.08 | 5.18 | 5.34 | 5.43 | 5.44 | 5.4 | 5.33 | 5.12 | 4.72 | 3.94 | 341.1 | 339.9 | 338.4 | 337.1 | 336.3 | 336.6 | 336.7 | 336.9 | 336.5 | 336.2 | 326 | 5.5 | 0.18 | 5.36 | 3.24 | 3.273% | 336.615 | 5.2061 | 0.12057 | 5.3899 | 0.96589 | 5.3124 | 281 | 250.22
2012-01-14 15:00 | 5.17 | 5.2 | 5.16 | 5.15 | 5.12 | 5.07 | 4.79 | 4.37 | 3.87 | 3.14 | 349.4 | 348.9 | 347.6 | 346.1 | 345.1 | 344.2 | 343.5 | 342.8 | 341.9 | 340 | 333.7 | 5.27 | 0.22 | 4.99 | 2.72 | 4.175% | 344.095 | 4.7779 | 0.52498 | 5.0289 | 0.9501 | 5.007 | 243.74 | 201.62
2012-01-14 15:10 | 5.16 | 5.15 | 5.14 | 5.07 | 4.93 | 4.73 | 4.43 | 4.04 | 3.59 | 2.96 | 350 | 349.5 | 348.9 | 347.9 | 346.5 | 345.2 | 343.5 | 343.2 | 342.7 | 342.7 | 334.3 | 4.93 | 0.19 | 4.63 | 2.42 | 3.854% | 344.945 | 4.5667 | 0.60552 | 4.6858 | 0.97459 | 4.8047 | 192.37 | 178.2
2012-01-14 15:20 | 5.26 | 5.23 | 5.12 | 5.01 | 4.88 | 4.73 | 4.58 | 4.32 | 3.92 | 3.13 | 354.3 | 354.1 | 354.6 | 355 | 355.7 | 355.8 | 355.4 | 353.6 | 351.7 | 350.5 | 343.5 | 4.78 | 0.15 | 4.63 | 2.53 | 3.138% | 355.74 | 4.6373 | 0.2978 | 4.7082 | 0.98495 | 4.7081 | 176.02 | 168.39
2012-01-14 15:30 | 5.28 | 5.22 | 5.03 | 4.82 | 4.62 | 4.48 | 4.35 | 4.26 | 4.1 | 3.5 | 359.4 | 359.2 | 358.7 | 359.4 | 0.4 | 1.2 | 2.8 | 3.8 | 4.3 | 4.2 | 351.1 | 4.52 | 0.11 | 4.35 | 2.97 | 2.434% | 1.44 | 4.5149 | 0.27212 | 4.4611 | 1.012 | 4.5745 | 147.68 | 153.13
2012-01-14 15:40 | 5.3 | 5.25 | 5.05 | 4.76 | 4.53 | 4.31 | 4.12 | 3.92 | 3.64 | 3.21 | 356.8 | 356 | 356.7 | 357.2 | 358.5 | 359.2 | 0.4 | 1.1 | 1.3 | 3.2 | 348.2 | 4.41 | 0.22 | 4.21 | 2.88 | 4.989% | -0.62 | 4.3535 | 0.41663 | 4.2822 | 1.0166 | 4.4834 | 135.69 | 143.32
2012-01-14 15:50 | 4.85 | 4.77 | 4.54 | 4.22 | 3.9 | 3.69 | 3.54 | 3.44 | 3.25 | 2.93 | 357.6 | 356.6 | 355.5 | 354.7 | 354.3 | 354.6 | 355 | 354.9 | 354 | 350.9 | 343.8 | 3.77 | 0.12 | 3.62 | 2.61 | 3.183% | 354.66 | 3.8313 | 0.3835 | 3.6681 | 1.0445 | 3.9377 | 70.07 | 85.54
2012-01-14 16:00 | 4.35 | 4.32 | 4.26 | 4.04 | 3.77 | 3.53 | 3.41 | 3.32 | 3.17 | 2.8 | 353.2 | 352.1 | 350.6 | 349.5 | 347.8 | 346.4 | 345.2 | 344.7 | 343.5 | 340.7 | 335.9 | 3.64 | 0.09 | 3.44 | 2.48 | 2.473% | 346.22 | 3.6494 | 0.3196 | 3.5126 | 1.039 | 3.7818 | 58.24 | 70.98
2012-01-14 16:10 | 3.8 | 3.74 | 3.61 | 3.5 | 3.46 | 3.44 | 3.34 | 3.29 | 3.25 | 3.01 | 359.2 | 358.5 | 356.1 | 353.6 | 350.4 | 347.4 | 345.6 | 345.2 | 345 | 343.8 | 335.6 | 3.59 | 0.18 | 3.48 | 2.68 | 5.014% | 347.13 | 3.3947 | 0.27262 | 3.4255 | 0.99101 | 3.5577 | 53.69 | 50.96
2012-01-14 16:20 | 3.4 | 3.32 | 3.26 | 3.32 | 3.26 | 3.06 | 2.77 | 2.47 | 2.12 | 1.64 | 357.1 | 356.8 | 354.2 | 350 | 346.6 | 342.9 | 340.1 | 337 | 333.7 | 323.9 | 333.9 | 3.17 | 0.47 | 2.84 | 1.62 | 14.83% | 342.48 | 2.8947 | 0.9201 | 3.0167 | 0.95956 | 3.0418 | 15.47 | 3.64
2012-01-14 16:30 | 3.31 | 3.37 | 3.41 | 3.52 | 3.63 | 3.7 | 3.64 | 3.4 | 3.04 | 2.45 | 343.3 | 341.3 | 339.4 | 338.2 | 337.8 | 337 | 336.7 | 335.9 | 333.7 | 327.1 | 327.8 | 3.73 | 0.23 | 3.71 | 2.01 | 6.166% | 336.955 | 3.4479 | 0.15108 | 3.6913 | 0.93404 | 3.484 | 66.43 | 43.68
2012-01-14 16:40 | 3.74 | 3.78 | 3.83 | 3.9 | 3.97 | 3.86 | 3.63 | 3.2 | 2.78 | 2.17 | 335.9 | 335.8 | 335.8 | 336.6 | 337.3 | 337.5 | 336.9 | 335.4 | 333.1 | 327.5 | 327.2 | 4.03 | 0.2 | 3.79 | 1.76 | 4.963% | 337.41 | 3.5919 | 0.56772 | 3.8262 | 0.93878 | 3.7833 | 94.27 | 70.98
2012-01-14 16:50 | 3.58 | 3.62 | 3.67 | 3.75 | 3.76 | 3.63 | 3.35 | 2.92 | 2.51 | 1.9 | 336.9 | 337.3 | 338.5 | 338.4 | 338.3 | 337.6 | 336.3 | 333.8 | 330.3 | 322.7 | 327.9 | 3.78 | 0.16 | 3.52 | 1.49 | 4.233% | 337.405 | 3.3764 | 0.7418 | 3.5885 | 0.9409 | 3.5566 | 70.98 | 50.96
2012-01-14 17:00 | 4.14 | 4.18 | 4.2 | 4.25 | 4.29 | 4.16 | 3.78 | 3.31 | 2.98 | 2.46 | 332.1 | 332.6 | 333 | 333.8 | 334.6 | 334 | 331.6 | 328.2 | 326.5 | 325.3 | 325.8 | 4.21 | 0.26 | 3.92 | 1.95 | 6.176% | 333.64 | 3.8612 | 0.8852 | 4.1033 | 0.941 | 3.9616 | 113.89 | 87.36
2012-01-14 17:10 | 4.12 | 4.11 | 4.07 | 4.07 | 4.02 | 3.81 | 3.5 | 3.16 | 2.8 | 2.19 | 339.4 | 340.4 | 340.2 | 339.9 | 339 | 336.6 | 334.2 | 332.5 | 331.7 | 328.7 | 327.5 | 4.07 | 0.19 | 3.76 | 1.77 | 4.668% | 336.24 | 3.6416 | 0.78425 | 3.764 | 0.96748 | 3.9377 | 98.63 | 85.54
2012-01-14 17:40 | 3.53 | 3.47 | 3.41 | 3.38 | 3.41 | 3.45 | 3.46 | 3.35 | 3.18 | 2.65 | 344.9 | 344.8 | 345.8 | 346.4 | 346.6 | 348 | 347.5 | 346.3 | 345.6 | 344.2 | 337.1 | 3.43 | 0.14 | 3.41 | 2.01 | 4.082% | 347.925 | 3.3524 | -0.026747 | 3.4514 | 0.97131 | 3.3316 | 39.13 | 30.03
2012-01-14 17:50 | 3.71 | 3.63 | 3.46 | 3.32 | 3.21 | 3.12 | 3.09 | 3.08 | 3 | 2.69 | 338 | 338.9 | 340.3 | 339.2 | 338.9 | 338.2 | 337.2 | 335.9 | 334.1 | 330.6 | 328.5 | 3.16 | 0.16 | 3.1 | 2.18 | 5.063% | 338.05 | 3.1781 | 0.089286 | 3.1157 | 1.02 | 3.2233 | 14.56 | 20.02
2012-01-14 18:10 | 3.15 | 3.12 | 3.04 | 3.01 | 2.91 | 2.84 | 2.72 | 2.53 | 2.29 | 2.16 | 339.6 | 339 | 339.2 | 340 | 341.8 | 343.4 | 344.6 | 344.6 | 342.9 | 337.2 | 333.4 | 2.9 | 0.13 | 2.81 | 1.81 | 4.483% | 343.58 | 2.765 | 0.39895 | 2.8225 | 0.97962 | 2.8409 | 0 | 0
2012-01-14 18:20 | 2.86 | 2.84 | 2.77 | 2.64 | 2.49 | 2.37 | 2.22 | 2.04 | 1.95 | 1.78 | 345.8 | 346.1 | 347.2 | 347.5 | 349.2 | 351.7 | 353.4 | 351.3 | 346.6 | 340.4 | 341.2 | 2.45 | 0.13 | 2.31 | 1.42 | 5.306% | 351.955 | 2.3673 | 0.6042 | 2.3479 | 1.0083 | 2.4702 | 0 | 0
2012-01-14 18:30 | 2.8 | 2.71 | 2.42 | 2.13 | 1.96 | 1.76 | 1.63 | 1.61 | 1.52 | 1.12 | 348.2 | 348.1 | 348.7 | 349.4 | 350 | 350.1 | 346.8 | 340.7 | 334.7 | 320.2 | 345.3 | 1.91 | 0.19 | 1.61 | 0.9 | 9.948% | 349.605 | 1.9079 | 0.7091 | 1.7408 | 1.096 | 2.0933 | 0 | 0
2012-01-14 18:40 | 2.42 | 2.28 | 1.99 | 1.72 | 1.57 | 1.47 | 1.49 | 1.44 | 1.24 | 0.98 | 345.9 | 345 | 344 | 342.3 | 339.9 | 334.8 | 329.3 | 322.8 | 311.5 | 280.3 | 328.1 | 1.55 | 0.14 | 1.48 | 1 | 9.032% | 333.975 | 1.5731 | -0.12488 | 1.4728 | 1.0681 | 1.6555 | 0 | 0
2012-01-14 18:50 | 1.93 | 1.77 | 1.46 | 1.34 | 1.36 | 1.49 | 1.54 | 1.45 | 1.23 | 1.17 | 336.6 | 335.1 | 330.2 | 322.6 | 319.4 | 317.6 | 315.2 | 308.3 | 292.7 | 262.9 | 310.7 | 1.43 | 0.16 | 1.53 | 1.2 | 11.19% | 317.24 | 1.3932 | -0.30501 | 1.4971 | 0.93064 | 1.3308 | 0 | 0
2012-01-14 19:00 | 1.81 | 1.66 | 1.57 | 1.65 | 1.74 | 1.75 | 1.7 | 1.66 | 1.61 | 1.54 | 323 | 317.6 | 308.1 | 302.8 | 298.7 | 295.5 | 293.8 | 292.6 | 288.1 | 271.8 | 292 | 1.79 | 0.15 | 1.72 | 1.38 | 8.38% | 295.245 | 1.6503 | 0.26787 | 1.7427 | 0.94693 | 1.695 | 0 | 0
2012-01-14 19:10 | 2.23 | 2.34 | 2.46 | 2.54 | 2.54 | 2.49 | 2.45 | 2.39 | 2.28 | 2.01 | 290.2 | 288.6 | 286.1 | 282.6 | 278.4 | 274.6 | 271.4 | 268.8 | 266.9 | 264.5 | 267.6 | 2.48 | 0.18 | 2.4 | 1.73 | 7.258% | 274.12 | 2.4102 | 0.14965 | 2.4842 | 0.9702 | 2.4061 | 0 | 0
2012-01-14 19:20 | 2.65 | 2.7 | 2.78 | 2.85 | 2.83 | 2.72 | 2.59 | 2.48 | 2.39 | 2.31 | 287.4 | 286.6 | 286.9 | 287.4 | 286.9 | 285.7 | 282.1 | 276.4 | 269.5 | 261.5 | 278.1 | 2.77 | 0.13 | 2.64 | 2.1 | 4.693% | 285.16 | 2.6335 | 0.45257 | 2.701 | 0.975 | 2.7008 | 0 | 0
2012-01-14 19:30 | 2.36 | 2.34 | 2.33 | 2.33 | 2.29 | 2.22 | 2.16 | 2.1 | 2.04 | 1.98 | 286.7 | 287 | 289.1 | 289.4 | 285.6 | 279 | 272.1 | 266.4 | 260.9 | 250.3 | 269.8 | 2.26 | 0.16 | 2.19 | 1.95 | 7.08% | 277.965 | 2.1652 | 0.25319 | 2.2113 | 0.97916 | 2.2129 | 0 | 0
2012-01-14 19:40 | 2.43 | 2.41 | 2.4 | 2.42 | 2.42 | 2.39 | 2.3 | 2.16 | 2.02 | 1.97 | 289.7 | 290.3 | 290.2 | 289 | 286.9 | 284.2 | 280.1 | 273.7 | 265 | 251.7 | 276 | 2.44 | 0.2 | 2.38 | 2 | 8.197% | 283.585 | 2.2687 | 0.35471 | 2.3769 | 0.95449 | 2.3289 | 0 | 0
2012-01-14 19:50 | 2.57 | 2.56 | 2.58 | 2.56 | 2.49 | 2.37 | 2.24 | 2.11 | 2.03 | 2.02 | 291.9 | 292.8 | 293.4 | 293 | 290.6 | 286.5 | 281.4 | 274.8 | 266.1 | 255.7 | 279 | 2.45 | 0.13 | 2.34 | 2.03 | 5.306% | 285.735 | 2.3105 | 0.52132 | 2.3509 | 0.98279 | 2.4078 | 0 | 0
2012-01-14 20:00 | 3.44 | 3.43 | 3.23 | 2.93 | 2.64 | 2.35 | 2.12 | 1.95 | 1.8 | 1.67 | 308.4 | 307.5 | 304.5 | 300.2 | 294.9 | 288.2 | 280.7 | 273.1 | 266.7 | 258.9 | 278.5 | 2.44 | 0.22 | 2.22 | 1.71 | 9.016% | 287.075 | 2.4461 | 0.95181 | 2.3156 | 1.0564 | 2.5775 | 0 | 0
2012-01-14 20:10 | 3.65 | 3.61 | 3.36 | 2.96 | 2.56 | 2.18 | 1.89 | 1.7 | 1.61 | 1.52 | 315.1 | 314 | 310.9 | 307 | 303.2 | 298.4 | 292.4 | 284.8 | 276.7 | 266.7 | 289.2 | 2.36 | 0.25 | 2.1 | 1.48 | 10.59% | 297.5 | 2.4304 | 1.3191 | 2.1359 | 1.1379 | 2.6855 | 0 | 0
2012-01-14 20:20 | 3.48 | 3.5 | 3.37 | 3.1 | 2.8 | 2.44 | 2.07 | 1.76 | 1.57 | 1.39 | 315.7 | 314.9 | 313.5 | 311.8 | 309 | 305 | 299.4 | 292 | 283.4 | 269.7 | 295.4 | 2.62 | 0.2 | 2.29 | 1.32 | 7.634% | 304.16 | 2.551 | 1.5197 | 2.3832 | 1.0704 | 2.8045 | 0 | 0
2012-01-14 20:30 | 2.86 | 3.01 | 3.3 | 3.3 | 2.94 | 2.42 | 2.03 | 1.74 | 1.52 | 1.32 | 314.9 | 315.8 | 316.4 | 314.8 | 311.4 | 305.6 | 297.9 | 288.9 | 278.3 | 262.6 | 294.2 | 2.55 | 0.32 | 2.19 | 1.35 | 12.55% | 304.445 | 2.5383 | 1.6239 | 2.3598 | 1.0756 | 2.7429 | 0 | 0
2012-01-14 20:40 | 2.52 | 2.67 | 2.87 | 2.76 | 2.45 | 2.09 | 1.78 | 1.52 | 1.35 | 1.24 | 310.4 | 311.9 | 312.8 | 310.7 | 306.6 | 300.8 | 293.9 | 284.8 | 274.3 | 259.2 | 291.9 | 2.3 | 0.19 | 2.01 | 1.32 | 8.261% | 299.765 | 2.1698 | 1.4836 | 2.0425 | 1.0624 | 2.4434 | 0 | 0
2012-01-14 20:50 | 2.05 | 2.14 | 2.33 | 2.42 | 2.35 | 2.13 | 1.87 | 1.61 | 1.41 | 1.19 | 304.5 | 307 | 310.3 | 311.8 | 310.6 | 306.2 | 299.3 | 290.5 | 280.9 | 262.7 | 289.7 | 2.24 | 0.25 | 1.98 | 1.25 | 11.16% | 305.165 | 2.02 | 1.203 | 2.0906 | 0.96623 | 2.1644 | 0 | 0
2012-01-14 21:00 | 2.22 | 2.39 | 2.61 | 2.57 | 2.33 | 2.04 | 1.81 | 1.67 | 1.55 | 1.42 | 307.9 | 308.3 | 306.9 | 302.7 | 296.3 | 287.1 | 277.6 | 269.5 | 262.4 | 248.4 | 275.1 | 2.11 | 0.41 | 1.93 | 1.53 | 19.43% | 285.675 | 2.0338 | 1.1054 | 2.0053 | 1.0142 | 2.14 | 0 | 0
2012-01-14 22:30 | 4.77 | 4.72 | 4.64 | 4.6 | 4.53 | 4.52 | 4.59 | 4.76 | 4.95 | 5.16 | 219.5 | 219.2 | 218.9 | 218.5 | 218.3 | 218.3 | 218.3 | 218 | 217 | 215.1 | 209.7 | 4.47 | 0.1 | 4.13 | 4.45 | 2.237% | 218.3 | 4.6892 | -0.14202 | 4.53 | 1.0352 | 4.6271 | 142.23 | 159.67
2012-01-14 22:40 | 5.16 | 5.15 | 5.1 | 5.08 | 5.07 | 5.06 | 5.1 | 5.14 | 5.16 | 5.14 | 219.2 | 217.9 | 216.1 | 215.2 | 214.4 | 213.9 | 213.5 | 213 | 212.9 | 211.7 | 204.2 | 4.67 | 0.17 | 4.07 | 3.79 | 3.64% | 213.84 | 5.1039 | -0.072764 | 5.0657 | 1.0075 | 4.7052 | 164.03 | 168.39
2012-01-14 22:50 | 5.4 | 5.38 | 5.37 | 5.4 | 5.39 | 5.37 | 5.34 | 5.32 | 5.27 | 5 | 219.6 | 217.8 | 214.2 | 211.8 | 210.8 | 211 | 211.2 | 211.4 | 211.5 | 209.5 | 201.5 | 4.8 | 0.13 | 3.59 | 3.56 | 2.708% | 211.03 | 5.3325 | 0.05177 | 5.3657 | 0.99382 | 4.7703 | 178.2 | 174.93
2012-01-14 23:00 | 5.52 | 5.5 | 5.55 | 5.61 | 5.61 | 5.61 | 5.62 | 5.59 | 5.58 | 5.38 | 215.1 | 213.6 | 211.3 | 209.8 | 208.9 | 208.5 | 208.4 | 208.3 | 209 | 209.5 | 198.9 | 5.3 | 0.17 | 3.69 | 3.69 | 3.208% | 208.485 | 5.5802 | -0.016458 | 5.6114 | 0.99444 | 5.2705 | 248.6 | 243.74
2012-01-14 23:10 | 5.83 | 5.83 | 5.81 | 5.78 | 5.78 | 5.8 | 5.85 | 5.88 | 5.81 | 5.5 | 217.4 | 216 | 214.1 | 212.9 | 212.5 | 212.9 | 212.9 | 212.2 | 211.8 | 211.4 | 203.3 | 5.35 | 0.28 | 4.57 | 3.85 | 5.234% | 212.9 | 5.8003 | -0.079322 | 5.8071 | 0.99883 | 5.3437 | 256.7 | 255.08
2012-01-14 23:20 | 5.75 | 5.78 | 5.86 | 5.94 | 5.98 | 6.01 | 6.07 | 6.13 | 6.16 | 5.77 | 213.1 | 212.4 | 211 | 210.4 | 210.8 | 210.8 | 210.8 | 210.5 | 210.7 | 209.4 | 200.6 | 5.41 | 0.21 | 3.92 | 3.86 | 3.882% | 210.8 | 6.0042 | -0.091799 | 6.0186 | 0.99762 | 5.3971 | 266.42 | 264.8
2012-01-14 23:30 | 5.73 | 5.72 | 5.73 | 5.78 | 5.88 | 5.99 | 6.08 | 6.1 | 6.04 | 5.72 | 213 | 211.9 | 210.8 | 210.6 | 210.7 | 210.7 | 210.7 | 210.4 | 210.2 | 208.9 | 200.6 | 5.4 | 0.15 | 3.96 | 3.8 | 2.778% | 210.7 | 5.9323 | -0.13781 | 6.0028 | 0.98826 | 5.3366 | 264.8 | 255.08
2012-01-14 23:40 | 5.86 | 5.84 | 5.85 | 5.87 | 5.9 | 5.95 | 5.97 | 5.97 | 5.91 | 5.58 | 213.8 | 213.1 | 211.8 | 210.6 | 209.8 | 209.3 | 209.4 | 208.9 | 208.2 | 205.7 | 199.2 | 5.51 | 0.24 | 3.86 | 3.94 | 4.356% | 209.315 | 5.898 | -0.03101 | 5.9529 | 0.99079 | 5.4593 | 282.62 | 274.52
2012-01-15 08:20 | 2.62 | 2.51 | 2.42 | 2.43 | 2.42 | 2.32 | 2.19 | 2.16 | 2.21 | 2.21 | 318.3 | 318.1 | 315 | 308.8 | 302.4 | 296.1 | 287.6 | 274.6 | 259.6 | 236.9 | 287.4 | 2.09 | 0.14 | 2.02 | 2.14 | 6.699% | 294.825 | 2.1813 | 0.53289 | 2.3009 | 0.948 | 1.9813 | 0 | 0
2012-01-15 08:30 | 2.84 | 2.65 | 2.36 | 2.21 | 2.17 | 2.24 | 2.32 | 2.43 | 2.51 | 2.6 | 308.4 | 308.9 | 308 | 304 | 297.1 | 287.1 | 276.9 | 268.3 | 259.7 | 241.5 | 276.8 | 2.05 | 0.16 | 2.08 | 2.82 | 7.805% | 285.57 | 2.2171 | -0.32428 | 2.2513 | 0.98479 | 2.0188 | 0 | 0
2012-01-15 08:40 | 3.87 | 3.67 | 3.28 | 2.93 | 2.65 | 2.45 | 2.4 | 2.46 | 2.57 | 2.77 | 293.7 | 292.6 | 290.7 | 288.3 | 284.5 | 278.1 | 270.2 | 264.2 | 259 | 247.3 | 269.7 | 2.58 | 0.49 | 2.44 | 3.34 | 18.99% | 276.915 | 2.6746 | 0.19054 | 2.4428 | 1.0949 | 2.8249 | 0 | 0
2012-01-15 08:50 | 5.56 | 5.33 | 4.91 | 4.5 | 4.1 | 3.75 | 3.56 | 3.42 | 3.27 | 3.14 | 298 | 296.7 | 294.2 | 291.3 | 288.1 | 283.9 | 278.8 | 273.4 | 267.8 | 255.5 | 275.3 | 3.84 | 0.38 | 3.7 | 3.07 | 9.896% | 283.135 | 3.9561 | 0.48049 | 3.7222 | 1.0628 | 4.0813 | 76.44 | 99.72
2012-01-15 09:00 | 5.26 | 5.04 | 4.67 | 4.33 | 4.02 | 3.74 | 3.53 | 3.4 | 3.31 | 3.09 | 297.2 | 295.8 | 292.8 | 289.8 | 286.9 | 283.9 | 280.3 | 277.3 | 274.3 | 266.9 | 276.3 | 3.95 | 0.52 | 3.77 | 2.88 | 13.16% | 283.36 | 3.8829 | 0.53402 | 3.7092 | 1.0468 | 4.135 | 86.45 | 106.26
2012-01-15 09:10 | 5.67 | 5.33 | 4.7 | 4.31 | 4.02 | 3.73 | 3.53 | 3.35 | 3.13 | 2.78 | 306 | 304.1 | 299.1 | 295.6 | 292.9 | 289 | 285 | 281.9 | 279.2 | 273.9 | 282.3 | 3.91 | 0.29 | 3.69 | 2.47 | 7.417% | 288.4 | 3.8668 | 0.50927 | 3.7007 | 1.0449 | 4.0855 | 82.81 | 100.81
2012-01-15 09:20 | 5.98 | 5.76 | 5.32 | 4.9 | 4.53 | 4.25 | 4.01 | 3.76 | 3.47 | 3.14 | 302.6 | 301.7 | 299.4 | 296.6 | 293.2 | 289.1 | 285.1 | 281.4 | 277.3 | 270.9 | 282.3 | 4.25 | 0.39 | 4.05 | 2.91 | 9.176% | 288.5 | 4.3514 | 0.53716 | 4.2148 | 1.0324 | 4.3878 | 118.25 | 133.51
2012-01-15 09:30 | 5.9 | 5.65 | 5.24 | 4.88 | 4.59 | 4.35 | 4.16 | 3.94 | 3.68 | 3.36 | 302.4 | 301.4 | 299 | 296.2 | 293.5 | 290.3 | 286.9 | 283.6 | 280.2 | 274.4 | 281.5 | 4.42 | 0.46 | 4.25 | 3.15 | 10.41% | 289.79 | 4.4232 | 0.41271 | 4.3223 | 1.0234 | 4.5233 | 136.78 | 147.68
2012-01-15 09:40 | 6.25 | 5.94 | 5.42 | 4.99 | 4.65 | 4.34 | 4.03 | 3.75 | 3.43 | 2.93 | 306.5 | 305.9 | 304.3 | 302 | 299.5 | 296.6 | 293.4 | 289.9 | 285.7 | 277.8 | 289.4 | 4.38 | 0.25 | 4.12 | 2.73 | 5.708% | 296.12 | 4.4355 | 0.68483 | 4.2942 | 1.0329 | 4.5242 | 132.42 | 147.68
2012-01-15 09:50 | 7.1 | 6.83 | 6.33 | 5.85 | 5.39 | 4.93 | 4.53 | 4.15 | 3.76 | 3.32 | 309.2 | 308.7 | 307.5 | 305.6 | 303.1 | 300.1 | 296.7 | 293 | 288.8 | 282.8 | 291.8 | 4.82 | 0.57 | 4.36 | 2.97 | 11.83% | 299.59 | 5.0923 | 0.78194 | 4.8706 | 1.0455 | 5.0394 | 180.38 | 206.48
2012-01-15 10:00 | 7.29 | 6.99 | 6.44 | 5.96 | 5.52 | 5.17 | 4.89 | 4.58 | 4.22 | 3.69 | 307.1 | 306.8 | 305 | 303.1 | 301.5 | 299.4 | 296.3 | 292.1 | 287.2 | 279.4 | 291.9 | 5.2 | 0.36 | 4.78 | 3.3 | 6.923% | 298.935 | 5.3168 | 0.51454 | 5.1289 | 1.0366 | 5.3904 | 232.4 | 263.18
2012-01-15 10:10 | 7.99 | 7.75 | 7.28 | 6.64 | 5.95 | 5.29 | 4.9 | 4.6 | 4.32 | 3.85 | 306.7 | 307.1 | 306.5 | 305.1 | 304.6 | 303.5 | 299.8 | 296.2 | 292.5 | 284.9 | 296.4 | 5.65 | 0.41 | 5.08 | 3.48 | 7.257% | 302.945 | 5.7228 | 0.7077 | 5.2323 | 1.0938 | 6.1797 | 305.3 | 402.68
2012-01-15 10:50 | 8.83 | 8.57 | 8.06 | 7.34 | 6.56 | 5.62 | 4.86 | 4.44 | 4.07 | 3.42 | 308.4 | 308 | 307.4 | 307.5 | 307 | 305.8 | 303 | 301.1 | 299.7 | 295.5 | 297.5 | 5.99 | 0.37 | 5.35 | 2.82 | 6.177% | 305.38 | 6.1494 | 1.3427 | 5.5042 | 1.1172 | 6.6921 | 360.38 | 517.94
2012-01-15 11:00 | 8.06 | 7.73 | 7.03 | 6.34 | 5.75 | 5.2 | 4.82 | 4.59 | 4.3 | 3.78 | 304.6 | 304.1 | 303 | 301.4 | 299.2 | 296.8 | 294.7 | 292.8 | 291.2 | 288.9 | 291.8 | 5.52 | 0.61 | 4.94 | 3.05 | 11.05% | 296.485 | 5.5772 | 0.70125 | 5.1438 | 1.0843 | 5.9851 | 284.24 | 360.38
2012-01-15 12:20 | 9.79 | 9.66 | 9.25 | 8.47 | 7.55 | 6.8 | 6.28 | 5.92 | 5.56 | 4.8 | 315.3 | 315.1 | 314.6 | 315.4 | 315.2 | 314.4 | 312 | 312.2 | 312.4 | 313.3 | 304.3 | 7.28 | 0.35 | 6.74 | 3.65 | 4.808% | 314.04 | 7.3052 | 0.73514 | 6.7229 | 1.0866 | 7.9106 | 672.28 | 861.91
2012-01-15 12:30 | 8.92 | 8.69 | 8.28 | 7.85 | 7.4 | 6.82 | 6.06 | 5.45 | 5.02 | 4.16 | 314.2 | 313.8 | 313.2 | 312.6 | 311.6 | 310.7 | 310.6 | 311.6 | 312.6 | 313 | 304.4 | 6.75 | 0.48 | 6.24 | 3.04 | 7.111% | 310.685 | 6.8385 | 1.0918 | 6.7055 | 1.0198 | 6.8838 | 531.5 | 560.88
2012-01-15 12:40 | 9.03 | 8.64 | 7.93 | 7.19 | 6.58 | 6.1 | 5.75 | 5.37 | 4.97 | 4.35 | 307.4 | 306.5 | 304.8 | 303.4 | 301.4 | 298.5 | 296.8 | 296.1 | 294.8 | 291.9 | 291.7 | 6.05 | 0.89 | 5.68 | 3.44 | 14.71% | 298.245 | 6.3951 | 0.54604 | 6.0486 | 1.0573 | 6.3967 | 373.3 | 452.4
2012-01-15 20:00 | 8.6 | 8.5 | 8.28 | 8.1 | 7.99 | 7.82 | 7.67 | 7.48 | 7.29 | 6.8 | 292.7 | 291.9 | 290.9 | 290.2 | 289.5 | 289.1 | 288 | 286.8 | 285.6 | 282.8 | 282.2 | 8.06 | 0.58 | 7.93 | 6.67 | 7.196% | 288.935 | 7.7849 | 0.17898 | 7.7983 | 0.99828 | 8.0461 | 911.02 | 907.35
2012-01-16 05:00 | 10.72 | 10.59 | 10.4 | 10.12 | 9.93 | 9.71 | 9.46 | 9.23 | 8.95 | 8.57 | 291 | 290.3 | 289.2 | 287.7 | 286.2 | 285 | 283.8 | 282.7 | 281.5 | 279 | 278 | 9.75 | 0.76 | 9.73 | 8.07 | 7.795% | 284.82 | 9.6636 | 0.24104 | 9.6738 | 0.99895 | 9.7397 | 1541.75 | 1537.94
2012-01-16 05:10 | 9.76 | 9.52 | 9.18 | 8.92 | 8.69 | 8.46 | 8.2 | 7.93 | 7.64 | 7.11 | 291.4 | 291 | 290.3 | 289.4 | 288.3 | 287.6 | 286.4 | 284.9 | 284 | 282.6 | 279.6 | 8.73 | 1.2 | 8.53 | 6.9 | 13.75% | 287.42 | 8.4251 | 0.28846 | 8.4222 | 1.0003 | 8.733 | 1156.91 | 1156.91
2012-01-16 05:20 | 8.71 | 8.61 | 8.4 | 8.17 | 7.94 | 7.69 | 7.5 | 7.37 | 7.37 | 7.15 | 290.4 | 289.9 | 288.8 | 288.3 | 287.7 | 287.5 | 287.4 | 286.9 | 286.7 | 286.5 | 280.4 | 8.02 | 1.38 | 7.83 | 6.68 | 17.21% | 287.485 | 7.7821 | 0.23119 | 7.6625 | 1.0156 | 8.1452 | 896.34 | 944.05
2012-01-16 05:30 | 9.76 | 9.6 | 9.25 | 8.81 | 8.42 | 8.1 | 7.75 | 7.46 | 7.22 | 6.89 | 288.9 | 288.3 | 287.1 | 286.2 | 285.4 | 285.1 | 285.6 | 285.7 | 285.4 | 284.2 | 279 | 8.09 | 0.96 | 7.89 | 6.51 | 11.87% | 285.175 | 8.177 | 0.40819 | 8.0489 | 1.0159 | 8.2187 | 922.03 | 969.74
2012-01-16 05:40 | 8.87 | 8.7 | 8.39 | 8.11 | 7.82 | 7.52 | 7.27 | 7.06 | 6.79 | 6.31 | 289.5 | 289.1 | 288.7 | 288.4 | 287.3 | 285.8 | 284.6 | 283.6 | 282.8 | 281 | 276.1 | 7.6 | 1.25 | 7.42 | 6.03 | 16.45% | 285.62 | 7.5687 | 0.31244 | 7.4837 | 1.0114 | 7.6863 | 768.6 | 795.69
2012-01-16 05:50 | 8.57 | 8.38 | 7.96 | 7.6 | 7.32 | 7.08 | 6.79 | 6.42 | 6.05 | 5.6 | 290.3 | 289.8 | 289 | 288.5 | 288.2 | 287.3 | 286.3 | 285.3 | 283.9 | 280.5 | 281.3 | 7.3 | 1.48 | 7.01 | 5.66 | 20.27% | 287.15 | 7.0584 | 0.38649 | 7.0377 | 1.0029 | 7.3215 | 678.3 | 684.32
2012-01-16 06:00 | 9.5 | 9.34 | 9.04 | 8.76 | 8.55 | 8.3 | 8 | 7.68 | 7.36 | 6.84 | 290.2 | 289.9 | 288.8 | 287.7 | 286.8 | 286 | 285.3 | 284.7 | 283.6 | 281 | 278.3 | 8.43 | 0.99 | 8.22 | 6.81 | 11.74% | 285.895 | 8.2395 | 0.3402 | 8.2563 | 0.99796 | 8.4128 | 1046.81 | 1039.47
2012-01-16 06:10 | 11 | 10.74 | 10.34 | 9.96 | 9.59 | 9.22 | 8.82 | 8.38 | 7.91 | 7.36 | 288.4 | 288.1 | 287.1 | 286.2 | 285.6 | 284.9 | 283.9 | 282.8 | 281.6 | 281.1 | 277.6 | 9.29 | 1.19 | 9.11 | 7.18 | 12.81% | 284.75 | 9.1995 | 0.40987 | 9.1616 | 1.0041 | 9.3284 | 1366.49 | 1381.73
2012-01-16 06:20 | 10.75 | 10.53 | 10.09 | 9.77 | 9.45 | 9.03 | 8.72 | 8.47 | 8.22 | 7.73 | 293.3 | 292.9 | 292.6 | 292.2 | 291.2 | 290.5 | 289.3 | 287.8 | 286.5 | 284.4 | 280.9 | 9.17 | 1.07 | 9.05 | 7.46 | 11.67% | 290.32 | 9.1201 | 0.32282 | 8.9849 | 1.015 | 9.308 | 1320.77 | 1374.11
2012-01-16 11:30 | 6.87 | 6.76 | 6.58 | 6.41 | 6.25 | 6.07 | 5.94 | 5.83 | 5.7 | 5.5 | 292.1 | 290.9 | 288 | 285.4 | 284.2 | 283.9 | 283.1 | 282.2 | 281.1 | 279.9 | 276.3 | 6.29 | 0.68 | 6.19 | 5.02 | 10.81% | 283.78 | 6.105 | 0.20006 | 6.0512 | 1.0089 | 6.3459 | 427.54 | 441.1
2012-01-16 11:40 | 5.57 | 5.41 | 5.11 | 4.91 | 4.76 | 4.61 | 4.41 | 4.17 | 3.99 | 3.67 | 290.8 | 289.8 | 287.6 | 284.7 | 283.7 | 286.3 | 285.8 | 283.7 | 280.5 | 278 | 274.4 | 4.46 | 0.85 | 4.3 | 3.51 | 19.06% | 286.225 | 4.5777 | 0.40987 | 4.5808 | 0.99933 | 4.457 | 141.14 | 141.14
2012-01-16 11:50 | 5.84 | 5.64 | 5.26 | 4.98 | 4.76 | 4.57 | 4.35 | 4.07 | 3.75 | 3.43 | 297.5 | 296.8 | 295.3 | 293.3 | 291 | 289.5 | 288.5 | 287.5 | 284.5 | 280.5 | 279.5 | 4.4 | 0.9 | 4.17 | 3.21 | 20.45% | 289.35 | 4.563 | 0.45593 | 4.5378 | 1.0056 | 4.4245 | 134.6 | 136.78
2012-01-16 15:40 | 6.82 | 6.78 | 6.51 | 6.3 | 6.04 | 5.81 | 5.67 | 5.58 | 5.43 | 5.24 | 313.3 | 313.2 | 312.5 | 311.1 | 307.5 | 307.3 | 308.6 | 309.1 | 310.4 | 310.9 | 302.8 | 5.98 | 0.48 | 5.79 | 4.64 | 8.027% | 307.495 | 5.9108 | 0.2254 | 5.7897 | 1.0209 | 6.105 | 358.76 | 386.86
2012-01-16 16:00 | 6.11 | 5.88 | 5.79 | 5.66 | 5.51 | 5.38 | 5.23 | 5.07 | 4.94 | 4.77 | 311.8 | 312.9 | 311.1 | 309.4 | 308.8 | 307 | 305 | 304 | 304.1 | 305.3 | 300.6 | 5.6 | 0.47 | 5.47 | 4.62 | 8.393% | 306.7 | 5.3589 | 0.26131 | 5.3582 | 1.0001 | 5.6007 | 297.2 | 297.2
2012-01-16 16:10 | 6.49 | 6.42 | 6.32 | 6.28 | 6.21 | 6.07 | 5.92 | 5.73 | 5.47 | 4.98 | 309.1 | 309.1 | 308.1 | 307.1 | 306.4 | 305.6 | 304.7 | 305 | 305.4 | 306.3 | 297.8 | 6.21 | 0.4 | 6.07 | 4.67 | 6.441% | 305.465 | 5.9769 | 0.23123 | 6.0483 | 0.9882 | 6.1367 | 409.46 | 393.64
2012-01-16 16:20 | 6.36 | 6.3 | 6.1 | 5.95 | 5.83 | 5.64 | 5.45 | 5.29 | 5.09 | 4.73 | 311.1 | 310.7 | 309.7 | 307.8 | 306.1 | 304.1 | 301.6 | 300.7 | 301.3 | 300.8 | 297.2 | 5.97 | 0.48 | 5.77 | 4.72 | 8.04% | 303.725 | 5.6078 | 0.31667 | 5.6124 | 0.99919 | 5.9652 | 357.14 | 357.14
2012-01-16 16:30 | 6.59 | 6.58 | 6.4 | 6.14 | 5.97 | 5.76 | 5.52 | 5.3 | 5.07 | 4.67 | 308.3 | 307.8 | 307.7 | 307.3 | 306.2 | 305.6 | 305.4 | 304.9 | 304.4 | 304 | 297.7 | 5.99 | 0.65 | 5.78 | 4.5 | 10.85% | 305.57 | 5.7417 | 0.39329 | 5.725 | 1.0029 | 6.0075 | 360.38 | 364.26
2012-01-16 16:40 | 6.62 | 6.62 | 6.55 | 6.45 | 6.42 | 6.3 | 6.11 | 5.87 | 5.64 | 5.27 | 313.8 | 314 | 314.3 | 313.1 | 311.3 | 310.3 | 309.7 | 308.5 | 308.4 | 309.2 | 302 | 6.53 | 0.48 | 6.33 | 4.96 | 7.351% | 310.21 | 6.1704 | 0.28299 | 6.2724 | 0.98374 | 6.4238 | 481.78 | 456.92
2012-01-16 16:50 | 6.42 | 6.38 | 6.21 | 6.02 | 5.86 | 5.68 | 5.45 | 5.26 | 5.08 | 4.75 | 320.3 | 319.5 | 318 | 316.6 | 315 | 314.2 | 314 | 313.8 | 314.2 | 315.6 | 306 | 5.96 | 0.48 | 5.72 | 4.52 | 8.054% | 314.17 | 5.6493 | 0.38198 | 5.6465 | 1.0005 | 5.963 | 355.52 | 355.52
2012-01-16 17:00 | 7.05 | 7.05 | 6.96 | 6.74 | 6.45 | 6.18 | 5.96 | 5.71 | 5.44 | 5 | 316.3 | 315.4 | 314.4 | 314.5 | 313.8 | 312.1 | 311.5 | 312 | 312.8 | 313.4 | 304.1 | 6.52 | 0.45 | 6.23 | 4.71 | 6.902% | 312.01 | 6.2055 | 0.33497 | 6.148 | 1.0094 | 6.581 | 479.52 | 493.08
2012-01-16 20:20 | 3.94 | 3.8 | 3.48 | 3.21 | 2.96 | 2.75 | 2.61 | 2.45 | 2.2 | 1.84 | 319.6 | 317.1 | 314.5 | 312 | 310.9 | 311 | 311.4 | 310.5 | 309.9 | 310.9 | 301.8 | 2.95 | 0.2 | 2.77 | 1.64 | 6.78% | 311.06 | 2.8614 | 0.48285 | 2.7295 | 1.0483 | 3.0925 | 0 | 8.19
2012-01-17 01:30 | 5.68 | 5.53 | 5.21 | 4.88 | 4.55 | 4.28 | 4.08 | 3.9 | 3.64 | 3.26 | 308.2 | 307 | 305.3 | 303.6 | 301.7 | 300.1 | 300.1 | 300.4 | 299.1 | 295.9 | 293.1 | 4.48 | 0.34 | 4.32 | 3.04 | 7.589% | 300.1 | 4.4018 | 0.44224 | 4.2508 | 1.0355 | 4.6392 | 143.32 | 160.76
2012-01-17 01:40 | 5.75 | 5.59 | 5.25 | 5.01 | 4.87 | 4.62 | 4.32 | 4.04 | 3.86 | 3.55 | 307.3 | 306.7 | 305.3 | 304.1 | 305.1 | 305.1 | 302.9 | 299.8 | 297.1 | 292.1 | 293.9 | 4.8 | 0.31 | 4.62 | 3.25 | 6.458% | 304.77 | 4.5969 | 0.62043 | 4.5758 | 1.0046 | 4.8222 | 178.2 | 180.38
2012-01-17 01:50 | 5.59 | 5.47 | 5.21 | 4.98 | 4.8 | 4.69 | 4.4 | 4.17 | 3.92 | 3.47 | 306.2 | 305.4 | 304 | 303.8 | 302.6 | 301.4 | 299.9 | 298.7 | 298.7 | 296.4 | 293 | 4.69 | 0.36 | 4.52 | 3.07 | 7.676% | 301.175 | 4.6089 | 0.58983 | 4.6473 | 0.99174 | 4.6513 | 166.21 | 161.85
2012-01-17 02:00 | 5.28 | 5.15 | 4.93 | 4.83 | 4.73 | 4.52 | 4.26 | 4.06 | 3.75 | 3.27 | 307.6 | 306.7 | 305.1 | 304 | 303 | 302.9 | 302 | 301.6 | 300.7 | 296.3 | 293.8 | 4.43 | 0.51 | 4.23 | 2.89 | 11.51% | 302.765 | 4.4461 | 0.54746 | 4.4818 | 0.99204 | 4.3947 | 137.87 | 133.51
2012-01-17 02:10 | 5.95 | 5.79 | 5.5 | 5.24 | 5.03 | 4.9 | 4.62 | 4.38 | 4.1 | 3.59 | 305.1 | 304.3 | 303 | 303.1 | 303 | 302.8 | 301.1 | 298 | 294.5 | 290.1 | 290.5 | 4.78 | 0.46 | 4.55 | 3.19 | 9.623% | 302.545 | 4.8362 | 0.54374 | 4.8589 | 0.99533 | 4.7577 | 176.02 | 173.84
2012-01-17 02:20 | 6.02 | 5.86 | 5.51 | 5.14 | 4.78 | 4.41 | 4.08 | 3.71 | 3.38 | 2.89 | 311.5 | 310.7 | 309.4 | 308.5 | 307.3 | 306.1 | 305.3 | 304.2 | 302 | 296.5 | 297.5 | 4.46 | 0.47 | 4.17 | 2.85 | 10.54% | 305.98 | 4.5172 | 0.71874 | 4.3611 | 1.0358 | 4.6196 | 141.14 | 158.58
2012-01-17 02:30 | 5.48 | 5.31 | 5.02 | 4.72 | 4.43 | 4.02 | 3.73 | 3.49 | 3.24 | 2.84 | 310.4 | 309.8 | 308.5 | 306.1 | 303.7 | 302 | 301 | 300.4 | 299.4 | 296.7 | 295.7 | 4.17 | 0.28 | 4 | 2.44 | 6.715% | 301.85 | 4.1523 | 0.69191 | 3.9771 | 1.0441 | 4.3537 | 109.53 | 129.15
2012-01-17 02:40 | 5.47 | 5.35 | 5.17 | 4.99 | 4.8 | 4.54 | 4.24 | 3.9 | 3.62 | 3.17 | 312.7 | 311.9 | 309.8 | 308 | 305.7 | 304.2 | 303.2 | 302.6 | 301.7 | 299.1 | 297.4 | 4.5 | 0.52 | 4.29 | 3.11 | 11.56% | 304.05 | 4.4872 | 0.63175 | 4.4957 | 0.99811 | 4.4915 | 145.5 | 144.41
2012-01-17 02:50 | 5.69 | 5.57 | 5.38 | 5.21 | 4.98 | 4.72 | 4.42 | 4.13 | 3.83 | 3.4 | 311.7 | 311.6 | 310.4 | 309 | 307.3 | 305.9 | 304.5 | 303.5 | 302.7 | 300 | 297.5 | 4.77 | 0.43 | 4.56 | 2.94 | 9.015% | 305.69 | 4.6882 | 0.60685 | 4.6758 | 1.0027 | 4.7827 | 174.93 | 176.02
2012-01-17 03:00 | 6.07 | 5.99 | 5.77 | 5.46 | 5.21 | 4.89 | 4.57 | 4.18 | 3.81 | 3.36 | 312.5 | 311.9 | 310.6 | 308.5 | 307.6 | 306.6 | 305.7 | 304.2 | 302.2 | 299.1 | 298.6 | 4.85 | 0.45 | 4.64 | 3.07 | 9.278% | 306.465 | 4.8892 | 0.62542 | 4.8428 | 1.0096 | 4.8965 | 183.65 | 189.1
2012-01-17 03:10 | 5.82 | 5.71 | 5.49 | 5.24 | 4.95 | 4.7 | 4.44 | 4.1 | 3.69 | 3.16 | 316.3 | 315.6 | 314.6 | 313.1 | 311.4 | 310.4 | 309.9 | 309.2 | 307.8 | 304.4 | 302.8 | 4.51 | 0.45 | 4.25 | 2.9 | 9.978% | 310.325 | 4.6931 | 0.52589 | 4.6618 | 1.0067 | 4.5403 | 146.59 | 149.86
2012-01-17 03:20 | 5.57 | 5.44 | 5.23 | 5.06 | 4.81 | 4.61 | 4.4 | 4.17 | 3.88 | 3.38 | 315.5 | 315.2 | 313.7 | 310.7 | 310.4 | 309.7 | 308.3 | 307.9 | 307 | 306.3 | 302.3 | 4.47 | 0.44 | 4.23 | 3.16 | 9.843% | 309.49 | 4.6043 | 0.43085 | 4.5793 | 1.0055 | 4.4944 | 142.23 | 144.41
2012-01-17 03:30 | 5.47 | 5.31 | 5.06 | 4.9 | 4.69 | 4.43 | 4.15 | 3.91 | 3.68 | 3.2 | 312.9 | 312.4 | 310.4 | 307.6 | 306.9 | 306.7 | 306.4 | 305.7 | 306 | 304.2 | 300.3 | 4.38 | 0.68 | 4.16 | 3.05 | 15.53% | 306.655 | 4.4259 | 0.60336 | 4.3888 | 1.0085 | 4.4171 | 132.42 | 136.78
2012-01-17 03:40 | 5.99 | 5.88 | 5.68 | 5.52 | 5.26 | 4.92 | 4.58 | 4.27 | 3.85 | 3.23 | 307.9 | 307.2 | 306.6 | 305.9 | 305 | 303.2 | 301.4 | 300.9 | 299.6 | 296.7 | 296.6 | 4.81 | 0.79 | 4.55 | 2.82 | 16.42% | 302.93 | 4.9013 | 0.66174 | 4.8698 | 1.0065 | 4.8411 | 179.29 | 182.56
2012-01-17 03:50 | 5.87 | 5.95 | 5.86 | 5.63 | 5.43 | 5.19 | 4.87 | 4.49 | 4.14 | 3.63 | 304.8 | 304 | 303.7 | 301.4 | 300.9 | 299.4 | 297.8 | 296.1 | 293.4 | 290.1 | 290.7 | 5.12 | 0.58 | 4.89 | 3.13 | 11.33% | 299.16 | 5.1006 | 0.58809 | 5.1429 | 0.99178 | 5.0779 | 219.44 | 212.96
2012-01-17 04:00 | 5.98 | 5.89 | 5.66 | 5.4 | 5.21 | 4.96 | 4.7 | 4.38 | 4.12 | 3.67 | 301.5 | 300.3 | 299.2 | 299.3 | 297.6 | 294.8 | 293.2 | 291.3 | 289.4 | 286.1 | 285.3 | 4.93 | 0.58 | 4.7 | 3.12 | 11.76% | 294.56 | 4.9331 | 0.49756 | 4.9219 | 1.0023 | 4.9413 | 192.37 | 193.46
2012-01-17 04:10 | 5.67 | 5.59 | 5.44 | 5.27 | 5.08 | 4.8 | 4.44 | 4.07 | 3.68 | 3.29 | 305.9 | 304.5 | 302.7 | 302.1 | 301 | 299.3 | 297.9 | 295.9 | 293.4 | 289 | 288.9 | 4.49 | 0.49 | 4.25 | 2.91 | 10.91% | 299.09 | 4.7142 | 0.72044 | 4.7467 | 0.99316 | 4.4593 | 144.41 | 141.14
2012-01-17 04:20 | 5.54 | 5.53 | 5.46 | 5.34 | 5.15 | 4.84 | 4.49 | 4.17 | 3.84 | 3.43 | 313.2 | 312.5 | 310.1 | 306.7 | 305.4 | 304.8 | 303.3 | 301.4 | 299 | 296 | 296.7 | 4.84 | 0.61 | 4.64 | 3.22 | 12.6% | 304.575 | 4.7707 | 0.69365 | 4.7882 | 0.99633 | 4.8222 | 182.56 | 180.38
2012-01-17 04:40 | 4.32 | 4.27 | 4.32 | 4.2 | 4.08 | 3.84 | 3.58 | 3.26 | 2.99 | 2.75 | 305 | 303.5 | 303.5 | 304.2 | 303.6 | 301.9 | 300.8 | 299.7 | 298.5 | 299.9 | 292.1 | 3.83 | 0.7 | 3.62 | 2.69 | 18.28% | 301.735 | 3.7694 | 0.64788 | 3.8016 | 0.99153 | 3.7976 | 75.53 | 72.8
2012-01-17 04:50 | 4.58 | 4.54 | 4.56 | 4.59 | 4.43 | 4.15 | 3.88 | 3.62 | 3.33 | 2.98 | 311.3 | 310 | 304.1 | 304.1 | 303.8 | 304.6 | 304.8 | 304.6 | 304.6 | 301.1 | 298.9 | 3.87 | 0.63 | 3.73 | 2.73 | 16.28% | 304.63 | 4.0867 | 0.62167 | 4.1102 | 0.99429 | 3.8479 | 79.17 | 77.35
2012-01-17 05:00 | 5.07 | 5.02 | 4.89 | 4.91 | 4.88 | 4.71 | 4.38 | 4.1 | 3.7 | 3.07 | 314.7 | 315.1 | 313.5 | 310.1 | 308.7 | 306.9 | 304.8 | 304.7 | 304.7 | 304.2 | 299.4 | 4.12 | 0.64 | 3.83 | 2.59 | 15.53% | 306.585 | 4.4993 | 0.67126 | 4.6612 | 0.96527 | 3.9769 | 104.08 | 89.18
2012-01-17 07:30 | 4.12 | 4.09 | 3.98 | 3.94 | 4.09 | 3.66 | 3.44 | 3.12 | 2.75 | 2.52 | 301.1 | 300.6 | 298.7 | 296.9 | 296 | 292.6 | 288.9 | 287.5 | 287.2 | 278.9 | 282.6 | 3.45 | 0.29 | 3.22 | 2.19 | 8.406% | 292.045 | 3.5829 | 0.57286 | 3.6276 | 0.98766 | 3.4074 | 40.95 | 37.31
2012-01-17 07:40 | 4.39 | 4.35 | 4.33 | 4.28 | 4.27 | 4.1 | 3.87 | 3.54 | 3.13 | 2.74 | 304.5 | 303.7 | 302.3 | 300.7 | 300 | 297.9 | 294.7 | 293.4 | 291.9 | 285.6 | 290.9 | 4.08 | 0.61 | 3.83 | 2.55 | 14.95% | 297.42 | 3.9265 | 0.5335 | 4.0662 | 0.96564 | 3.9398 | 99.72 | 85.54
2012-01-17 10:10 | 4.62 | 4.48 | 4.25 | 3.94 | 3.55 | 3.24 | 3.09 | 3.06 | 2.45 | 1.83 | 317.7 | 318.1 | 319.1 | 319.1 | 318.8 | 319 | 319.7 | 319.9 | 322 | 321.1 | 310.5 | 3.55 | 0.32 | 3.19 | 1.67 | 9.014% | 319.105 | 3.4337 | 0.43804 | 3.2181 | 1.067 | 3.7879 | 50.05 | 71.89
2012-01-17 10:20 | 4.15 | 3.96 | 3.61 | 3.36 | 3.06 | 2.9 | 2.92 | 2.87 | 2.41 | 2.07 | 314.4 | 313.9 | 313.7 | 313.9 | 313.2 | 312.4 | 314.1 | 316.6 | 314.4 | 315.9 | 305 | 3.47 | 0.54 | 3.26 | 1.88 | 15.56% | 312.655 | 3.0541 | -0.063512 | 2.9029 | 1.0521 | 3.6508 | 42.77 | 59.15
2012-01-17 10:30 | 3.93 | 3.77 | 3.48 | 3.26 | 3.04 | 2.74 | 2.64 | 2.68 | 2.56 | 1.99 | 313.4 | 313.1 | 312.9 | 313.6 | 313.3 | 312.4 | 311.7 | 311.6 | 312.7 | 314.3 | 302.8 | 2.88 | 0.38 | 2.65 | 1.74 | 13.19% | 312.295 | 2.9412 | 0.34357 | 2.7254 | 1.0792 | 3.108 | 0 | 10.01
2012-01-17 10:40 | 3.3 | 3.1 | 2.73 | 2.41 | 2.24 | 1.87 | 1.69 | 1.68 | 1.78 | 1.27 | 311.2 | 310.8 | 309.7 | 307.9 | 306.1 | 304.9 | 302.6 | 306.5 | 311.1 | 304.7 | 298.8 | 2.12 | 0.41 | 1.93 | 1.15 | 19.34% | 304.555 | 2.1329 | 0.93528 | 1.8431 | 1.1573 | 2.4534 | 0 | 0
2012-02-14 03:20 | 14.28 | 14.09 | 13.76 | 13.43 | 13.09 | 12.82 | 12.61 | 12.39 | 12.07 | 11.31 | 297.6 | 297.5 | 297.1 | 296.8 | 296.6 | 296.4 | 296.3 | 295.8 | 295 | 293.8 | 287.5 | 12.92 | 1.6 | 12.74 | 10.91 | 12.38% | 296.385 | 12.8591 | 0.15263 | 12.7897 | 1.0054 | 12.9901 | 1998.12 | 1998.89
2012-02-14 03:30 | 13.41 | 13.27 | 13.08 | 12.87 | 12.66 | 12.52 | 12.44 | 12.24 | 11.88 | 11.23 | 292.1 | 291.9 | 291.5 | 291 | 290.6 | 290.4 | 290.2 | 289.8 | 289 | 288.8 | 284.5 | 13.1 | 1.37 | 12.89 | 10.96 | 10.46% | 290.37 | 12.4928 | 0.059237 | 12.5085 | 0.99874 | 13.0835 | 1999.1 | 1999.08
2012-02-14 03:40 | 13.51 | 13.41 | 13.21 | 12.98 | 12.79 | 12.54 | 12.28 | 12.01 | 11.67 | 11.11 | 293.9 | 293.7 | 293.2 | 292.6 | 292.2 | 292 | 291.7 | 291.5 | 291.3 | 290.9 | 283.7 | 12.5 | 1.57 | 12.32 | 10.75 | 12.56% | 291.955 | 12.4718 | 0.19361 | 12.5024 | 0.99756 | 12.4694 | 1993.5 | 1993.17
2012-02-14 03:50 | 12.05 | 11.94 | 11.78 | 11.64 | 11.48 | 11.29 | 11.07 | 10.88 | 10.69 | 10.34 | 296.4 | 296 | 295.7 | 295.6 | 295.1 | 294.5 | 294 | 293.4 | 292.8 | 292.8 | 285.8 | 11.25 | 1.42 | 11.17 | 9.48 | 12.62% | 294.425 | 11.2423 | 0.18185 | 11.2582 | 0.99859 | 11.2341 | 1925 | 1923.32
2012-02-14 04:00 | 11.45 | 11.3 | 10.95 | 10.62 | 10.42 | 10.29 | 10.08 | 9.83 | 9.62 | 9.33 | 294 | 293.4 | 292.3 | 291.5 | 291 | 290.3 | 289.6 | 288.7 | 287.9 | 287.6 | 282.5 | 10.64 | 1.68 | 10.49 | 9.04 | 15.79% | 290.195 | 10.2568 | 0.19054 | 10.2596 | 0.99972 | 10.637 | 1807.88 | 1807.88
2012-02-14 04:10 | 10.75 | 10.58 | 10.22 | 9.84 | 9.49 | 9.16 | 8.92 | 8.73 | 8.53 | 8.18 | 292.9 | 292.9 | 293.3 | 293.4 | 292.4 | 290.7 | 289.2 | 287.9 | 286.8 | 286.1 | 282.7 | 9.38 | 1.88 | 9.34 | 8.02 | 20.04% | 290.475 | 9.2767 | 0.24535 | 9.1252 | 1.0166 | 9.5357 | 1400.78 | 1461.74
2012-02-14 04:20 | 15.25 | 15.03 | 14.59 | 14.22 | 13.93 | 13.66 | 13.4 | 13.09 | 12.66 | 11.94 | 291.6 | 291.2 | 290.4 | 289.7 | 289.2 | 288.7 | 287.9 | 287.4 | 287.1 | 286.3 | 281.2 | 13.82 | 1.81 | 13.58 | 11.66 | 13.1% | 288.58 | 13.632 | 0.17759 | 13.6224 | 1.0007 | 13.8297 | 1999.82 | 1999.83
2012-02-14 04:30 | 14.11 | 13.97 | 13.68 | 13.3 | 12.89 | 12.49 | 12.2 | 11.94 | 11.61 | 10.89 | 292.9 | 292.6 | 291.9 | 291 | 290.4 | 290.1 | 289.7 | 289.1 | 288.5 | 287.6 | 281.5 | 13 | 1.78 | 12.89 | 10.99 | 13.69% | 290.04 | 12.5726 | 0.21709 | 12.448 | 1.01 | 13.1301 | 1999 | 1999.13
2012-02-14 04:40 | 13.61 | 13.48 | 13.25 | 13.11 | 13.02 | 12.91 | 12.72 | 12.46 | 12.18 | 11.65 | 292 | 291.8 | 291.3 | 291.1 | 290.8 | 290.5 | 290.1 | 289.7 | 289.1 | 288.6 | 282.7 | 13.01 | 1.46 | 12.94 | 10.89 | 11.22% | 290.44 | 12.7794 | 0.13701 | 12.8826 | 0.99199 | 12.9058 | 1999.01 | 1998.01
2012-02-14 04:50 | 11.69 | 11.68 | 11.62 | 11.55 | 11.47 | 11.3 | 11.04 | 10.74 | 10.41 | 9.82 | 288.5 | 287.9 | 286.8 | 286.1 | 285.8 | 285.3 | 284.3 | 283.3 | 282.7 | 281.9 | 277.2 | 11.15 | 1.01 | 11.05 | 9.17 | 9.058% | 285.15 | 11.1212 | 0.21511 | 11.2624 | 0.98746 | 11.0102 | 1916.6 | 1904.84
2012-02-14 05:00 | 11.62 | 11.52 | 11.39 | 11.26 | 11.04 | 10.73 | 10.42 | 10.15 | 9.88 | 9.35 | 291.2 | 290.8 | 290.2 | 289.7 | 289.1 | 288.4 | 288 | 287.7 | 287.3 | 286.6 | 281.2 | 10.79 | 1.34 | 10.6 | 9.14 | 12.42% | 288.34 | 10.6725 | 0.27091 | 10.685 | 0.99883 | 10.7773 | 1847.93 | 1845.26
2012-02-14 05:10 | 10.48 | 10.39 | 10.21 | 9.97 | 9.7 | 9.39 | 9.11 | 8.84 | 8.64 | 8.29 | 292.6 | 292.8 | 293 | 293.2 | 293 | 292.5 | 292 | 291.6 | 291.4 | 290.2 | 284.3 | 9.37 | 0.92 | 9.24 | 7.75 | 9.819% | 292.425 | 9.406 | 0.27975 | 9.3494 | 1.0061 | 9.4267 | 1396.97 | 1419.83
2012-02-14 05:20 | 9.4 | 9.2 | 8.97 | 8.78 | 8.58 | 8.33 | 7.99 | 7.68 | 7.42 | 7.09 | 288.1 | 288.3 | 288.9 | 289.5 | 289.8 | 289.8 | 290 | 290.5 | 290.8 | 289.3 | 281.1 | 8.87 | 1.59 | 8.7 | 7.28 | 17.93% | 289.83 | 8.2533 | 0.3851 | 8.2804 | 0.99672 | 8.8409 | 1208.29 | 1197.28
2012-02-14 05:30 | 10.81 | 10.72 | 10.55 | 10.31 | 10.12 | 9.94 | 9.74 | 9.47 | 9.11 | 8.52 | 291.8 | 291.6 | 292.1 | 292.7 | 293.3 | 293.1 | 292.6 | 291.8 | 291 | 289.7 | 282 | 10.21 | 1.78 | 9.98 | 8.26 | 17.43% | 293.025 | 9.8667 | 0.18783 | 9.9111 | 0.99552 | 10.1643 | 1693.07 | 1679.72
2012-02-14 05:40 | 9.51 | 9.45 | 9.29 | 9.16 | 9.08 | 9.08 | 9.13 | 9.02 | 8.72 | 8.11 | 291.5 | 291.3 | 290.7 | 290.7 | 291.4 | 292.1 | 292.7 | 293.5 | 293.6 | 293.1 | 285.1 | 9.26 | 1.31 | 9.21 | 7.94 | 14.15% | 292.19 | 9.0368 | -0.050747 | 9.0871 | 0.99445 | 9.2087 | 1355.06 | 1336.01
2012-02-14 05:50 | 9.34 | 9.21 | 8.94 | 8.69 | 8.47 | 8.3 | 8.19 | 8.08 | 7.9 | 7.33 | 282.4 | 281.9 | 280.8 | 279.7 | 279 | 278.6 | 278.1 | 277.5 | 277.4 | 277.3 | 273.1 | 8.8 | 1.49 | 8.62 | 7.52 | 16.93% | 278.525 | 8.3517 | 0.12329 | 8.2841 | 1.0082 | 8.8718 | 1182.6 | 1208.29
2012-02-14 06:00 | 9.49 | 9.41 | 9.19 | 8.98 | 8.84 | 8.68 | 8.5 | 8.27 | 7.99 | 7.58 | 282.4 | 281.8 | 280.5 | 279.6 | 279.4 | 279.2 | 278.8 | 278.4 | 278 | 277.3 | 272.2 | 9.07 | 1.28 | 9.14 | 7.96 | 14.11% | 279.14 | 8.6225 | 0.19365 | 8.654 | 0.99636 | 9.037 | 1282.67 | 1271.24
2012-02-14 06:10 | 9.54 | 9.41 | 9.26 | 9.11 | 8.9 | 8.65 | 8.45 | 8.28 | 8.13 | 7.83 | 283.3 | 283 | 282.7 | 282.3 | 281.6 | 280.8 | 279.8 | 278.6 | 277.3 | 276 | 273.2 | 9.11 | 1.13 | 9 | 7.63 | 12.4% | 280.65 | 8.6694 | 0.21617 | 8.6211 | 1.0056 | 9.1611 | 1297.91 | 1316.96
2012-02-14 06:20 | 8.2 | 8.09 | 7.92 | 7.79 | 7.7 | 7.6 | 7.54 | 7.5 | 7.39 | 7.04 | 276.3 | 275.7 | 274.4 | 272.7 | 270.9 | 269.4 | 269 | 268.6 | 267.8 | 267 | 265.3 | 6.89 | 1.35 | 6.88 | 6.34 | 19.59% | 269.34 | 7.6127 | 0.073245 | 7.5914 | 1.0028 | 6.9093 | 563.14 | 567.66
2012-02-14 06:30 | 9.42 | 9.36 | 9.21 | 9.04 | 8.9 | 8.76 | 8.55 | 8.26 | 7.99 | 7.58 | 280.7 | 280.2 | 279.2 | 278 | 276.8 | 275.8 | 274.9 | 274.1 | 273.3 | 271.6 | 270 | 8.79 | 1.34 | 8.67 | 7.39 | 15.24% | 275.665 | 8.6502 | 0.22423 | 8.7296 | 0.99091 | 8.7101 | 1178.93 | 1149.57
2012-02-14 06:40 | 9.48 | 9.34 | 9.07 | 8.73 | 8.38 | 8.12 | 7.92 | 7.67 | 7.41 | 7.11 | 280 | 279.3 | 278.4 | 277.5 | 276.6 | 275.8 | 275.3 | 274.7 | 274.1 | 273 | 267.7 | 7.65 | 1.26 | 7.57 | 6.23 | 16.47% | 275.725 | 8.1944 | 0.23046 | 8.091 | 1.0128 | 7.7477 | 783.65 | 813.75
2012-02-14 09:00 | 9.73 | 9.61 | 9.42 | 9.21 | 8.98 | 8.75 | 8.57 | 8.36 | 8.11 | 7.67 | 215.9 | 215 | 213.6 | 212.2 | 210.7 | 209.2 | 207.9 | 206.4 | 204.9 | 202.5 | 201.3 | 8.58 | 0.55 | 6.66 | 6.05 | 6.41% | 209.005 | 8.7454 | 0.19208 | 8.724 | 1.0025 | 8.6011 | 1101.86 | 1109.2
2012-02-14 09:10 | 10.35 | 10.25 | 10.04 | 9.89 | 9.77 | 9.67 | 9.6 | 9.41 | 9.14 | 8.62 | 214.3 | 213.1 | 211.4 | 210.3 | 209.2 | 207.6 | 206.3 | 204.9 | 203.4 | 202.2 | 198.4 | 9.28 | 0.74 | 7.2 | 6.55 | 7.974% | 207.405 | 9.6092 | 0.067138 | 9.6599 | 0.99475 | 9.2313 | 1362.68 | 1343.63
2012-02-14 09:20 | 10.62 | 10.56 | 10.35 | 10.11 | 9.89 | 9.62 | 9.36 | 9.18 | 8.94 | 8.41 | 213.1 | 212.4 | 210.9 | 209.2 | 207.6 | 206.4 | 205.3 | 204.1 | 202.9 | 201.1 | 198.9 | 9.35 | 0.68 | 7.31 | 6.79 | 7.273% | 206.235 | 9.6088 | 0.25319 | 9.5823 | 1.0028 | 9.3758 | 1389.35 | 1400.78
2012-02-14 09:30 | 10.16 | 10.09 | 9.94 | 9.78 | 9.6 | 9.35 | 9.08 | 8.84 | 8.68 | 8.36 | 209 | 208.1 | 206.7 | 206.1 | 205.7 | 205 | 204.3 | 203.6 | 203.3 | 202.6 | 196.3 | 8.75 | 0.84 | 6.86 | 6.26 | 9.6% | 204.895 | 9.3125 | 0.27078 | 9.3108 | 1.0002 | 8.7516 | 1164.25 | 1164.25
2012-02-14 09:40 | 10.73 | 10.61 | 10.31 | 10.03 | 9.8 | 9.56 | 9.29 | 8.97 | 8.58 | 8.08 | 212.6 | 212 | 210.6 | 209.7 | 209 | 207.8 | 206.8 | 205.6 | 204.4 | 202.1 | 199.2 | 9.05 | 1.07 | 7.15 | 6.17 | 11.82% | 207.65 | 9.4938 | 0.26475 | 9.5208 | 0.99716 | 9.0243 | 1275.05 | 1263.62
2012-02-14 09:50 | 12.34 | 12.18 | 11.85 | 11.56 | 11.33 | 11.05 | 10.74 | 10.35 | 9.91 | 9.18 | 216 | 215.6 | 214.7 | 213.5 | 212.9 | 212.4 | 211.8 | 211 | 209.8 | 208.5 | 203.6 | 10.42 | 1.17 | 8.64 | 6.82 | 11.23% | 212.31 | 10.9527 | 0.26296 | 11.005 | 0.99525 | 10.3705 | 1749.14 | 1735.79
2012-02-14 10:00 | 12.83 | 12.7 | 12.37 | 12.01 | 11.72 | 11.47 | 11.26 | 10.93 | 10.49 | 9.69 | 215.3 | 214.9 | 214.1 | 213.5 | 212.9 | 212.7 | 212.1 | 211.2 | 210 | 208.6 | 203.3 | 11.22 | 1.01 | 9.08 | 7.3 | 9.002% | 212.61 | 11.4421 | 0.17076 | 11.4397 | 1.0002 | 11.2224 | 1922.48 | 1922.48
2012-02-14 10:10 | 14.25 | 14.05 | 13.72 | 13.45 | 13.19 | 12.95 | 12.69 | 12.38 | 11.9 | 10.93 | 215 | 214.6 | 213.6 | 212.5 | 211.7 | 210.6 | 209.9 | 209.1 | 208.2 | 205.7 | 202 | 12.4 | 0.97 | 9.92 | 8.3 | 7.823% | 210.495 | 12.8553 | 0.18742 | 12.9124 | 0.99558 | 12.3451 | 1992.4 | 1991.85
2012-02-14 10:20 | 14.16 | 13.98 | 13.67 | 13.36 | 13.17 | 13.08 | 12.96 | 12.65 | 12.12 | 11.27 | 212.4 | 212.1 | 211.5 | 210.8 | 209.8 | 208.8 | 208.1 | 207.5 | 207 | 205 | 200.3 | 12.29 | 0.99 | 9.7 | 8.51 | 8.055% | 208.695 | 12.9593 | 0.085171 | 13.0627 | 0.99208 | 12.1927 | 1991.19 | 1990.09
2012-02-14 10:30 | 14.02 | 13.93 | 13.7 | 13.42 | 13.13 | 12.87 | 12.55 | 12.13 | 11.6 | 10.68 | 211.2 | 210.9 | 210.2 | 209.9 | 209.6 | 209.3 | 209.2 | 209.1 | 208.6 | 207.3 | 200.3 | 12.52 | 1.27 | 9.98 | 8.27 | 10.14% | 209.285 | 12.7391 | 0.23267 | 12.8237 | 0.9934 | 12.4374 | 1993.72 | 1992.84
2012-02-14 10:40 | 13.78 | 13.71 | 13.57 | 13.44 | 13.24 | 12.94 | 12.54 | 12.08 | 11.6 | 10.88 | 211.9 | 211.6 | 211.1 | 210.5 | 210 | 209.5 | 209 | 208.4 | 208 | 207.2 | 201.1 | 12.15 | 1.3 | 9.76 | 8.76 | 10.7% | 209.425 | 12.7394 | 0.29016 | 12.8819 | 0.98894 | 12.0156 | 1989.65 | 1988.22
2012-02-14 10:50 | 13.05 | 12.94 | 12.77 | 12.63 | 12.49 | 12.28 | 12.06 | 11.84 | 11.57 | 10.93 | 212.8 | 212.4 | 211.5 | 210.7 | 209.9 | 209 | 208.3 | 207.8 | 207.8 | 207.4 | 201.5 | 11.96 | 1.05 | 9.65 | 8.5 | 8.779% | 208.895 | 12.1978 | 0.16706 | 12.2482 | 0.99588 | 11.9107 | 1984.64 | 1980.44
2012-02-14 11:00 | 13.23 | 13.11 | 12.9 | 12.63 | 12.34 | 12.02 | 11.68 | 11.35 | 11.01 | 10.44 | 215.9 | 215.3 | 214.3 | 213.2 | 212.3 | 211.3 | 210.4 | 209.8 | 209.3 | 208.3 | 202.4 | 11.5 | 1.04 | 9.4 | 7.83 | 9.043% | 211.165 | 11.9677 | 0.26516 | 11.9707 | 0.99975 | 11.4971 | 1946 | 1946
2012-02-14 11:10 | 13.27 | 13.17 | 12.98 | 12.8 | 12.63 | 12.39 | 12.11 | 11.77 | 11.38 | 10.74 | 215.5 | 214.8 | 213.7 | 212.8 | 212.1 | 211.6 | 210.7 | 209.8 | 208.8 | 207.3 | 202.5 | 11.95 | 0.96 | 9.63 | 8.42 | 8.033% | 211.465 | 12.2594 | 0.21123 | 12.3495 | 0.9927 | 11.8628 | 1983.8 | 1976.24
2012-02-14 11:20 | 12.77 | 12.6 | 12.31 | 12 | 11.79 | 11.58 | 11.37 | 11.1 | 10.75 | 10.03 | 217 | 216.3 | 215.1 | 214.1 | 213.2 | 212.7 | 211.9 | 210.9 | 210.1 | 208.6 | 203.6 | 11.23 | 1.13 | 9.21 | 7.58 | 10.06% | 212.58 | 11.5282 | 0.16912 | 11.5497 | 0.99814 | 11.2091 | 1923.32 | 1921.64
2012-02-14 11:30 | 12.82 | 12.65 | 12.38 | 12.17 | 11.96 | 11.68 | 11.4 | 11.08 | 10.76 | 10.09 | 218.7 | 218 | 216.7 | 215.5 | 214.6 | 213.8 | 212.9 | 211.6 | 210.4 | 209.1 | 204 | 11.05 | 1.15 | 9.14 | 7.63 | 10.41% | 213.665 | 11.6028 | 0.22423 | 11.6395 | 0.99685 | 11.0152 | 1908.2 | 1905.68
2012-02-14 11:40 | 12.98 | 12.77 | 12.37 | 11.98 | 11.7 | 11.43 | 11.13 | 10.81 | 10.48 | 9.91 | 218.9 | 218.2 | 216.8 | 215.6 | 214.9 | 214.5 | 213.9 | 212.8 | 211.5 | 209.3 | 205.3 | 11.19 | 1.2 | 9.47 | 7.96 | 10.72% | 214.41 | 11.4066 | 0.24579 | 11.3865 | 1.0018 | 11.2097 | 1919.96 | 1921.64
2012-02-14 11:50 | 13.36 | 13.17 | 12.76 | 12.4 | 12.13 | 11.88 | 11.67 | 11.42 | 11.17 | 10.65 | 217.4 | 216.3 | 214.7 | 214.1 | 214 | 213.8 | 213.9 | 213.8 | 213.2 | 211.2 | 207.1 | 11.92 | 1.12 | 10.33 | 8.35 | 9.396% | 213.815 | 11.9132 | 0.16481 | 11.8497 | 1.0054 | 11.9839 | 1981.28 | 1986.32
2012-02-14 12:00 | 12.57 | 12.37 | 12.04 | 11.73 | 11.45 | 11.15 | 10.84 | 10.52 | 10.21 | 9.51 | 216.4 | 215.3 | 214 | 213.5 | 213.5 | 213.8 | 214.1 | 213.9 | 213 | 210.7 | 207 | 11.01 | 1.15 | 9.5 | 7.44 | 10.45% | 213.845 | 11.1231 | 0.26056 | 11.105 | 1.0016 | 11.0279 | 1904.84 | 1906.52
2012-02-14 12:10 | 12.58 | 12.39 | 12.05 | 11.78 | 11.6 | 11.32 | 11.01 | 10.66 | 10.25 | 9.55 | 216.5 | 215.5 | 214.3 | 213.5 | 212.9 | 212.5 | 212.3 | 211.9 | 211 | 209.5 | 206.5 | 11.37 | 0.87 | 9.78 | 7.52 | 7.652% | 212.47 | 11.221 | 0.2566 | 11.2751 | 0.9952 | 11.3155 | 1935.08 | 1930.88
2012-02-14 12:20 | 12.21 | 12.01 | 11.66 | 11.39 | 11.15 | 10.98 | 10.81 | 10.53 | 10.25 | 9.65 | 217.4 | 216.5 | 215 | 214 | 213.5 | 213.7 | 214.1 | 214 | 213 | 211.3 | 207 | 10.54 | 1.04 | 9.23 | 7.39 | 9.867% | 213.76 | 10.9516 | 0.14419 | 10.9555 | 0.99964 | 10.5362 | 1781.18 | 1781.18
2012-02-14 12:30 | 11 | 10.78 | 10.44 | 10.2 | 10.09 | 10.01 | 9.89 | 9.72 | 9.56 | 9.3 | 220.7 | 219.8 | 218.6 | 217.2 | 216.1 | 215.2 | 215 | 214.9 | 215 | 214.6 | 210 | 10.74 | 1.29 | 9.66 | 7.63 | 12.01% | 215.17 | 9.9811 | 0.11145 | 9.9927 | 0.99884 | 10.7275 | 1834.58 | 1831.91
2012-02-14 15:20 | 8.19 | 8.16 | 8.09 | 7.92 | 7.73 | 7.53 | 7.34 | 7.09 | 6.79 | 6.18 | 278.9 | 277.8 | 276.3 | 275.1 | 273.7 | 272.7 | 271.5 | 270.2 | 268.9 | 266.5 | 265.3 | 6.7 | 1.31 | 6.59 | 5.58 | 19.55% | 272.52 | 7.4674 | 0.23616 | 7.5025 | 0.99532 | 6.6687 | 520.2 | 513.42
2012-02-14 15:50 | 7.57 | 7.46 | 7.23 | 6.97 | 6.75 | 6.52 | 6.42 | 6.29 | 6.12 | 5.94 | 277.9 | 277 | 275.5 | 274.5 | 273.4 | 271.9 | 270.8 | 269.8 | 268.7 | 266.6 | 265.4 | 6.14 | 1.45 | 6.05 | 5.65 | 23.62% | 271.735 | 6.6146 | 0.14283 | 6.5056 | 1.0168 | 6.2429 | 393.64 | 416.24
2012-02-14 16:00 | 8.44 | 8.31 | 8.08 | 7.83 | 7.62 | 7.4 | 7.13 | 6.81 | 6.54 | 6.12 | 282.3 | 281.4 | 280.1 | 279.9 | 279.3 | 278 | 276.5 | 275.3 | 274.7 | 273.8 | 271.1 | 7.43 | 0.83 | 7.35 | 6.06 | 11.17% | 277.775 | 7.3432 | 0.34348 | 7.3607 | 0.99762 | 7.4123 | 717.43 | 711.41
2012-02-14 16:10 | 8.83 | 8.79 | 8.74 | 8.69 | 8.6 | 8.51 | 8.36 | 8.14 | 7.82 | 7.14 | 294.2 | 293.4 | 292 | 290.3 | 288.9 | 287.1 | 285.5 | 284.4 | 283 | 281 | 280.2 | 8.56 | 0.65 | 8.52 | 6.96 | 7.593% | 286.86 | 8.3562 | 0.16434 | 8.4883 | 0.98443 | 8.4267 | 1094.52 | 1046.81
2012-02-14 16:20 | 9.62 | 9.57 | 9.43 | 9.22 | 9 | 8.79 | 8.48 | 8.21 | 8 | 7.54 | 302.8 | 302.2 | 301.8 | 301.1 | 300.2 | 298.9 | 297.8 | 297 | 296 | 294.8 | 292.2 | 8.89 | 0.82 | 8.74 | 6.95 | 9.224% | 298.735 | 8.7158 | 0.33179 | 8.7449 | 0.99668 | 8.8605 | 1215.63 | 1204.62
2012-02-14 16:30 | 8.91 | 8.81 | 8.62 | 8.47 | 8.26 | 7.93 | 7.62 | 7.42 | 7.21 | 6.84 | 308.6 | 308.4 | 308.2 | 308 | 307.6 | 306.6 | 305.8 | 305.1 | 304.2 | 303.5 | 298.5 | 8.08 | 0.75 | 7.96 | 6.14 | 9.282% | 306.48 | 7.9298 | 0.3685 | 7.8848 | 1.0057 | 8.1261 | 918.36 | 936.71
2012-02-14 16:40 | 8.86 | 8.73 | 8.46 | 8.17 | 7.89 | 7.58 | 7.28 | 6.96 | 6.63 | 6.14 | 306.6 | 306.5 | 306.1 | 305.5 | 305.1 | 304.4 | 303.7 | 303.7 | 304.1 | 303.7 | 296.9 | 7.58 | 0.89 | 7.35 | 5.77 | 11.74% | 304.295 | 7.5795 | 0.37317 | 7.5363 | 1.0057 | 7.6234 | 762.58 | 774.62
2012-02-14 16:50 | 8.32 | 8.17 | 7.86 | 7.47 | 7.12 | 6.78 | 6.47 | 6.27 | 5.96 | 5.39 | 301.4 | 301.5 | 301.4 | 300.4 | 299.7 | 299.4 | 299.3 | 298.9 | 298.4 | 296.8 | 291.7 | 7.02 | 0.76 | 6.88 | 5.36 | 10.83% | 299.385 | 6.8724 | 0.43249 | 6.7347 | 1.0204 | 7.1635 | 594.02 | 636.16
2012-02-14 17:00 | 7.85 | 7.67 | 7.26 | 6.93 | 6.59 | 6.26 | 6.01 | 5.79 | 5.56 | 5.14 | 302.1 | 302.2 | 302.3 | 302.5 | 302.4 | 301.6 | 300.5 | 299.5 | 298.9 | 298.4 | 294.2 | 6.21 | 0.83 | 6.15 | 4.74 | 13.37% | 301.435 | 6.3768 | 0.37662 | 6.2236 | 1.0246 | 6.3629 | 409.46 | 443.36
2012-02-14 17:10 | 7.56 | 7.35 | 6.96 | 6.55 | 6.22 | 5.79 | 5.46 | 5.2 | 4.98 | 4.63 | 303.8 | 303.1 | 302.1 | 302 | 301.9 | 301.9 | 302.2 | 301.9 | 302 | 302.5 | 295.1 | 5.84 | 1 | 5.64 | 4.4 | 17.12% | 301.945 | 5.9423 | 0.54229 | 5.7415 | 1.035 | 6.0442 | 336.08 | 371.04
2012-02-14 17:20 | 7.81 | 7.66 | 7.4 | 7.2 | 6.97 | 6.73 | 6.55 | 6.21 | 5.92 | 5.54 | 305.1 | 305 | 304.8 | 304.9 | 305.2 | 304.2 | 303.4 | 302.9 | 302.8 | 301.4 | 295 | 6.62 | 0.91 | 6.47 | 5.36 | 13.75% | 304.08 | 6.7185 | 0.25052 | 6.7039 | 1.0022 | 6.6344 | 502.12 | 504.38
2012-02-14 17:30 | 8.58 | 8.41 | 8.11 | 7.79 | 7.47 | 7.17 | 6.92 | 6.77 | 6.65 | 6.23 | 308.5 | 308 | 306.4 | 304.4 | 302.8 | 302.6 | 303.7 | 304.4 | 304.3 | 303.9 | 298 | 7.41 | 0.91 | 7.27 | 5.87 | 12.28% | 302.765 | 7.278 | 0.32796 | 7.1336 | 1.0202 | 7.56 | 711.41 | 756.56
2012-02-14 17:40 | 8.39 | 8.23 | 7.88 | 7.54 | 7.19 | 6.84 | 6.54 | 6.34 | 6.2 | 5.92 | 311.4 | 311.2 | 310.5 | 309 | 307 | 307.3 | 307.6 | 307.9 | 309.6 | 310.1 | 301.9 | 7.25 | 0.77 | 7 | 5.46 | 10.62% | 307.345 | 6.9639 | 0.41446 | 6.7962 | 1.0247 | 7.4289 | 663.25 | 717.43
2012-02-14 17:50 | 8.53 | 8.32 | 7.92 | 7.47 | 7.04 | 6.62 | 6.18 | 5.84 | 5.68 | 5.4 | 316 | 315.5 | 315.3 | 314.8 | 313.2 | 311.4 | 311.2 | 311.5 | 312.4 | 313.2 | 304.9 | 6.8 | 0.7 | 6.63 | 5.02 | 10.29% | 311.37 | 6.7472 | 0.63557 | 6.5551 | 1.0293 | 6.9992 | 542.8 | 588
2012-02-14 18:00 | 9.74 | 9.53 | 9.13 | 8.71 | 8.28 | 7.78 | 7.25 | 6.76 | 6.38 | 5.98 | 320.2 | 319.5 | 318.4 | 317.7 | 317.1 | 316.2 | 315 | 314.8 | 316.2 | 316.9 | 307.6 | 7.73 | 0.69 | 7.46 | 5.71 | 8.926% | 316.02 | 7.8328 | 0.652 | 7.7018 | 1.017 | 7.8615 | 807.73 | 846.86
2012-02-14 18:10 | 10.72 | 10.54 | 10.17 | 9.77 | 9.38 | 8.95 | 8.52 | 8.12 | 7.7 | 7.04 | 324.7 | 323.9 | 322.8 | 322.4 | 322 | 321.6 | 321.3 | 320.7 | 320.5 | 321.5 | 312.5 | 8.75 | 0.46 | 8.49 | 6.34 | 5.257% | 321.555 | 8.9755 | 0.455 | 8.8871 | 1.0099 | 8.837 | 1164.25 | 1197.28
2012-02-14 18:20 | 11.31 | 11.19 | 10.92 | 10.57 | 10.18 | 9.82 | 9.44 | 9.02 | 8.55 | 7.79 | 332.6 | 332 | 330.9 | 330 | 329.5 | 328.9 | 328.4 | 328.1 | 328.2 | 328.5 | 319.7 | 9.55 | 0.41 | 9.22 | 7.03 | 4.293% | 328.825 | 9.7898 | 0.3647 | 9.7646 | 1.0026 | 9.5747 | 1465.55 | 1473.17
2012-02-14 18:30 | 10.72 | 10.61 | 10.37 | 10.07 | 9.81 | 9.51 | 9.21 | 8.89 | 8.51 | 7.85 | 334.9 | 334.3 | 333.6 | 333.2 | 332.9 | 332.6 | 332.4 | 332.2 | 332 | 331.9 | 322.7 | 9.28 | 0.79 | 8.92 | 7.24 | 8.513% | 332.57 | 9.473 | 0.29621 | 9.4664 | 1.0007 | 9.2865 | 1362.68 | 1366.49
2012-02-14 18:40 | 9.61 | 9.41 | 9.06 | 8.84 | 8.68 | 8.54 | 8.37 | 8.14 | 7.87 | 7.33 | 335.2 | 334.9 | 334 | 333.1 | 332.7 | 332.4 | 332.3 | 332.7 | 333.2 | 333.3 | 323.2 | 8.25 | 1.02 | 8.02 | 6.71 | 12.36% | 332.385 | 8.4899 | 0.18581 | 8.5154 | 0.997 | 8.2253 | 980.75 | 973.41
2012-02-14 18:50 | 9.5 | 9.39 | 9.13 | 8.89 | 8.65 | 8.44 | 8.26 | 8.06 | 7.85 | 7.38 | 342.8 | 342.1 | 340.7 | 339.7 | 339.2 | 339.2 | 339 | 338.6 | 338.5 | 339.2 | 329.4 | 7.97 | 0.69 | 7.74 | 6.62 | 8.657% | 339.17 | 8.4607 | 0.19921 | 8.414 | 1.0056 | 8.0143 | 879.97 | 892.67
2012-02-14 19:00 | 9.41 | 9.29 | 9.05 | 8.85 | 8.68 | 8.48 | 8.23 | 7.88 | 7.5 | 7.06 | 347.7 | 347.1 | 345.8 | 344.8 | 344.4 | 344 | 343.5 | 343.2 | 342.9 | 342.4 | 333.7 | 7.96 | 0.82 | 7.71 | 6.32 | 10.3% | 343.925 | 8.3742 | 0.27653 | 8.4437 | 0.99176 | 7.8944 | 876.96 | 855.89
2012-02-14 19:30 | 9.09 | 9.04 | 8.99 | 8.94 | 8.9 | 8.79 | 8.64 | 8.51 | 8.33 | 7.79 | 357.3 | 356.9 | 355.9 | 355.4 | 354.9 | 354.2 | 353.5 | 352.4 | 351.5 | 351.3 | 343.9 | 8.2 | 0.72 | 7.97 | 6.59 | 8.78% | 354.095 | 8.6936 | 0.15906 | 8.7684 | 0.99147 | 8.1301 | 962.4 | 936.71
2012-02-14 19:40 | 9.59 | 9.51 | 9.18 | 8.92 | 8.73 | 8.48 | 8.28 | 8.08 | 7.87 | 7.17 | 2.1 | 1.8 | 0.5 | 359.9 | 359.9 | 359.7 | 359.4 | 358.8 | 357.4 | 356.4 | 348.3 | 7.95 | 0.79 | 7.66 | 5.96 | 9.937% | 359.655 | 8.4935 | 0.22056 | 8.4511 | 1.005 | 7.99 | 873.95 | 885.99
2012-02-14 19:50 | 10.35 | 10.23 | 9.95 | 9.59 | 9.29 | 9.02 | 8.78 | 8.5 | 8.24 | 7.55 | 355.4 | 355 | 354.4 | 353.6 | 353.2 | 352.7 | 352.3 | 352 | 351.2 | 349.9 | 342.9 | 8.45 | 1.01 | 8.1 | 6.67 | 11.95% | 352.64 | 9.0461 | 0.24921 | 8.9852 | 1.0068 | 8.5073 | 1054.15 | 1076.17
2012-02-14 20:00 | 10.22 | 10.06 | 9.85 | 9.74 | 9.6 | 9.41 | 9.17 | 8.89 | 8.62 | 7.94 | 352.8 | 352.3 | 351.5 | 350.7 | 350.1 | 349.7 | 349.5 | 349.4 | 348.8 | 348 | 338.9 | 8.65 | 0.78 | 8.34 | 6.96 | 9.017% | 349.67 | 9.2992 | 0.23875 | 9.3752 | 0.99189 | 8.5799 | 1127.55 | 1101.86
2012-02-14 20:10 | 9.94 | 9.85 | 9.68 | 9.56 | 9.42 | 9.29 | 9.06 | 8.85 | 8.53 | 7.83 | 355.1 | 354.9 | 354.4 | 353.7 | 352.9 | 351.8 | 351 | 350.3 | 350.6 | 350.1 | 340.6 | 8.64 | 0.85 | 8.38 | 6.72 | 9.838% | 351.68 | 9.1646 | 0.23167 | 9.2567 | 0.99005 | 8.554 | 1123.88 | 1090.85
2012-02-14 20:20 | 10.13 | 9.98 | 9.75 | 9.55 | 9.34 | 9.17 | 9.06 | 8.98 | 8.66 | 8.04 | 358.6 | 358.6 | 358.1 | 357.8 | 357.6 | 357.1 | 356.9 | 355.8 | 354.8 | 353.2 | 346.2 | 8.58 | 1.05 | 8.29 | 6.67 | 12.24% | 357.07 | 9.1903 | 0.11152 | 9.1542 | 1.0039 | 8.6139 | 1101.86 | 1112.87
2012-02-14 20:30 | 10.91 | 10.83 | 10.61 | 10.45 | 10.23 | 10.02 | 9.93 | 9.85 | 9.54 | 8.65 | 3 | 2.4 | 1.7 | 0.8 | 0.5 | 359.8 | 359.3 | 359.1 | 358.6 | 357.2 | 348.3 | 9.38 | 0.84 | 9.16 | 6.84 | 8.955% | 359.725 | 10.0511 | 0.083378 | 10.0071 | 1.0044 | 9.4213 | 1400.78 | 1416.02
2012-02-14 20:40 | 11.04 | 10.98 | 10.86 | 10.7 | 10.44 | 10.21 | 9.94 | 9.67 | 9.38 | 8.49 | 4.2 | 3.8 | 3.1 | 2.7 | 1.7 | 0.8 | 359.6 | 358.6 | 357.9 | 356.8 | 350.7 | 9.37 | 0.91 | 9.05 | 6.71 | 9.712% | 0.62 | 10.1302 | 0.24766 | 10.1709 | 0.996 | 9.3325 | 1396.97 | 1381.73
2012-02-14 20:50 | 10.74 | 10.66 | 10.58 | 10.43 | 10.29 | 10.12 | 9.94 | 9.67 | 9.3 | 8.47 | 7.5 | 7.3 | 7 | 6.3 | 5.5 | 4.7 | 4.1 | 3.9 | 3.3 | 2.6 | 353.6 | 9.33 | 0.68 | 9.05 | 6.54 | 7.288% | 4.61 | 10.0026 | 0.16584 | 10.094 | 0.99095 | 9.2455 | 1381.73 | 1351.25
2012-02-15 05:40 | 8.91 | 8.7 | 8.39 | 8.07 | 8 | 7.89 | 7.73 | 7.62 | 7.5 | 7.29 | 21.3 | 20.8 | 19.6 | 18.6 | 17.3 | 15.9 | 14.5 | 13.5 | 12.8 | 13.8 | 5.2 | 7.48 | 0.29 | 7.28 | 5.15 | 3.877% | 15.69 | 7.8831 | 0.18932 | 7.8669 | 1.0021 | 7.4955 | 732.48 | 738.5
2012-02-15 12:20 | 4.01 | 3.91 | 3.76 | 3.56 | 3.44 | 3.33 | 3.13 | 2.8 | 2.61 | 2.29 | 15.4 | 14.5 | 12.5 | 9.5 | 7.4 | 3.6 | 359.6 | 355.5 | 350.5 | 351.3 | 350.9 | 3.3 | 0.4 | 3.03 | 1.93 | 12.12% | 3 | 3.2312 | 0.57238 | 3.3006 | 0.97898 | 3.2306 | 27.3 | 20.93
2012-02-15 12:40 | 3.58 | 3.52 | 3.26 | 3.07 | 2.81 | 2.54 | 2.27 | 2.06 | 2.01 | 1.93 | 10.5 | 9.4 | 6 | 1.5 | 357.9 | 355.3 | 352.3 | 348.9 | 346 | 339.2 | 346.7 | 2.69 | 0.3 | 2.42 | 1.86 | 11.15% | 354.85 | 2.6254 | 1.0385 | 2.4994 | 1.0504 | 2.8255 | 0 | 0
2012-02-15 12:50 | 3.5 | 3.38 | 3.1 | 2.89 | 2.71 | 2.41 | 2.17 | 2.03 | 1.94 | 1.83 | 7.7 | 5.8 | 4 | 1.5 | 357.6 | 354.5 | 351.5 | 347 | 345.5 | 340.5 | 347.7 | 2.5 | 0.28 | 2.19 | 1.87 | 11.2% | 354.05 | 2.5125 | 0.96938 | 2.3741 | 1.0583 | 2.6458 | 0 | 0
2012-02-15 13:20 | 3.54 | 3.27 | 2.87 | 2.68 | 2.34 | 2.05 | 1.74 | 1.55 | 1.41 | 1.4 | 348.8 | 348.3 | 344.9 | 340.4 | 336 | 332.7 | 328.4 | 326.2 | 321.5 | 317.3 | 319.9 | 2.07 | 0.43 | 1.85 | 1.27 | 20.77% | 332.055 | 2.1976 | 1.5151 | 2.0024 | 1.0975 | 2.2717 | 0 | 0
2012-02-15 13:30 | 3.83 | 3.66 | 3.24 | 2.88 | 2.64 | 2.44 | 2.33 | 2.2 | 2.13 | 2.15 | 331.2 | 330.1 | 328.5 | 324.8 | 319.5 | 316.4 | 313 | 309.4 | 306.6 | 302.1 | 309.2 | 2.67 | 0.35 | 2.51 | 2.07 | 13.11% | 315.89 | 2.5955 | 0.42628 | 2.4239 | 1.0708 | 2.859 | 0 | 0
2012-02-15 13:40 | 4.31 | 4.16 | 3.82 | 3.49 | 3.19 | 3.04 | 2.86 | 2.89 | 2.83 | 2.74 | 337.1 | 335.8 | 333.7 | 330.7 | 327.9 | 323.6 | 320.3 | 318.4 | 317.7 | 316.2 | 314.7 | 3.15 | 0.2 | 3.02 | 2.55 | 6.349% | 323.105 | 3.1835 | 0.56403 | 3.0135 | 1.0564 | 3.3277 | 13.65 | 30.03
2012-02-15 13:50 | 4.01 | 3.77 | 3.4 | 3.1 | 2.99 | 2.77 | 2.66 | 2.52 | 2.39 | 2.23 | 341.9 | 342.4 | 341 | 339.6 | 337.9 | 336 | 333.3 | 331.3 | 329.1 | 328.8 | 326.2 | 2.87 | 0.27 | 2.71 | 1.75 | 9.408% | 335.595 | 2.8709 | 0.37446 | 2.754 | 1.0425 | 2.9919 | 0 | 0
2012-02-15 14:00 | 3.8 | 3.76 | 3.7 | 3.46 | 3.22 | 2.95 | 2.82 | 2.68 | 2.56 | 2.35 | 344.3 | 344.6 | 346.9 | 350.5 | 351.5 | 353 | 354.4 | 353 | 351.8 | 349.1 | 343.8 | 3.02 | 0.22 | 2.81 | 1.88 | 7.285% | 353.21 | 3.0787 | 0.41648 | 2.931 | 1.0504 | 3.1721 | 1.82 | 15.47
2012-02-15 14:10 | 3.89 | 3.73 | 3.4 | 3.16 | 2.85 | 2.62 | 2.48 | 2.42 | 2.4 | 2.34 | 334.3 | 335.6 | 339.5 | 339.4 | 341.4 | 341.7 | 340.4 | 339.8 | 338.9 | 336.1 | 333.3 | 2.65 | 0.23 | 2.47 | 2.03 | 8.679% | 341.505 | 2.8178 | 0.50748 | 2.5995 | 1.084 | 2.8725 | 0 | 0
2012-02-15 14:20 | 3.58 | 3.47 | 3.25 | 2.99 | 2.65 | 2.36 | 2.18 | 2.12 | 2.15 | 2.23 | 329.6 | 329.8 | 330.6 | 332.4 | 331 | 330.9 | 329.5 | 326.4 | 324.7 | 320.5 | 324.4 | 2.49 | 0.25 | 2.3 | 2.08 | 10.04% | 330.69 | 2.6023 | 0.73315 | 2.3333 | 1.1153 | 2.777 | 0 | 0
2012-02-15 14:30 | 3.5 | 3.42 | 3.16 | 3.09 | 3.03 | 2.99 | 2.89 | 2.63 | 2.25 | 1.82 | 327.4 | 328 | 330.7 | 333.2 | 335.7 | 339.4 | 342.5 | 344.4 | 346.9 | 348.5 | 329.4 | 3.12 | 0.15 | 2.98 | 1.6 | 4.808% | 339.865 | 2.8591 | 0.31435 | 2.9755 | 0.9609 | 2.998 | 10.92 | 0
2012-02-15 14:40 | 4.54 | 4.4 | 4.07 | 3.8 | 3.59 | 3.29 | 3.05 | 2.85 | 2.6 | 2.24 | 322.9 | 324.3 | 325.5 | 326.6 | 327.3 | 329.4 | 332.4 | 335.6 | 337.9 | 339.7 | 321 | 3.38 | 0.61 | 3.15 | 1.76 | 18.05% | 329.85 | 3.3752 | 0.69997 | 3.2545 | 1.0371 | 3.5054 | 34.58 | 46.41
2012-02-15 14:50 | 4.96 | 4.94 | 4.86 | 4.72 | 4.56 | 4.41 | 4.2 | 3.95 | 3.63 | 3.13 | 323.1 | 322.8 | 323.1 | 323.8 | 323.9 | 324 | 325 | 325.7 | 327 | 329.8 | 315.8 | 4.45 | 0.26 | 4.33 | 2.61 | 5.843% | 324.15 | 4.3327 | 0.45087 | 4.3793 | 0.98937 | 4.4027 | 140.05 | 134.6
2012-02-15 15:00 | 5.13 | 5.07 | 4.98 | 4.7 | 4.42 | 4.13 | 3.85 | 3.52 | 3.18 | 2.76 | 320.2 | 320.5 | 320.9 | 321 | 321.3 | 322.7 | 322.8 | 322.6 | 321.7 | 321.8 | 314.2 | 4.22 | 0.44 | 3.96 | 2.41 | 10.43% | 322.715 | 4.1595 | 0.64876 | 4.0887 | 1.0173 | 4.2931 | 114.98 | 122.61
2012-02-15 15:10 | 5.35 | 5.36 | 5.33 | 5.21 | 5.02 | 4.73 | 4.45 | 4.07 | 3.68 | 3.15 | 316.6 | 317 | 317.8 | 318 | 318 | 317.9 | 318 | 317.9 | 317.1 | 316 | 310.8 | 4.93 | 0.35 | 4.68 | 2.72 | 7.099% | 317.915 | 4.6616 | 0.5639 | 4.6888 | 0.99419 | 4.9013 | 192.37 | 189.1
2012-02-15 15:20 | 5.83 | 5.76 | 5.45 | 5.08 | 4.7 | 4.33 | 3.99 | 3.64 | 3.35 | 2.82 | 316.5 | 316.5 | 316.6 | 316.1 | 316.4 | 316 | 315.5 | 313.6 | 311.6 | 309.8 | 308 | 4.6 | 0.51 | 4.28 | 2.72 | 11.09% | 315.925 | 4.4522 | 0.75569 | 4.2796 | 1.0403 | 4.7855 | 156.4 | 177.11
2012-02-15 15:30 | 5.77 | 5.66 | 5.27 | 4.92 | 4.55 | 4.2 | 3.88 | 3.62 | 3.36 | 2.98 | 318.5 | 318.1 | 317.3 | 316.4 | 315.9 | 314.6 | 313.2 | 311.7 | 309.5 | 305.9 | 306.3 | 4.31 | 0.54 | 4.03 | 2.81 | 12.53% | 314.39 | 4.3388 | 0.73234 | 4.1526 | 1.0448 | 4.5033 | 124.79 | 145.5
2012-02-15 15:40 | 4.89 | 4.69 | 4.39 | 4.05 | 3.77 | 3.48 | 3.23 | 2.98 | 2.79 | 2.46 | 323.8 | 323.1 | 321.6 | 320.9 | 319 | 317.1 | 314.3 | 311.9 | 308.6 | 302.1 | 307.5 | 3.54 | 0.3 | 3.37 | 2.22 | 8.475% | 316.68 | 3.5863 | 0.68892 | 3.443 | 1.0416 | 3.6873 | 49.14 | 62.79
2012-02-15 15:50 | 5.65 | 5.51 | 5.14 | 4.71 | 4.33 | 3.99 | 3.68 | 3.39 | 3.09 | 2.6 | 323.1 | 322.1 | 321.1 | 319.7 | 318.4 | 317.4 | 316.2 | 314.2 | 310.4 | 303.3 | 309.6 | 4.09 | 0.47 | 3.86 | 2.41 | 11.49% | 317.22 | 4.1387 | 0.7474 | 3.944 | 1.0494 | 4.2919 | 100.81 | 122.61
2012-02-15 16:00 | 6.26 | 6.13 | 5.75 | 5.45 | 5.07 | 4.67 | 4.25 | 3.93 | 3.62 | 3.12 | 324.4 | 323.8 | 322.9 | 321.4 | 320.1 | 317.8 | 316 | 314.4 | 312.7 | 310.4 | 308.8 | 4.73 | 0.43 | 4.43 | 2.88 | 9.091% | 317.53 | 4.7584 | 0.87087 | 4.6074 | 1.0328 | 4.8851 | 170.57 | 188.01
2012-02-15 16:10 | 6.28 | 6.11 | 5.81 | 5.46 | 5.04 | 4.56 | 4.07 | 3.6 | 3.19 | 2.74 | 327 | 326.9 | 326.8 | 325.7 | 324.3 | 322.2 | 320.3 | 318.2 | 316.2 | 310.6 | 311.4 | 4.8 | 0.85 | 4.45 | 2.62 | 17.71% | 321.915 | 4.6657 | 1.0505 | 4.4863 | 1.04 | 4.9919 | 178.2 | 198.91
2012-02-15 16:20 | 6.26 | 6.18 | 5.93 | 5.48 | 4.95 | 4.39 | 3.92 | 3.49 | 3.03 | 2.41 | 337.3 | 336.1 | 334.1 | 332.1 | 329.3 | 325.7 | 322.4 | 320.4 | 318.8 | 314 | 317 | 4.52 | 0.61 | 4.09 | 2.01 | 13.5% | 325.205 | 4.5971 | 1.0464 | 4.3194 | 1.0643 | 4.8106 | 147.68 | 179.29
2012-02-15 16:30 | 5.88 | 5.83 | 5.78 | 5.71 | 5.61 | 5.44 | 5.12 | 4.7 | 4.17 | 3.43 | 341.9 | 340.9 | 339.5 | 337.7 | 336.1 | 334.8 | 333.9 | 333.3 | 331.5 | 328.2 | 325.9 | 5.52 | 0.39 | 5.17 | 2.91 | 7.065% | 334.665 | 5.2132 | 0.56023 | 5.393 | 0.96666 | 5.336 | 284.24 | 255.08
2012-02-15 16:40 | 6.26 | 6.16 | 6.03 | 5.9 | 5.85 | 5.75 | 5.67 | 5.53 | 5.22 | 4.55 | 344.9 | 344.1 | 343.4 | 342.6 | 342.3 | 341.6 | 340.7 | 339.2 | 337.8 | 335.3 | 331.7 | 5.82 | 0.38 | 5.67 | 3.85 | 6.529% | 341.465 | 5.6771 | 0.12947 | 5.7385 | 0.98931 | 5.7578 | 332.84 | 323.12
2012-02-15 16:50 | 6.34 | 6.24 | 6.08 | 6.02 | 5.96 | 5.88 | 5.76 | 5.6 | 5.33 | 4.77 | 345.4 | 344.8 | 344.4 | 342.9 | 342.2 | 341.6 | 341.1 | 340.3 | 339.1 | 336.4 | 331.2 | 5.98 | 0.25 | 5.8 | 4.35 | 4.181% | 341.525 | 5.7793 | 0.19054 | 5.8627 | 0.98579 | 5.895 | 358.76 | 345.8
2012-02-15 17:00 | 5.7 | 5.58 | 5.27 | 4.99 | 4.67 | 4.33 | 4.03 | 3.84 | 3.62 | 3.25 | 341.6 | 341.1 | 340.1 | 338.7 | 337.5 | 335.4 | 332.5 | 329.4 | 325.5 | 321.7 | 324.7 | 4.54 | 1.18 | 4.27 | 3.08 | 25.99% | 334.965 | 4.433 | 0.66351 | 4.2857 | 1.0344 | 4.6961 | 149.86 | 167.3
2012-02-15 17:10 | 5.47 | 5.26 | 4.97 | 4.57 | 4.16 | 3.65 | 3.16 | 2.74 | 2.33 | 1.87 | 345.8 | 345.1 | 343.2 | 341.5 | 339.2 | 335.9 | 332.9 | 329.1 | 323.1 | 312.7 | 325.2 | 3.8 | 0.53 | 3.32 | 1.79 | 13.95% | 335.45 | 3.8181 | 1.3321 | 3.5754 | 1.0679 | 4.0579 | 72.8 | 97.54
2012-02-15 17:20 | 5.32 | 5.23 | 5 | 4.56 | 4.07 | 3.56 | 3.12 | 2.8 | 2.58 | 2.28 | 342 | 341.1 | 338.7 | 336.2 | 333.5 | 330.4 | 327.3 | 323.5 | 318.6 | 309.8 | 319.4 | 3.68 | 0.36 | 3.24 | 2.02 | 9.783% | 329.935 | 3.8077 | 1.2191 | 3.4933 | 1.09 | 4.0111 | 61.88 | 92.09
2012-02-15 17:30 | 5.18 | 5.09 | 4.79 | 4.45 | 4.06 | 3.61 | 3.18 | 2.81 | 2.51 | 2.1 | 339.2 | 337.9 | 335.3 | 332.4 | 329.5 | 326.2 | 322.3 | 317.3 | 312.8 | 303.6 | 316.4 | 3.84 | 0.37 | 3.48 | 1.92 | 9.635% | 325.615 | 3.7405 | 1.172 | 3.545 | 1.0552 | 4.0518 | 76.44 | 96.45
2012-02-15 17:40 | 5.02 | 4.91 | 4.67 | 4.36 | 4.04 | 3.71 | 3.34 | 3 | 2.74 | 2.25 | 346.4 | 345.1 | 343.9 | 340.7 | 337.2 | 334.2 | 330.8 | 327 | 323.6 | 319.7 | 323.5 | 3.86 | 0.48 | 3.49 | 1.91 | 12.44% | 333.69 | 3.7543 | 0.97087 | 3.6546 | 1.0273 | 3.9654 | 78.26 | 88.27
2012-02-15 17:50 | 5.45 | 5.37 | 5.19 | 5.07 | 4.91 | 4.8 | 4.62 | 4.29 | 3.85 | 3.18 | 351.9 | 351.1 | 349.3 | 346.8 | 343.7 | 340.2 | 337.2 | 334.9 | 332.8 | 329.3 | 329.1 | 4.95 | 0.26 | 4.74 | 2.79 | 5.253% | 339.75 | 4.6482 | 0.3532 | 4.7738 | 0.97369 | 4.8198 | 194.55 | 180.38
2012-02-15 18:00 | 5.72 | 5.67 | 5.63 | 5.5 | 5.37 | 5.28 | 5.11 | 4.93 | 4.63 | 3.93 | 357.4 | 357.3 | 356.7 | 355.7 | 354.6 | 352.6 | 350.8 | 349.1 | 347.6 | 347.1 | 339.8 | 5.35 | 0.28 | 5.2 | 3.27 | 5.234% | 352.33 | 5.1742 | 0.30243 | 5.2553 | 0.98457 | 5.2675 | 256.7 | 243.74
2012-02-15 18:10 | 5.54 | 5.56 | 5.51 | 5.45 | 5.38 | 5.28 | 5.16 | 5.01 | 4.76 | 4.1 | 359.6 | 359.5 | 359.1 | 358.8 | 358.5 | 358.1 | 357.6 | 357.6 | 357.7 | 359.7 | 347 | 5.38 | 0.27 | 5.21 | 3.61 | 5.019% | 358.025 | 5.1923 | 0.21245 | 5.2626 | 0.98663 | 5.3081 | 261.56 | 250.22
2012-02-15 18:20 | 5.61 | 5.52 | 5.33 | 5.04 | 4.77 | 4.48 | 4.26 | 4.12 | 4.05 | 4.05 | 19.1 | 19.7 | 22.3 | 25.2 | 28.8 | 33 | 37.1 | 41.7 | 46.1 | 53 | 24.6 | 4.44 | 0.39 | 4.21 | 4.01 | 8.784% | 33.615 | 4.559 | 0.46532 | 4.4478 | 1.025 | 4.551 | 138.96 | 150.95
2012-02-15 18:30 | 5.13 | 5.15 | 5.19 | 5.2 | 5.12 | 4.96 | 4.79 | 4.56 | 4.33 | 4.04 | 49.7 | 51.4 | 52.2 | 53 | 53.7 | 54.3 | 55.5 | 56.6 | 58.7 | 63 | 46.38 | 4.97 | 0.32 | 4.77 | 3.76 | 6.439% | 54.48 | 4.8586 | 0.32228 | 4.9353 | 0.98447 | 4.8928 | 196.73 | 188.01
2012-02-15 18:40 | 4.86 | 4.82 | 4.71 | 4.61 | 4.59 | 4.5 | 4.47 | 4.51 | 4.56 | 4.5 | 45.4 | 46.6 | 48.5 | 50.9 | 53 | 54.5 | 55.2 | 55.9 | 56.4 | 58.9 | 47.7 | 4.49 | 0.23 | 4.4 | 3.99 | 5.122% | 54.605 | 4.5611 | 0.061813 | 4.4957 | 1.0146 | 4.5554 | 144.41 | 152.04
2012-02-15 18:50 | 5.23 | 5.25 | 5.25 | 5.21 | 5.11 | 5.01 | 4.89 | 4.77 | 4.71 | 4.57 | 52.8 | 54.3 | 56.4 | 58 | 59.2 | 60.8 | 61.8 | 63.3 | 64 | 65.9 | 53.86 | 4.99 | 0.17 | 4.81 | 4.21 | 3.407% | 60.95 | 4.9761 | 0.22403 | 4.9926 | 0.99669 | 4.9735 | 198.91 | 196.73
2012-02-15 19:00 | 4.69 | 4.7 | 4.69 | 4.61 | 4.53 | 4.43 | 4.34 | 4.25 | 4.19 | 4.07 | 55.4 | 56.8 | 59.2 | 61.5 | 63.6 | 65.6 | 67.1 | 69.7 | 72.1 | 75.4 | 58.54 | 4.49 | 0.2 | 4.38 | 3.85 | 4.454% | 65.825 | 4.4114 | 0.18967 | 4.417 | 0.99873 | 4.4843 | 144.41 | 143.32
2012-02-15 19:10 | 4.61 | 4.61 | 4.6 | 4.55 | 4.48 | 4.41 | 4.33 | 4.24 | 4.12 | 3.9 | 51.9 | 52.8 | 54.8 | 56.7 | 57.3 | 57.8 | 58.7 | 59.8 | 61.8 | 65.3 | 50.22 | 4.44 | 0.09 | 4.31 | 3.66 | 2.027% | 57.935 | 4.3714 | 0.16918 | 4.3984 | 0.99386 | 4.4127 | 138.96 | 135.69
2012-02-15 19:20 | 4.66 | 4.66 | 4.64 | 4.63 | 4.63 | 4.58 | 4.57 | 4.51 | 4.37 | 4.14 | 53.9 | 54.6 | 55.3 | 55.8 | 56.3 | 56.5 | 57.5 | 58 | 60.5 | 66.8 | 48.87 | 4.58 | 0.12 | 4.5 | 3.7 | 2.62% | 56.65 | 4.541 | 0.020199 | 4.5786 | 0.99179 | 4.5424 | 154.22 | 149.86
2012-02-15 19:30 | 4.21 | 4.23 | 4.28 | 4.28 | 4.29 | 4.3 | 4.26 | 4.16 | 4 | 3.8 | 53.8 | 54 | 53.6 | 53.5 | 54.1 | 55.4 | 57.1 | 59.5 | 63.2 | 70.7 | 47.76 | 4.32 | 0.3 | 4.22 | 3.35 | 6.944% | 55.655 | 4.1943 | 0.086365 | 4.2942 | 0.97673 | 4.2195 | 125.88 | 114.98
2012-02-15 19:40 | 3.88 | 3.88 | 3.92 | 3.89 | 3.89 | 3.8 | 3.68 | 3.56 | 3.44 | 3.22 | 49.7 | 49.9 | 50.1 | 51.4 | 52 | 54.4 | 56.9 | 60.8 | 65.3 | 73.1 | 46.36 | 3.82 | 0.1 | 3.65 | 2.83 | 2.618% | 54.775 | 3.7061 | 0.29653 | 3.7826 | 0.97979 | 3.7428 | 74.62 | 67.34
2012-02-15 19:50 | 3.76 | 3.77 | 3.79 | 3.85 | 3.9 | 3.84 | 3.71 | 3.57 | 3.38 | 3.15 | 44.9 | 45.5 | 46 | 47 | 47.7 | 50 | 52.6 | 56 | 60.7 | 69.3 | 42.5 | 3.88 | 0.07 | 3.72 | 2.72 | 1.804% | 50.39 | 3.6856 | 0.31826 | 3.8211 | 0.96455 | 3.7425 | 80.08 | 67.34
2012-02-15 20:00 | 3.28 | 3.35 | 3.44 | 3.53 | 3.6 | 3.56 | 3.45 | 3.27 | 3.07 | 2.96 | 52 | 52.3 | 51.9 | 52.3 | 53.5 | 54.9 | 57.7 | 62.3 | 68.1 | 79.3 | 47.36 | 3.65 | 0.18 | 3.47 | 2.89 | 4.932% | 55.32 | 3.3803 | 0.29004 | 3.544 | 0.95379 | 3.4813 | 59.15 | 43.68
2012-02-15 20:10 | 3.14 | 3.2 | 3.3 | 3.36 | 3.44 | 3.48 | 3.51 | 3.45 | 3.33 | 3.07 | 56.2 | 56.1 | 56 | 56.5 | 56.8 | 57 | 58.3 | 61.4 | 65.6 | 75.7 | 50.38 | 3.49 | 0.1 | 3.47 | 2.92 | 2.865% | 57.195 | 3.3787 | -0.079322 | 3.4843 | 0.9697 | 3.3842 | 44.59 | 34.58
2012-02-15 20:20 | 2.88 | 2.87 | 2.95 | 3.04 | 3.08 | 3.15 | 3.18 | 3.19 | 3.16 | 3.03 | 48.1 | 51.1 | 53.9 | 55.6 | 57 | 57.5 | 58.2 | 59.8 | 62.2 | 69.1 | 50.84 | 3.18 | 0.27 | 3.16 | 2.88 | 8.491% | 57.605 | 3.0941 | -0.087593 | 3.1543 | 0.98094 | 3.1194 | 16.38 | 10.92
2012-02-15 20:30 | 2.38 | 2.37 | 2.31 | 2.33 | 2.45 | 2.52 | 2.55 | 2.61 | 2.62 | 2.52 | 42.2 | 45.7 | 53 | 58.3 | 60 | 61 | 62.2 | 63.9 | 66.4 | 73.7 | 53.1 | 2.57 | 0.09 | 2.58 | 2.38 | 3.502% | 61.18 | 2.4812 | -0.10936 | 2.5243 | 0.98293 | 2.5261 | 0 | 0
2012-02-15 20:40 | 2.26 | 2.26 | 2.24 | 2.3 | 2.31 | 2.36 | 2.37 | 2.28 | 2.23 | 2.24 | 43.3 | 46.8 | 51.3 | 53.9 | 55 | 58.3 | 61.1 | 65.4 | 72.1 | 83.2 | 49.59 | 2.42 | 0.05 | 2.37 | 2.19 | 2.066% | 58.72 | 2.2733 | -0.039074 | 2.3614 | 0.96267 | 2.3297 | 0 | 0
2012-02-15 20:50 | 2 | 1.98 | 2.01 | 2.05 | 2.08 | 2.1 | 2.08 | 2 | 1.97 | 2.07 | 33.4 | 36.7 | 44.4 | 52.9 | 58.4 | 60.6 | 63.7 | 69.8 | 76.8 | 86.8 | 52.3 | 2.12 | 0.19 | 2.07 | 1.98 | 8.962% | 61.065 | 2.0026 | 0.088431 | 2.0971 | 0.95491 | 2.0244 | 0 | 0
2012-02-15 21:00 | 1.25 | 1.23 | 1.17 | 1.06 | 0.98 | 0.95 | 0.95 | 0.95 | 0.98 | 1.17 | 33.7 | 34.2 | 36.4 | 39.5 | 47.6 | 64.4 | 76.5 | 88.2 | 97.5 | 118.1 | 59 | 1.02 | 0.19 | 0.99 | 1.45 | 18.63% | 66.215 | 0.92528 | 0 | 0.95 | 0.97398 | 0.99346 | 0 | 0
2012-02-15 21:10 | 0.73 | 0.66 | 0.64 | 0.6 | 0.53 | 0.46 | 0.48 | 0.58 | 0.7 | 0.93 | 35 | 33.6 | 39.6 | 43.6 | 52.1 | 73.8 | 103.8 | 118.6 | 131.3 | 155.9 | 67.08 | 0.46 | 0.19 | 0.41 | 1.23 | 41.3% | 78.3 | 0.4534 | -0.39329 | 0.46281 | 0.97966 | 0.45065 | 0 | 0
2012-02-15 21:20 | 0.7 | 0.66 | 0.58 | 0.52 | 0.41 | 0.37 | 0.31 | 0.28 | 0.34 | 0.76 | 324.5 | 323.7 | 321.7 | 327 | 324.3 | 320.6 | 307.7 | 287.4 | 248.8 | 219.4 | 67.08 | 0.5 | 0.13 | 0.22 | 1.19 | 26% | 318.665 | 0.41626 | 1.635 | 0.36074 | 1.1539 | 0.57696 | 0 | 0
2012-02-15 21:30 | 0.92 | 0.87 | 0.81 | 0.77 | 0.66 | 0.63 | 0.66 | 0.79 | 0.97 | 1.46 | 292.8 | 290.7 | 281.8 | 276 | 267.7 | 254.5 | 245.4 | 240.8 | 233.7 | 223.8 | 67.08 | 0.62 | 0.17 | 0.54 | 1.9 | 27.42% | 253.135 | 0.77882 | -0.42989 | 0.63421 | 1.228 | 0.76137 | 0 | 0
2012-02-15 21:40 | 0.87 | 0.82 | 0.81 | 0.83 | 0.86 | 0.94 | 1.04 | 1.2 | 1.55 | 2.46 | 235.1 | 229.6 | 222.3 | 220.3 | 214.2 | 208.9 | 204.2 | 201.5 | 201.4 | 198.2 | 160.2 | 0.97 | 0.29 | 0.9 | 2.81 | 29.9% | 208.195 | 1.245 | -0.93423 | 0.95371 | 1.3054 | 1.2663 | 0 | 0
2012-02-15 21:50 | 0.98 | 0.96 | 0.92 | 0.91 | 0.94 | 0.99 | 1.09 | 1.33 | 1.81 | 2.76 | 227.7 | 224.4 | 216.8 | 208.2 | 201.9 | 197.7 | 193.6 | 192.3 | 192.6 | 187.2 | 195 | 1.08 | 0.18 | 1.01 | 3.22 | 16.67% | 197.085 | 1.3972 | -0.88924 | 1.0037 | 1.392 | 1.5033 | 0 | 0
2012-02-15 22:00 | 1.65 | 1.52 | 1.34 | 1.28 | 1.21 | 1.23 | 1.3 | 1.41 | 1.59 | 2.17 | 265.9 | 259.7 | 247.8 | 235.2 | 222.7 | 209.5 | 193.5 | 182.7 | 174 | 174.6 | 194.2 | 1.43 | 0.19 | 1.28 | 2.78 | 13.29% | 207.1 | 1.2557 | -0.51149 | 1.2398 | 1.0128 | 1.4484 | 0 | 0
2012-02-15 22:20 | 2.32 | 2.24 | 2.12 | 2 | 1.88 | 1.77 | 1.7 | 1.65 | 1.64 | 1.48 | 315.3 | 314.9 | 314.6 | 312.9 | 309.6 | 305.1 | 300.5 | 295 | 289.2 | 280.3 | 291.1 | 2.05 | 0.46 | 2.02 | 1.48 | 22.44% | 304.41 | 1.8108 | 0.37289 | 1.7598 | 1.029 | 2.1094 | 0 | 0
2012-02-15 22:30 | 2.06 | 1.95 | 1.72 | 1.57 | 1.47 | 1.35 | 1.17 | 1 | 0.84 | 0.82 | 311.7 | 313.2 | 313.7 | 313.8 | 313.5 | 312.4 | 308.1 | 303.9 | 296.6 | 262 | 297.8 | 1.42 | 0.45 | 1.28 | 1.07 | 31.69% | 311.755 | 1.3653 | 1.3224 | 1.3226 | 1.0323 | 1.4659 | 0 | 0
2012-02-15 22:40 | 1.6 | 1.52 | 1.37 | 1.23 | 1.17 | 1.12 | 1.04 | 1.01 | 0.99 | 1.05 | 304.2 | 303 | 300.3 | 296 | 290.7 | 287.5 | 282 | 277.3 | 271.5 | 264 | 283.5 | 1.36 | 0.25 | 1.29 | 1.23 | 18.38% | 286.675 | 1.1358 | 0.68483 | 1.1082 | 1.0249 | 1.3939 | 0 | 0
2012-02-15 23:30 | 2.69 | 2.72 | 2.86 | 3.18 | 3.54 | 3.89 | 4.28 | 4.68 | 5.03 | 5.31 | 241.5 | 238 | 231.3 | 225.7 | 221.1 | 216.8 | 213.5 | 211.4 | 209 | 205.6 | 207.1 | 3.89 | 0.89 | 3.45 | 4.29 | 22.88% | 216.305 | 4.093 | -0.88292 | 3.9436 | 1.0379 | 4.0373 | 80.99 | 95.36
2012-02-15 23:40 | 4.95 | 5.11 | 5.39 | 5.6 | 5.79 | 6 | 6.24 | 6.41 | 6.35 | 5.95 | 217.1 | 215.7 | 214 | 212.7 | 212.4 | 212.5 | 212.4 | 212.2 | 210.7 | 204.5 | 203.5 | 5.69 | 0.71 | 4.97 | 4.55 | 12.48% | 212.485 | 5.9674 | -0.36244 | 6.0338 | 0.989 | 5.6274 | 311.78 | 302.06
2012-02-15 23:50 | 5.63 | 5.71 | 5.84 | 6 | 6.15 | 6.34 | 6.48 | 6.59 | 6.62 | 6.27 | 221.5 | 220.3 | 217.5 | 215.5 | 215.3 | 214.9 | 214 | 213 | 211.8 | 206.7 | 205.8 | 6.28 | 0.31 | 5.74 | 4.84 | 4.936% | 214.765 | 6.2824 | -0.20184 | 6.3599 | 0.98782 | 6.2035 | 425.28 | 407.2
2012-02-16 | 4.47 | 4.48 | 4.55 | 4.7 | 5.01 | 5.47 | 5.92 | 6.27 | 6.54 | 6.4 | 232.9 | 230.5 | 225.7 | 221.7 | 218.8 | 216.3 | 214.4 | 213.6 | 212.6 | 208 | 207.2 | 5.85 | 0.66 | 5.31 | 4.94 | 11.28% | 216.015 | 5.6032 | -0.73057 | 5.5323 | 1.0128 | 5.925 | 337.7 | 349.04
2012-02-16 00:10 | 4.44 | 4.39 | 4.47 | 4.8 | 5.16 | 5.57 | 6 | 6.4 | 6.6 | 6.32 | 233.9 | 231.9 | 227.5 | 222.5 | 218.3 | 215.3 | 213.5 | 212.1 | 209.1 | 203.7 | 205.3 | 5.81 | 0.85 | 5.13 | 4.95 | 14.63% | 215.03 | 5.6596 | -0.6872 | 5.6297 | 1.0053 | 5.8409 | 331.22 | 336.08
2012-02-16 00:20 | 4.71 | 4.82 | 5.14 | 5.47 | 5.75 | 5.98 | 6.19 | 6.45 | 6.74 | 6.83 | 229.1 | 226.7 | 222.6 | 218.9 | 215.8 | 213.5 | 211.9 | 210.7 | 209.4 | 206.2 | 201.8 | 5.82 | 0.46 | 4.53 | 5.35 | 7.904% | 213.26 | 6.013 | -0.31895 | 6.0096 | 1.0006 | 5.8232 | 332.84 | 332.84
2012-02-16 00:30 | 4.75 | 4.88 | 5.21 | 5.65 | 6 | 6.21 | 6.24 | 6.17 | 6.05 | 5.63 | 230 | 227 | 221.2 | 217 | 214.4 | 212.3 | 210.5 | 208.5 | 206.3 | 201.4 | 200.5 | 5.91 | 0.52 | 4.59 | 4.47 | 8.799% | 212.03 | 5.8969 | -0.044535 | 6.2143 | 0.94893 | 5.6082 | 347.42 | 298.82
2012-02-16 00:40 | 4.89 | 4.96 | 5.23 | 5.71 | 6.13 | 6.4 | 6.51 | 6.45 | 6.23 | 5.67 | 230.8 | 228.3 | 222.8 | 218.5 | 215.5 | 212.4 | 210 | 207.6 | 205.2 | 200.9 | 202.9 | 6.7 | 0.67 | 5.46 | 4.52 | 10% | 212.04 | 6.0553 | -0.15748 | 6.4156 | 0.94383 | 6.3237 | 520.2 | 434.32
2012-02-16 00:50 | 4.65 | 4.74 | 5.08 | 5.58 | 6 | 6.27 | 6.22 | 5.9 | 5.52 | 4.98 | 230.5 | 227.9 | 222.8 | 218.2 | 215 | 212 | 209 | 205.9 | 201.8 | 195.7 | 201.9 | 6.28 | 0.72 | 5.1 | 4.37 | 11.46% | 211.55 | 5.7309 | 0.073987 | 6.2628 | 0.91506 | 5.7466 | 425.28 | 321.5
2012-02-16 01:00 | 3.88 | 3.94 | 4.16 | 4.48 | 5.02 | 5.7 | 6.25 | 6.54 | 6.49 | 5.95 | 239.2 | 236.2 | 229.7 | 223.5 | 218.1 | 213.6 | 210.4 | 208 | 205.4 | 200.6 | 204.9 | 5.86 | 0.62 | 5.03 | 4.45 | 10.58% | 213.12 | 5.6127 | -0.85124 | 5.7757 | 0.97177 | 5.6946 | 339.32 | 311.78
2012-02-16 01:10 | 3.9 | 3.94 | 4.13 | 4.5 | 5.1 | 5.73 | 6.23 | 6.51 | 6.55 | 6.18 | 239.9 | 237.4 | 231.3 | 224 | 218.8 | 215.4 | 213.2 | 210.7 | 207.8 | 203.2 | 204.5 | 5.67 | 0.65 | 4.79 | 4.7 | 11.46% | 215.07 | 5.6476 | -0.77311 | 5.7991 | 0.97387 | 5.5219 | 308.54 | 284.24
2012-02-16 01:20 | 3.88 | 3.97 | 4.18 | 4.6 | 5.16 | 5.72 | 6.13 | 6.39 | 6.5 | 6.19 | 242.8 | 239.3 | 231.8 | 223.2 | 217.1 | 213.4 | 211.4 | 210.2 | 208.3 | 204.2 | 201.5 | 5.68 | 0.43 | 4.59 | 4.6 | 7.57% | 213.1 | 5.623 | -0.63972 | 5.777 | 0.97334 | 5.5286 | 310.16 | 285.86
2012-02-16 01:30 | 3.14 | 3.32 | 3.71 | 4.11 | 4.49 | 4.92 | 5.25 | 5.48 | 5.6 | 5.41 | 240.5 | 237.2 | 229.8 | 222.7 | 217.2 | 213 | 210.4 | 208.6 | 206.7 | 202.3 | 199.6 | 4.86 | 0.71 | 4 | 3.91 | 14.61% | 212.61 | 4.857 | -0.59992 | 4.966 | 0.97805 | 4.7533 | 184.74 | 172.75
2012-02-16 01:40 | 2.37 | 2.45 | 2.71 | 3 | 3.32 | 3.7 | 4.01 | 4.17 | 4.25 | 4.31 | 235.6 | 231.3 | 223.4 | 216.8 | 211.1 | 206.2 | 202.7 | 200.2 | 198 | 194.5 | 195.7 | 3.81 | 0.44 | 3.1 | 3.74 | 11.55% | 205.675 | 3.6671 | -0.74351 | 3.7429 | 0.97975 | 3.7329 | 73.71 | 66.43
2012-02-16 01:50 | 3.45 | 3.65 | 3.96 | 4.12 | 4.13 | 4.03 | 3.9 | 3.9 | 4.08 | 4.4 | 213.2 | 210.3 | 205.9 | 202 | 198.5 | 195.3 | 192.8 | 191.5 | 190.7 | 189.5 | 185 | 4.02 | 0.33 | 3.42 | 4.67 | 8.209% | 194.925 | 4.005 | 0.30301 | 4.0111 | 0.99848 | 4.0139 | 93.18 | 92.09
2012-02-16 02:00 | 3.33 | 3.44 | 3.64 | 3.83 | 3.99 | 4.13 | 4.28 | 4.44 | 4.59 | 4.91 | 213.6 | 211.2 | 206.3 | 200.8 | 196.3 | 193.1 | 190.8 | 189.4 | 188.7 | 187.6 | 182.2 | 4.39 | 0.5 | 4.07 | 5.09 | 11.39% | 192.755 | 4.163 | -0.32968 | 4.1512 | 1.0029 | 4.4025 | 133.51 | 134.6
2012-02-16 02:10 | 3.93 | 4.13 | 4.52 | 4.89 | 5.16 | 5.31 | 5.3 | 5.18 | 5.12 | 5.37 | 199.6 | 196.4 | 191.6 | 189.4 | 188.7 | 188 | 187.3 | 186.7 | 186.8 | 186.5 | 179.4 | 5.53 | 0.52 | 5.27 | 5.68 | 9.403% | 187.895 | 5.0781 | 0.017419 | 5.3086 | 0.95658 | 5.2899 | 285.86 | 246.98
2012-02-16 02:20 | 4.52 | 4.68 | 5.04 | 5.36 | 5.54 | 5.65 | 5.7 | 5.71 | 5.66 | 5.49 | 196.8 | 194.2 | 191 | 189.7 | 189.1 | 188.2 | 187.4 | 187.2 | 187.6 | 188.9 | 178.2 | 5.89 | 0.33 | 5.6 | 4.9 | 5.603% | 188.08 | 5.5101 | -0.081419 | 5.6571 | 0.97401 | 5.7369 | 344.18 | 319.88
2012-02-16 02:30 | 5.6 | 5.72 | 5.79 | 5.7 | 5.52 | 5.27 | 5.01 | 4.82 | 4.7 | 4.77 | 196.8 | 195.4 | 194 | 193 | 192.3 | 191.6 | 190.7 | 189.7 | 189.2 | 189.7 | 184.6 | 5.35 | 0.49 | 4.31 | 4.49 | 9.159% | 191.465 | 5.2637 | 0.46754 | 5.2319 | 1.0061 | 5.3825 | 256.7 | 261.56
2012-02-16 02:40 | 4.86 | 5.03 | 5.27 | 5.35 | 5.25 | 5.07 | 4.94 | 4.82 | 4.74 | 4.68 | 206 | 205.1 | 203.2 | 200.2 | 196.5 | 192.5 | 189.9 | 188.7 | 188.1 | 187.4 | 184.8 | 5.17 | 0.35 | 4.4 | 4.5 | 6.77% | 192.11 | 5.0135 | 0.24004 | 5.0512 | 0.99254 | 5.1314 | 227.54 | 221.06
2012-02-16 02:50 | 4.48 | 4.47 | 4.44 | 4.35 | 4.25 | 4.15 | 4.12 | 4.14 | 4.19 | 4.36 | 205.8 | 204.8 | 202.4 | 198.9 | 195.6 | 192.7 | 190 | 188.2 | 187.2 | 186.4 | 185 | 4.16 | 0.5 | 3.58 | 4.52 | 12.02% | 192.295 | 4.2239 | 0.067045 | 4.1457 | 1.0189 | 4.2385 | 108.44 | 117.16
2012-02-16 03:00 | 4.54 | 4.51 | 4.42 | 4.24 | 4.04 | 3.83 | 3.75 | 3.84 | 4.05 | 4.38 | 205 | 204.4 | 202.6 | 200.6 | 198.4 | 195.4 | 192.2 | 189.1 | 186.6 | 183.5 | 185.2 | 3.78 | 0.44 | 3.25 | 4.63 | 11.64% | 194.92 | 4.0378 | 0.19507 | 3.8184 | 1.0575 | 3.9972 | 70.98 | 91
2012-02-16 03:10 | 4.59 | 4.62 | 4.67 | 4.69 | 4.67 | 4.6 | 4.54 | 4.46 | 4.34 | 4.07 | 208.3 | 207.4 | 206 | 204.6 | 203.7 | 202.9 | 201.7 | 200.4 | 199.2 | 195.8 | 194.9 | 4.49 | 0.34 | 3.47 | 3.35 | 7.572% | 202.72 | 4.5413 | 0.12133 | 4.5914 | 0.9891 | 4.4411 | 144.41 | 138.96
2012-02-16 03:20 | 4.91 | 4.86 | 4.83 | 4.84 | 4.87 | 4.87 | 4.85 | 4.87 | 4.99 | 5.04 | 221.1 | 220.7 | 219.8 | 219.4 | 218.9 | 218 | 217.3 | 216.1 | 214.9 | 211.3 | 208.9 | 5.01 | 0.41 | 4.44 | 3.93 | 8.184% | 217.895 | 4.8804 | 0.038029 | 4.8671 | 1.0027 | 5.0237 | 201.62 | 203.24
2012-02-16 03:40 | 5.56 | 5.39 | 5.17 | 5.08 | 5.18 | 5.39 | 5.56 | 5.6 | 5.6 | 5.54 | 230 | 229.4 | 228.2 | 225.2 | 220.4 | 216.5 | 214.1 | 211.8 | 209.2 | 204.6 | 209.3 | 5.94 | 0.59 | 5.28 | 4.31 | 9.933% | 216.14 | 5.3537 | -0.28696 | 5.414 | 0.98885 | 5.8738 | 352.28 | 340.94
2012-02-16 03:50 | 6.81 | 6.76 | 6.75 | 6.75 | 6.72 | 6.57 | 6.39 | 6.2 | 6.02 | 5.84 | 224.9 | 223.2 | 219.1 | 214.6 | 211 | 208.2 | 206.3 | 204.9 | 203.9 | 202.2 | 197.8 | 6.16 | 0.55 | 4.68 | 4.5 | 8.929% | 207.915 | 6.4329 | 0.25671 | 6.5439 | 0.98304 | 6.0555 | 398.16 | 375.56
2012-02-16 04:00 | 7.75 | 7.54 | 7.18 | 6.93 | 6.65 | 6.28 | 6.03 | 5.9 | 5.83 | 6 | 207.8 | 206.4 | 203.9 | 201.8 | 200.3 | 199.2 | 198.5 | 197.6 | 196.1 | 192.8 | 190.5 | 6.16 | 0.61 | 5.02 | 5.57 | 9.903% | 199.095 | 6.4358 | 0.3754 | 6.2436 | 1.0308 | 6.3497 | 398.16 | 441.1
2012-02-16 04:10 | 8.56 | 8.47 | 8.28 | 8.01 | 7.68 | 7.28 | 6.83 | 6.32 | 5.88 | 5.73 | 207 | 205.5 | 203 | 200.8 | 199.6 | 198.7 | 197.9 | 197 | 195 | 191.3 | 190 | 6.61 | 0.74 | 5.21 | 5.19 | 11.2% | 198.58 | 7.2255 | 0.58963 | 7.2138 | 1.0016 | 6.6207 | 499.86 | 502.12
2012-02-16 04:20 | 8.44 | 8.3 | 7.93 | 7.43 | 6.95 | 6.54 | 6.18 | 5.93 | 5.88 | 5.94 | 202.2 | 201.5 | 200 | 198.5 | 197.4 | 196.2 | 195 | 194.1 | 193.8 | 194.6 | 187.4 | 6.44 | 0.9 | 5.26 | 4.83 | 13.98% | 196.02 | 6.7642 | 0.52321 | 6.4872 | 1.0427 | 6.715 | 461.44 | 524.72
2012-02-16 04:30 | 8.98 | 8.8 | 8.33 | 7.71 | 7.11 | 6.56 | 6.11 | 5.63 | 5.3 | 5.35 | 202.9 | 201.5 | 198.8 | 196.3 | 194.6 | 193.7 | 193.1 | 193 | 192.7 | 191.9 | 187.3 | 6.48 | 0.76 | 5.14 | 4.81 | 11.73% | 193.61 | 6.8141 | 0.6567 | 6.4935 | 1.0494 | 6.7999 | 470.48 | 542.8
2012-02-16 04:40 | 9.38 | 9.26 | 8.96 | 8.57 | 8.09 | 7.54 | 6.99 | 6.61 | 6.45 | 6.4 | 206.9 | 205.8 | 203.8 | 201.8 | 200.2 | 198.7 | 197.8 | 197.5 | 197.7 | 197.9 | 192 | 6.83 | 0.86 | 5.22 | 5.17 | 12.59% | 198.565 | 7.6734 | 0.69993 | 7.4586 | 1.0288 | 7.0266 | 549.58 | 597.03
2012-02-16 04:50 | 9.38 | 9.25 | 8.95 | 8.53 | 8.16 | 7.88 | 7.7 | 7.6 | 7.57 | 7.29 | 209 | 208.3 | 206.9 | 205.5 | 204.6 | 203.9 | 203.3 | 203 | 203 | 201.6 | 191.8 | 6.69 | 1.01 | 5.23 | 5.31 | 15.1% | 203.81 | 8.0709 | 0.21354 | 7.854 | 1.0276 | 6.8748 | 517.94 | 558.62
2012-02-16 05:00 | 9.62 | 9.67 | 9.79 | 9.88 | 9.77 | 9.38 | 8.86 | 8.42 | 8.05 | 7.36 | 215.5 | 214.6 | 212.7 | 210.7 | 208.7 | 206.5 | 204.7 | 203.5 | 202.5 | 200.9 | 195.8 | 8.72 | 0.78 | 6.65 | 5.15 | 8.945% | 206.23 | 9.1145 | 0.52704 | 9.3037 | 0.97967 | 8.5427 | 1153.24 | 1087.18
2012-02-16 05:10 | 9.96 | 9.97 | 9.98 | 10 | 10.01 | 9.93 | 9.66 | 9.23 | 8.72 | 7.98 | 217.2 | 215.9 | 213.8 | 212.3 | 211.1 | 209.4 | 207.1 | 204.8 | 202.9 | 201.2 | 199.6 | 9.28 | 0.57 | 7.11 | 5.46 | 6.142% | 209.055 | 9.5803 | 0.25474 | 9.8909 | 0.9686 | 8.9886 | 1362.68 | 1252.33
2012-02-16 05:20 | 10.26 | 10.18 | 10.04 | 9.88 | 9.63 | 9.27 | 8.85 | 8.42 | 7.97 | 7.36 | 215.5 | 214.2 | 211.9 | 209.8 | 208.1 | 206.6 | 205 | 203.6 | 202.2 | 200.2 | 196.6 | 8.76 | 0.76 | 6.65 | 5.33 | 8.676% | 206.36 | 9.129 | 0.42847 | 9.2086 | 0.99135 | 8.6843 | 1167.92 | 1138.56
2012-02-16 05:30 | 10.24 | 10.19 | 10.17 | 10.21 | 10.15 | 9.9 | 9.47 | 8.96 | 8.43 | 7.72 | 213.5 | 212.7 | 211.2 | 209.9 | 208.8 | 207.7 | 206.5 | 205.4 | 204.5 | 202.9 | 196.3 | 9.18 | 0.68 | 6.85 | 5.31 | 7.407% | 207.52 | 9.5746 | 0.41035 | 9.8372 | 0.97331 | 8.935 | 1324.58 | 1230.31
2012-02-16 05:40 | 10.5 | 10.47 | 10.39 | 10.21 | 9.89 | 9.43 | 8.92 | 8.36 | 7.77 | 6.94 | 211.3 | 210.8 | 209.7 | 208.5 | 207.4 | 206.4 | 206 | 205.7 | 204.4 | 201.8 | 195 | 8.58 | 0.91 | 6.46 | 4.76 | 10.61% | 206.34 | 9.2841 | 0.5138 | 9.3552 | 0.9924 | 8.5148 | 1101.86 | 1076.17
2012-02-16 05:50 | 11.14 | 11.05 | 10.79 | 10.44 | 10.04 | 9.6 | 9.12 | 8.56 | 7.89 | 6.87 | 209.2 | 208.9 | 208.2 | 207.4 | 206.7 | 205.9 | 205 | 204 | 203 | 199.8 | 195.1 | 8.93 | 0.76 | 6.63 | 4.95 | 8.511% | 205.765 | 9.5096 | 0.474 | 9.5297 | 0.99789 | 8.9111 | 1230.31 | 1222.97
2012-02-16 06:00 | 11.61 | 11.61 | 11.53 | 11.33 | 11 | 10.55 | 10.03 | 9.43 | 8.77 | 7.69 | 207.4 | 207.4 | 207.1 | 206.2 | 205.2 | 204.5 | 204.1 | 203.4 | 202 | 199.2 | 194.6 | 9.64 | 1.2 | 7.3 | 5.43 | 12.45% | 204.44 | 10.3669 | 0.46709 | 10.4739 | 0.98978 | 9.5415 | 1499.84 | 1461.74
2012-02-16 06:10 | 12.5 | 12.46 | 12.32 | 12.01 | 11.56 | 10.93 | 10.19 | 9.48 | 8.84 | 8.01 | 205.4 | 205.2 | 204.9 | 204.4 | 203.6 | 202.5 | 201.5 | 200.2 | 198.1 | 194.5 | 193.3 | 9.92 | 1.07 | 7.43 | 6.51 | 10.79% | 202.35 | 10.8007 | 0.64783 | 10.8208 | 0.99815 | 9.9016 | 1606.52 | 1598.9
2012-02-16 06:20 | 11.36 | 11 | 10.3 | 9.72 | 9.35 | 9.11 | 8.95 | 8.94 | 9.1 | 9.19 | 198 | 197.6 | 196.7 | 196 | 195.6 | 195.4 | 195.1 | 194 | 192.2 | 188.9 | 188.7 | 8.67 | 1.01 | 7.36 | 8.43 | 11.65% | 195.355 | 9.4135 | 0.16374 | 9.0869 | 1.0359 | 8.9816 | 1134.89 | 1248.66
2012-02-16 06:30 | 13.73 | 13.51 | 13.02 | 12.52 | 12.13 | 11.77 | 11.44 | 11.17 | 10.98 | 10.67 | 199.8 | 199.8 | 199.6 | 199.3 | 198.8 | 198 | 196.6 | 194.5 | 191.9 | 188.8 | 189.6 | 10.84 | 0.84 | 8.8 | 9.43 | 7.749% | 197.79 | 11.8704 | 0.26279 | 11.7221 | 1.0126 | 10.9771 | 1861.28 | 1898.66
2012-02-16 06:40 | 13.91 | 13.6 | 13.01 | 12.63 | 12.45 | 12.32 | 12.26 | 12.25 | 12.13 | 11.39 | 195.7 | 195.2 | 194.2 | 193.4 | 193.1 | 192.9 | 192.6 | 191.8 | 190.6 | 188.2 | 185.3 | 13.22 | 1.47 | 10.8 | 9.89 | 11.12% | 192.855 | 12.4264 | 0.045115 | 12.3114 | 1.0093 | 13.3435 | 1999.22 | 1999.34
2012-02-16 06:50 | 13.71 | 13.63 | 13.46 | 13.36 | 13.38 | 13.41 | 13.28 | 12.87 | 12.17 | 10.95 | 194 | 193.6 | 192.9 | 192.6 | 192.4 | 192.1 | 191.6 | 190.5 | 188.5 | 185.8 | 182.6 | 14.48 | 0.55 | 12.44 | 9.47 | 3.798% | 192.025 | 13.062 | 0.090022 | 13.3913 | 0.97541 | 14.1239 | 2000 | 2000
2012-02-16 07:00 | 13.13 | 13.04 | 12.9 | 13.01 | 13.25 | 13.36 | 13.16 | 12.67 | 12.03 | 10.83 | 194.9 | 194.6 | 193.9 | 193.3 | 192.6 | 191.8 | 190.8 | 189.5 | 188.3 | 187.3 | 180.7 | 14.11 | 0.77 | 12.39 | 9.57 | 5.457% | 191.65 | 12.8386 | 0.13938 | 13.3312 | 0.96305 | 13.5887 | 2000 | 1999.59
2012-02-16 07:10 | 13.61 | 13.52 | 13.36 | 13.2 | 13.01 | 12.68 | 12.3 | 11.89 | 11.43 | 10.46 | 197.4 | 196.6 | 195.2 | 194 | 192.9 | 191.7 | 190.7 | 189.6 | 188.4 | 188 | 180.5 | 13.3 | 1.13 | 11.51 | 8.73 | 8.496% | 191.55 | 12.5026 | 0.28117 | 12.6248 | 0.99032 | 13.1713 | 1999.3 | 1999.17
2012-02-16 07:20 | 13.48 | 13.34 | 12.99 | 12.62 | 12.38 | 12.2 | 11.98 | 11.67 | 11.23 | 10.33 | 201.9 | 200.3 | 197.4 | 194.8 | 192.8 | 191.2 | 190 | 189.4 | 189.1 | 188.9 | 182 | 12.88 | 0.89 | 11.03 | 8.87 | 6.91% | 191.02 | 12.1011 | 0.16816 | 12.1682 | 0.99449 | 12.809 | 1997.68 | 1996.91
2012-02-16 07:30 | 14 | 13.96 | 13.77 | 13.41 | 12.97 | 12.55 | 12.25 | 12.06 | 11.77 | 11 | 206.3 | 205.1 | 202.7 | 200.2 | 197.8 | 195.6 | 194 | 193 | 192.3 | 191.5 | 185.2 | 12.65 | 1.04 | 10.62 | 9.15 | 8.221% | 195.36 | 12.6259 | 0.22358 | 12.5066 | 1.0095 | 12.7706 | 1995.15 | 1996.47
2012-02-16 07:50 | 13.2 | 12.92 | 12.36 | 11.67 | 10.95 | 10.31 | 9.83 | 9.51 | 9.29 | 8.83 | 201.4 | 200.1 | 197.4 | 194.7 | 192.5 | 191 | 190.1 | 189.6 | 189.6 | 189.4 | 184.1 | 10.75 | 1.38 | 9.1 | 7.82 | 12.84% | 190.865 | 10.6177 | 0.44057 | 10.2398 | 1.0369 | 11.1468 | 1837.25 | 1916.6
2012-02-16 08:00 | 13.81 | 13.43 | 12.59 | 11.7 | 10.95 | 10.41 | 10.11 | 9.84 | 9.47 | 8.89 | 201.7 | 201.1 | 199.6 | 197.8 | 195.8 | 193.5 | 191.9 | 190.6 | 189.6 | 188.8 | 184.5 | 10.45 | 1.33 | 8.9 | 7.85 | 12.73% | 193.26 | 10.7883 | 0.27022 | 10.3665 | 1.0407 | 10.8752 | 1757.15 | 1871.96
2012-02-16 08:10 | 14.85 | 14.52 | 13.82 | 13.15 | 12.55 | 11.99 | 11.57 | 11.32 | 11.07 | 10.32 | 203.7 | 203.2 | 201.4 | 198.6 | 195.9 | 193.9 | 193.3 | 193.1 | 192.3 | 190.6 | 184.6 | 12.23 | 1.17 | 10.23 | 8.69 | 9.567% | 193.81 | 12.2213 | 0.32951 | 11.9289 | 1.0245 | 12.5298 | 1990.53 | 1993.83
2012-02-16 08:20 | 15.48 | 15.23 | 14.7 | 14.25 | 13.8 | 13.31 | 12.86 | 12.54 | 12.14 | 11.33 | 204.3 | 203.6 | 202.1 | 200.4 | 198.6 | 196.4 | 194.4 | 192.9 | 192.1 | 191.2 | 185.6 | 13.22 | 1.03 | 10.84 | 9.34 | 7.791% | 196.1 | 13.3483 | 0.31783 | 13.2446 | 1.0078 | 13.3235 | 1999.22 | 1999.32
2012-02-16 08:30 | 15.75 | 15.6 | 15.12 | 14.65 | 14.28 | 13.94 | 13.69 | 13.54 | 13.18 | 12.11 | 205.2 | 204.7 | 203.3 | 201.2 | 198.8 | 196.3 | 194.2 | 192.3 | 190.7 | 189 | 184.9 | 14.31 | 0.77 | 11.88 | 10.24 | 5.381% | 195.985 | 13.9858 | 0.16723 | 13.9039 | 1.0059 | 14.3943 | 2000 | 2000
2012-02-16 08:40 | 15.38 | 15.25 | 14.87 | 14.42 | 13.98 | 13.7 | 13.6 | 13.47 | 13.09 | 12.16 | 204 | 203.3 | 201.7 | 199.7 | 197.6 | 195.3 | 193.5 | 192.1 | 190.8 | 188.6 | 184.2 | 14.2 | 0.77 | 11.98 | 10.65 | 5.423% | 195.03 | 13.8117 | 0.0677 | 13.6856 | 1.0092 | 14.3308 | 2000 | 2000
2012-02-16 08:50 | 14.91 | 14.63 | 14.03 | 13.58 | 13.29 | 13.05 | 12.85 | 12.68 | 12.53 | 11.79 | 202.5 | 201.7 | 199.8 | 197.7 | 196 | 194.7 | 193.6 | 192.4 | 190.7 | 188.9 | 183.4 | 13.6 | 0.95 | 11.41 | 10.08 | 6.985% | 194.535 | 13.1195 | 0.14272 | 13.0212 | 1.0076 | 13.7027 | 1999.6 | 1999.7
2012-02-16 09:00 | 15.03 | 14.75 | 14.21 | 13.73 | 13.36 | 13.08 | 12.97 | 12.95 | 12.92 | 12.21 | 200.4 | 199.4 | 197.4 | 195.8 | 194.4 | 193.2 | 191.9 | 190.2 | 188.7 | 187.2 | 183.5 | 13.43 | 0.86 | 11.68 | 10.75 | 6.404% | 193.005 | 13.2961 | 0.078043 | 13.0642 | 1.0177 | 13.6684 | 1999.43 | 1999.67
2012-02-16 09:10 | 15.13 | 14.87 | 14.29 | 13.74 | 13.4 | 13.22 | 13.18 | 13.12 | 13.04 | 12.63 | 202.5 | 201.3 | 198.2 | 195.1 | 192.9 | 191.2 | 190 | 189 | 188.3 | 186.9 | 182.8 | 13.59 | 0.85 | 11.93 | 10.96 | 6.255% | 191.02 | 13.406 | 0.028003 | 13.2143 | 1.0145 | 13.7872 | 1999.59 | 1999.79
2012-02-16 09:20 | 14.88 | 14.6 | 13.98 | 13.48 | 13.17 | 12.97 | 12.93 | 12.99 | 12.97 | 12.3 | 202 | 200.8 | 198.6 | 196.6 | 194.9 | 193.7 | 192.2 | 190.7 | 189.5 | 188.2 | 183.5 | 13.3 | 0.94 | 11.42 | 10.25 | 7.068% | 193.475 | 13.1951 | 0.028544 | 12.9643 | 1.0178 | 13.5368 | 1999.3 | 1999.54
2012-02-16 09:30 | 14.68 | 14.42 | 13.93 | 13.49 | 13.11 | 12.77 | 12.55 | 12.46 | 12.5 | 12.23 | 202.8 | 201.7 | 199.4 | 197.3 | 195.4 | 193.7 | 192.2 | 191.1 | 190 | 189 | 184.6 | 12.64 | 0.89 | 10.63 | 10.57 | 7.041% | 193.475 | 12.9657 | 0.16059 | 12.7382 | 1.0179 | 12.8657 | 1995.04 | 1997.57
2012-02-16 09:40 | 14.11 | 13.9 | 13.49 | 13.1 | 12.86 | 12.72 | 12.68 | 12.62 | 12.52 | 12.01 | 197.6 | 196.4 | 194.3 | 192.1 | 190.7 | 189.9 | 189.3 | 189 | 188.3 | 186.2 | 180.9 | 13.13 | 0.83 | 11.68 | 10.45 | 6.321% | 189.81 | 12.8381 | 0.029105 | 12.7143 | 1.0097 | 13.2579 | 1999.13 | 1999.26
2012-02-16 09:50 | 13.85 | 13.58 | 13.07 | 12.62 | 12.36 | 12.12 | 11.95 | 11.83 | 11.67 | 11.09 | 199.2 | 198.1 | 196.2 | 194.4 | 193.1 | 192.4 | 192.2 | 191.7 | 190.9 | 189.5 | 183.5 | 12.08 | 1.02 | 10.35 | 9.47 | 8.444% | 192.37 | 12.2229 | 0.13054 | 12.0955 | 1.0105 | 12.2073 | 1988.88 | 1990.31
2012-02-16 10:00 | 14.31 | 14.08 | 13.62 | 13.11 | 12.72 | 12.36 | 11.98 | 11.68 | 11.34 | 10.81 | 201.5 | 200.5 | 198.9 | 197.2 | 196 | 195.5 | 195 | 193.6 | 192.1 | 190.7 | 186 | 11.07 | 0.99 | 9.13 | 9.25 | 8.943% | 195.425 | 12.4033 | 0.28857 | 12.3048 | 1.008 | 11.1586 | 1909.88 | 1917.44
2012-02-16 10:10 | 15.12 | 15 | 14.67 | 14.28 | 13.83 | 13.31 | 12.63 | 11.97 | 11.44 | 10.88 | 205 | 204 | 203 | 201.9 | 200.8 | 199.8 | 198.6 | 197.3 | 195.9 | 193.7 | 188.1 | 11.46 | 1.18 | 8.96 | 8.98 | 10.3% | 199.62 | 13.1779 | 0.4846 | 13.2104 | 0.99754 | 11.4318 | 1942.64 | 1940.12
2012-02-16 10:20 | 15.15 | 15.08 | 14.89 | 14.66 | 14.27 | 13.65 | 13.09 | 12.57 | 12.03 | 11.26 | 207.7 | 206.8 | 205.3 | 204 | 202.9 | 201.4 | 199.5 | 197.8 | 196.3 | 194.5 | 190.5 | 12.26 | 1.14 | 9.41 | 8.77 | 9.299% | 201.115 | 13.5667 | 0.38711 | 13.5683 | 0.99988 | 12.2585 | 1990.86 | 1990.86
2012-02-16 10:30 | 14.47 | 14.35 | 14.14 | 13.98 | 13.79 | 13.47 | 12.94 | 12.26 | 11.65 | 10.9 | 208.8 | 208 | 206.7 | 205.2 | 203.6 | 202.4 | 201.2 | 199.7 | 198.2 | 195.9 | 192.6 | 12.2 | 1.05 | 9.36 | 8.49 | 8.607% | 202.22 | 13.1387 | 0.37095 | 13.3928 | 0.98103 | 11.9686 | 1990.2 | 1985.48
2012-02-16 10:40 | 13.76 | 13.62 | 13.41 | 13.22 | 12.99 | 12.72 | 12.32 | 11.79 | 11.16 | 10.36 | 207.5 | 206.5 | 204.6 | 203.6 | 202.8 | 201.9 | 200.5 | 198.9 | 197.2 | 194.4 | 192.2 | 11.05 | 1.04 | 8.54 | 8.3 | 9.412% | 201.69 | 12.4755 | 0.29526 | 12.6619 | 0.98528 | 10.8873 | 1908.2 | 1874.63
2012-02-16 10:50 | 14.05 | 13.74 | 13.48 | 13.36 | 13.23 | 13.03 | 12.68 | 12.07 | 11.47 | 10.63 | 210 | 208.8 | 207.1 | 205.7 | 204.4 | 203.4 | 202.5 | 200.6 | 198.3 | 195.8 | 193.3 | 11.58 | 0.89 | 8.82 | 8.27 | 7.686% | 203.265 | 12.7104 | 0.25162 | 12.9793 | 0.97928 | 11.3401 | 1952.72 | 1932.56
2012-02-16 11:00 | 15.09 | 14.75 | 14.19 | 13.75 | 13.45 | 13.14 | 12.82 | 12.53 | 12.06 | 11.33 | 214.8 | 213.7 | 211.8 | 209.5 | 207.8 | 206.1 | 204 | 201.9 | 200.1 | 198.7 | 196.1 | 11.66 | 0.8 | 8.91 | 8.41 | 6.861% | 205.785 | 13.0959 | 0.22783 | 13.0937 | 1.0002 | 11.662 | 1959.44 | 1959.44
2012-02-16 11:10 | 15.41 | 15.13 | 14.59 | 13.98 | 13.53 | 13.12 | 12.66 | 12.22 | 11.76 | 11.09 | 216.5 | 215.5 | 213.8 | 212 | 210.1 | 208 | 206.3 | 204.3 | 202.8 | 200.6 | 199.3 | 11.6 | 0.84 | 8.82 | 8.44 | 7.241% | 207.745 | 13.1105 | 0.32981 | 13.0531 | 1.0044 | 11.651 | 1954.4 | 1958.6
2012-02-16 11:20 | 14.3 | 14.04 | 13.6 | 13.25 | 12.9 | 12.48 | 12.1 | 11.56 | 11.05 | 10.32 | 214.8 | 213.7 | 212.2 | 210.3 | 208.9 | 207.9 | 206.8 | 205 | 203 | 201 | 199 | 10.89 | 1.12 | 8.39 | 7.66 | 10.28% | 207.735 | 12.4054 | 0.28575 | 12.4248 | 0.99843 | 10.8729 | 1874.63 | 1869.29
2012-02-16 11:30 | 14.77 | 14.51 | 13.96 | 13.47 | 13.08 | 12.74 | 12.26 | 11.73 | 11.17 | 10.28 | 218.9 | 217.7 | 215.9 | 214.4 | 212.4 | 210.6 | 208.8 | 206.7 | 205.3 | 203.5 | 201.9 | 11.23 | 0.91 | 8.73 | 7.85 | 8.103% | 210.33 | 12.6117 | 0.3549 | 12.6701 | 0.99539 | 11.1783 | 1923.32 | 1919.12
2012-02-16 11:40 | 15.97 | 15.73 | 15.27 | 14.78 | 14.29 | 13.83 | 13.36 | 12.87 | 12.38 | 11.54 | 221.8 | 220.5 | 218.1 | 215.9 | 214.2 | 212.3 | 210.5 | 208.7 | 207.1 | 204.8 | 202.8 | 12.18 | 1.04 | 9.69 | 8.49 | 8.539% | 212.03 | 13.7966 | 0.31951 | 13.7617 | 1.0025 | 12.2109 | 1989.98 | 1990.31
2012-02-16 12:00 | 15.87 | 15.63 | 15.18 | 14.75 | 14.29 | 13.63 | 12.93 | 12.11 | 11.43 | 10.39 | 225.6 | 224.1 | 220.7 | 217.7 | 215.2 | 213.1 | 211.4 | 209.1 | 207.2 | 204.6 | 203.4 | 11.81 | 1.1 | 9.27 | 7.66 | 9.314% | 212.845 | 13.4568 | 0.48721 | 13.5274 | 0.99478 | 11.7483 | 1972.04 | 1967
2012-02-16 12:10 | 15.79 | 15.52 | 14.98 | 14.27 | 13.69 | 13.1 | 12.52 | 11.94 | 11.37 | 10.54 | 225.5 | 223.7 | 220.5 | 217.6 | 215.4 | 213.6 | 211.9 | 209.7 | 207.6 | 205 | 203.8 | 11.37 | 1.06 | 9.08 | 7.91 | 9.323% | 213.345 | 13.1256 | 0.41848 | 13.0153 | 1.0085 | 11.4664 | 1935.08 | 1943.48
2012-02-16 12:20 | 15.01 | 14.62 | 13.99 | 13.51 | 13.13 | 12.61 | 12.06 | 11.46 | 10.92 | 10.03 | 227.3 | 225.4 | 221.5 | 217.9 | 215 | 212.9 | 211 | 209.5 | 207.9 | 205.4 | 203.3 | 11.23 | 1.04 | 8.87 | 7.56 | 9.261% | 212.615 | 12.4973 | 0.41211 | 12.5297 | 0.99741 | 11.2009 | 1923.32 | 1920.8
2012-02-16 12:30 | 15.27 | 14.9 | 14.16 | 13.8 | 13.64 | 13.44 | 13.02 | 12.4 | 11.79 | 10.82 | 233.3 | 231.9 | 228.8 | 224.9 | 221.2 | 217.5 | 214.8 | 213.2 | 211.8 | 209.3 | 209.3 | 12.42 | 1.05 | 10.42 | 8.05 | 8.454% | 217.095 | 13.0805 | 0.29339 | 13.379 | 0.97769 | 12.1429 | 1992.62 | 1989.54
2012-02-16 19:00 | 9.72 | 9.66 | 9.52 | 9.36 | 9.2 | 9.03 | 8.81 | 8.5 | 8.09 | 7.19 | 278.6 | 278.1 | 276.9 | 275.9 | 274.8 | 273.7 | 272.6 | 271.5 | 270 | 267.4 | 267.1 | 8.49 | 1.43 | 8.37 | 6.94 | 16.84% | 273.535 | 8.8867 | 0.22793 | 8.9981 | 0.98761 | 8.3848 | 1068.83 | 1028.46
2012-02-16 19:10 | 11.26 | 11.15 | 10.89 | 10.66 | 10.49 | 10.3 | 10.05 | 9.78 | 9.46 | 8.91 | 283.5 | 283.2 | 282.7 | 282.5 | 282.3 | 282.2 | 281.6 | 281.2 | 281.1 | 280.2 | 274.3 | 10.59 | 1.03 | 10.42 | 8.11 | 9.726% | 282.11 | 10.2159 | 0.22706 | 10.2638 | 0.99533 | 10.5406 | 1794.53 | 1781.18
2012-02-16 19:20 | 12.39 | 12.35 | 12.28 | 12.17 | 12.02 | 11.79 | 11.47 | 11.09 | 10.75 | 10.37 | 292.2 | 292 | 291.4 | 290.8 | 290.1 | 289.3 | 288.8 | 288.5 | 288.5 | 288.3 | 281.8 | 12.01 | 1.43 | 11.95 | 10.25 | 11.91% | 289.225 | 11.6266 | 0.25428 | 11.7436 | 0.99004 | 11.8904 | 1988.11 | 1978.76
2012-02-16 19:30 | 13.18 | 13.12 | 12.96 | 12.7 | 12.43 | 12.2 | 12 | 11.86 | 11.82 | 11.58 | 297.8 | 297.6 | 297.4 | 297.2 | 297.1 | 297 | 296.6 | 296 | 295.3 | 295 | 289.2 | 12.55 | 1.63 | 12.41 | 10.97 | 12.99% | 296.94 | 12.2744 | 0.15275 | 12.1711 | 1.0085 | 12.6565 | 1994.05 | 1995.26
2012-02-16 19:40 | 12.36 | 12.22 | 11.96 | 11.79 | 11.73 | 11.67 | 11.51 | 11.24 | 10.93 | 10.52 | 298.8 | 298.5 | 298.2 | 297.9 | 297.7 | 297.6 | 297.4 | 297.3 | 297.6 | 297.8 | 289.7 | 12.37 | 1.52 | 12.22 | 10.45 | 12.29% | 297.57 | 11.5283 | 0.12757 | 11.6469 | 0.98981 | 12.2439 | 1992.07 | 1990.64
2012-02-16 20:10 | 11.6 | 11.5 | 11.43 | 11.27 | 11.06 | 10.74 | 10.42 | 10.3 | 10.09 | 9.72 | 304.4 | 304.1 | 303.6 | 303.4 | 303.4 | 303.2 | 302.7 | 302 | 301.3 | 301.8 | 294.4 | 10.94 | 0.97 | 10.83 | 9.57 | 8.867% | 303.125 | 10.7396 | 0.27952 | 10.6936 | 1.0043 | 10.9871 | 1887.98 | 1901.33
2012-02-16 20:50 | 10.28 | 10.16 | 9.94 | 9.74 | 9.48 | 9.26 | 9.15 | 8.95 | 8.79 | 8.39 | 300.3 | 299.5 | 299.6 | 300 | 300.5 | 300.9 | 301.5 | 301.9 | 302 | 302.9 | 293.3 | 9.48 | 1.29 | 9.38 | 7.38 | 13.61% | 300.99 | 9.3189 | 0.11043 | 9.2442 | 1.0081 | 9.5566 | 1438.88 | 1469.36
2012-02-16 21:00 | 11.27 | 11.06 | 10.7 | 10.39 | 10.08 | 9.77 | 9.47 | 9.08 | 8.7 | 8.41 | 302.7 | 302.5 | 302.3 | 302.5 | 303.2 | 303.5 | 303.7 | 303.8 | 305 | 305.6 | 294.9 | 10.05 | 1.35 | 9.94 | 7.88 | 13.43% | 303.53 | 9.7568 | 0.2882 | 9.7264 | 1.0031 | 10.0814 | 1650.35 | 1658.36
2012-02-16 21:10 | 10.96 | 10.89 | 10.58 | 10.28 | 10.04 | 9.8 | 9.47 | 9.2 | 8.99 | 8.7 | 303.3 | 303 | 303.1 | 303.4 | 303 | 302.6 | 302.2 | 301.9 | 301.8 | 301.9 | 293.7 | 9.6 | 1.45 | 9.42 | 7.78 | 15.1% | 302.54 | 9.7725 | 0.31654 | 9.752 | 1.0021 | 9.6202 | 1484.6 | 1492.22
2012-02-16 21:20 | 9.55 | 9.44 | 9.15 | 8.89 | 8.77 | 8.59 | 8.47 | 8.37 | 8.14 | 7.71 | 303.3 | 303 | 302.7 | 302 | 301.8 | 301.7 | 302.2 | 302.1 | 302.1 | 302.2 | 294.7 | 8.82 | 1.08 | 8.69 | 7.46 | 12.24% | 301.775 | 8.6165 | 0.13 | 8.5727 | 1.0051 | 8.8651 | 1189.94 | 1208.29
2012-02-16 21:30 | 8.13 | 8.04 | 7.89 | 7.72 | 7.56 | 7.3 | 7.02 | 6.76 | 6.48 | 6 | 302.3 | 302.6 | 302.6 | 302 | 301.3 | 300.9 | 300.5 | 300.3 | 300.1 | 300.4 | 293 | 7.47 | 1.24 | 7.21 | 5.78 | 16.6% | 300.84 | 7.2393 | 0.36143 | 7.2592 | 0.99726 | 7.4496 | 729.47 | 723.45
2012-02-16 21:40 | 7.77 | 7.64 | 7.45 | 7.26 | 7.01 | 6.74 | 6.48 | 6.16 | 5.94 | 5.69 | 295.5 | 295.3 | 294.6 | 293.6 | 292.9 | 292.6 | 292.1 | 291.5 | 291 | 290.5 | 286.4 | 7.28 | 1.09 | 7.1 | 5.81 | 14.97% | 292.525 | 6.7313 | 0.36353 | 6.7021 | 1.0044 | 7.3117 | 672.28 | 681.31
2012-02-16 21:50 | 9.18 | 9.06 | 8.81 | 8.47 | 8.09 | 7.73 | 7.52 | 7.29 | 6.95 | 6.43 | 299.4 | 299.3 | 298.9 | 298.3 | 297.5 | 297 | 297.2 | 296.9 | 296.1 | 294.7 | 290.2 | 8.12 | 0.99 | 7.94 | 6.39 | 12.19% | 297.03 | 7.8468 | 0.25452 | 7.6996 | 1.0191 | 8.2753 | 933.04 | 991.76
2012-02-16 22:00 | 7.77 | 7.68 | 7.54 | 7.36 | 7.08 | 6.81 | 6.65 | 6.48 | 6.28 | 6.03 | 303.4 | 303.1 | 302.9 | 302.7 | 302.7 | 302.3 | 301.3 | 300.8 | 300.8 | 301 | 294.6 | 7.06 | 0.82 | 6.81 | 5.56 | 11.61% | 302.15 | 6.8864 | 0.21971 | 6.7868 | 1.0147 | 7.1635 | 606.06 | 636.16
2012-02-16 22:10 | 7.44 | 7.33 | 7.04 | 6.75 | 6.51 | 6.25 | 5.98 | 5.72 | 5.5 | 5.3 | 300.8 | 300.6 | 300.2 | 299.4 | 299 | 298.4 | 297 | 295.6 | 294.5 | 293.8 | 290.5 | 6.57 | 0.57 | 6.38 | 5 | 8.676% | 298.19 | 6.273 | 0.40809 | 6.2106 | 1.01 | 6.636 | 490.82 | 506.64
2012-02-16 22:20 | 5.96 | 5.89 | 5.73 | 5.54 | 5.33 | 5.12 | 4.9 | 4.7 | 4.48 | 4.17 | 295.9 | 295.6 | 295.6 | 295.8 | 296 | 295.9 | 295.8 | 294.8 | 293.8 | 293.5 | 287.1 | 5.18 | 0.46 | 5.07 | 4.17 | 8.88% | 295.885 | 5.1234 | 0.40586 | 5.0879 | 1.007 | 5.2161 | 229.16 | 235.64
2012-02-16 22:30 | 6.28 | 6.16 | 5.92 | 5.58 | 5.27 | 5 | 4.84 | 4.68 | 4.5 | 4.13 | 294.6 | 294 | 293 | 292.2 | 291.4 | 291.1 | 290.9 | 290.9 | 290.8 | 289.9 | 284.4 | 5.21 | 0.58 | 5.05 | 3.87 | 11.13% | 291.07 | 5.1367 | 0.30055 | 4.9768 | 1.0321 | 5.3774 | 234.02 | 261.56
2012-02-16 22:40 | 6.79 | 6.64 | 6.36 | 6.09 | 5.83 | 5.65 | 5.46 | 5.33 | 5.25 | 5.09 | 293.8 | 293.6 | 292.3 | 290.2 | 288.9 | 287.8 | 287 | 285.6 | 283.5 | 281.4 | 281.3 | 5.89 | 0.91 | 5.72 | 4.54 | 15.45% | 287.68 | 5.7211 | 0.3161 | 5.6224 | 1.0176 | 5.9934 | 344.18 | 360.38
2012-02-16 22:50 | 7.37 | 7.31 | 7.21 | 7.05 | 6.87 | 6.69 | 6.51 | 6.32 | 6.05 | 5.66 | 289.2 | 288.9 | 288.4 | 287.9 | 287.1 | 286.4 | 285.9 | 285.4 | 284.6 | 282.2 | 278.4 | 6.74 | 0.51 | 6.6 | 5.14 | 7.567% | 286.325 | 6.6572 | 0.25204 | 6.6639 | 0.99899 | 6.7332 | 529.24 | 526.98
2012-02-16 23:00 | 4.84 | 4.83 | 4.77 | 4.65 | 4.55 | 4.46 | 4.38 | 4.28 | 4.19 | 4.02 | 286.1 | 285 | 282.8 | 281 | 279.9 | 278.2 | 276.7 | 275.8 | 274.3 | 270.5 | 270 | 4.29 | 1.07 | 4.16 | 3.69 | 24.94% | 277.975 | 4.4543 | 0.16726 | 4.4484 | 1.0013 | 4.2956 | 122.61 | 123.7
2012-02-17 00:50 | 7.91 | 7.84 | 7.74 | 7.65 | 7.68 | 7.86 | 8.1 | 8.32 | 8.39 | 8.04 | 227.9 | 226.1 | 222.4 | 218.6 | 216.8 | 216.2 | 215.6 | 215.1 | 214.3 | 211.4 | 210 | 8.48 | 0.72 | 7.68 | 6 | 8.491% | 216.11 | 7.9641 | -0.27795 | 7.8939 | 1.0089 | 8.5554 | 1065.16 | 1094.52
2012-02-17 05:00 | 10.55 | 10.43 | 10.27 | 10.13 | 9.99 | 9.82 | 9.68 | 9.5 | 9.22 | 8.68 | 275.1 | 274.4 | 273.3 | 272.5 | 271.6 | 271 | 270.5 | 270 | 269.7 | 268.7 | 265.1 | 9.18 | 1.58 | 9.03 | 8.1 | 17.21% | 270.925 | 9.7722 | 0.13269 | 9.7998 | 0.99718 | 9.1541 | 1324.58 | 1313.15
2012-02-17 06:10 | 11.18 | 11.13 | 11.04 | 10.83 | 10.57 | 10.35 | 10.17 | 9.92 | 9.48 | 8.53 | 275 | 274.4 | 273.2 | 272.1 | 271.4 | 270.7 | 269.7 | 268.9 | 268.2 | 266.8 | 265.4 | 9.76 | 1.91 | 9.43 | 7.81 | 19.57% | 270.55 | 10.2895 | 0.16213 | 10.324 | 0.99666 | 9.7274 | 1545.56 | 1534.13
2012-02-17 06:20 | 10.74 | 10.7 | 10.57 | 10.38 | 10.18 | 10.03 | 9.86 | 9.67 | 9.43 | 8.88 | 285.6 | 285.3 | 284.7 | 283.9 | 283.2 | 282.6 | 282.2 | 281.2 | 280.1 | 278.4 | 274.2 | 9.99 | 0.9 | 9.9 | 8.26 | 9.009% | 282.54 | 9.9873 | 0.15797 | 10.0055 | 0.99819 | 9.9719 | 1633.19 | 1625.57
2012-02-17 06:30 | 9.9 | 9.83 | 9.71 | 9.6 | 9.46 | 9.32 | 9.17 | 8.94 | 8.63 | 8.11 | 283.1 | 283 | 282.5 | 281.6 | 280.9 | 280.4 | 280.2 | 279.8 | 278.8 | 276.9 | 273.1 | 9.33 | 0.56 | 9.22 | 7.49 | 6.002% | 280.37 | 9.2316 | 0.14994 | 9.2984 | 0.99282 | 9.263 | 1381.73 | 1355.06
2012-02-17 06:40 | 9.62 | 9.54 | 9.39 | 9.22 | 9.01 | 8.78 | 8.57 | 8.32 | 7.96 | 7.39 | 279.7 | 279.2 | 278.4 | 277.8 | 277.4 | 277 | 276.7 | 276.5 | 276.2 | 275.7 | 269.9 | 8.89 | 0.89 | 8.78 | 7.01 | 10.01% | 276.955 | 8.7292 | 0.22371 | 8.7496 | 0.99767 | 8.8693 | 1215.63 | 1208.29
2012-02-17 08:40 | 9.71 | 9.6 | 9.46 | 9.24 | 9.02 | 8.85 | 8.62 | 8.32 | 8.06 | 7.77 | 275.4 | 274.7 | 273.7 | 273 | 272.6 | 271.8 | 270.2 | 268.8 | 267.4 | 264.9 | 265.2 | 8.08 | 1.56 | 7.97 | 7.23 | 19.31% | 271.56 | 8.7805 | 0.24334 | 8.8167 | 0.99589 | 8.0468 | 918.36 | 907.35
2012-02-17 08:50 | 8.71 | 8.6 | 8.4 | 8.19 | 7.93 | 7.59 | 7.38 | 7.25 | 7.17 | 6.94 | 279.4 | 278.8 | 277.6 | 276.7 | 275.8 | 275.3 | 274.3 | 272.7 | 271.1 | 269 | 268.3 | 7.31 | 1.11 | 7.15 | 6.11 | 15.18% | 275.15 | 7.7019 | 0.25928 | 7.5595 | 1.0188 | 7.4476 | 681.31 | 723.45
2012-02-17 09:00 | 8.93 | 8.88 | 8.73 | 8.43 | 8.14 | 7.82 | 7.52 | 7.21 | 6.98 | 6.53 | 277.4 | 276.4 | 275.3 | 275 | 274.1 | 272.6 | 271 | 269.6 | 268.7 | 267.7 | 265 | 7.14 | 1.45 | 6.85 | 5.94 | 20.31% | 272.36 | 7.8311 | 0.36149 | 7.7763 | 1.007 | 7.1903 | 630.14 | 645.19
2012-02-17 10:20 | 8.82 | 8.72 | 8.54 | 8.33 | 8.12 | 7.91 | 7.7 | 7.43 | 7.17 | 6.77 | 276 | 275.6 | 274.8 | 274.1 | 273.7 | 273.4 | 273 | 272.4 | 271.7 | 270 | 267.8 | 7.5 | 1.35 | 7.44 | 6.03 | 18% | 273.34 | 7.8776 | 0.24865 | 7.8796 | 0.99975 | 7.4981 | 738.5 | 738.5
2012-02-17 10:30 | 9.14 | 8.96 | 8.6 | 8.37 | 8.23 | 8.11 | 7.94 | 7.68 | 7.42 | 7.08 | 278 | 277.8 | 276.5 | 275.3 | 274.3 | 273.2 | 272.8 | 272.3 | 271.9 | 271.2 | 267.9 | 8.01 | 1.01 | 7.93 | 6.94 | 12.61% | 273.14 | 8.046 | 0.19577 | 8.0854 | 0.99513 | 7.971 | 892.67 | 879.97
2012-02-17 10:40 | 8.21 | 8.09 | 7.81 | 7.5 | 7.08 | 6.86 | 6.71 | 6.63 | 6.51 | 6.39 | 283 | 282.7 | 281.3 | 280.3 | 278.5 | 276.9 | 275.7 | 274.9 | 274.2 | 272.3 | 272.1 | 7.14 | 0.9 | 7.09 | 6.17 | 12.61% | 276.72 | 7.0265 | 0.2043 | 6.8383 | 1.0275 | 7.3365 | 630.14 | 690.34
2012-02-17 10:50 | 7.27 | 7.12 | 6.92 | 6.65 | 6.43 | 6.23 | 6 | 5.79 | 5.63 | 5.4 | 280.7 | 280.2 | 279.6 | 279.2 | 278.3 | 277.7 | 277.1 | 275.9 | 274.8 | 272.6 | 268.2 | 5.68 | 1.27 | 5.64 | 4.96 | 22.36% | 277.61 | 6.244 | 0.34762 | 6.1965 | 1.0077 | 5.7236 | 310.16 | 316.64
2012-02-17 11:40 | 7.28 | 7.25 | 7.14 | 6.95 | 6.8 | 6.63 | 6.46 | 6.38 | 6.33 | 6.14 | 274.7 | 274.4 | 274.2 | 273.1 | 271.8 | 270.5 | 269.7 | 269.4 | 269.3 | 269.1 | 265.6 | 6 | 1.39 | 5.96 | 5.99 | 23.17% | 270.38 | 6.6631 | 0.24004 | 6.6054 | 1.0087 | 6.0524 | 362 | 373.3
2012-02-17 11:50 | 7.64 | 7.58 | 7.42 | 7.35 | 7.31 | 7.26 | 7.15 | 7 | 6.88 | 6.65 | 281 | 281.3 | 282.1 | 281.5 | 280.5 | 279.7 | 279.5 | 279.6 | 279.8 | 279.5 | 271 | 6.57 | 1.62 | 6.71 | 6.25 | 24.66% | 279.67 | 7.1846 | 0.14109 | 7.2441 | 0.99178 | 6.516 | 490.82 | 479.52
2012-02-17 12:00 | 6.22 | 6.16 | 6.09 | 6.01 | 5.96 | 5.87 | 5.8 | 5.75 | 5.73 | 5.62 | 277 | 276.2 | 275 | 273.9 | 273 | 272.5 | 272.3 | 271.8 | 271.4 | 271.2 | 265.5 | 5.42 | 1.06 | 5.55 | 5.36 | 19.56% | 272.47 | 5.8807 | 0.11086 | 5.8599 | 1.0035 | 5.4392 | 268.04 | 271.28
2012-02-17 21:00 | 7.1 | 6.88 | 6.53 | 6.33 | 6.38 | 6.66 | 6.94 | 7 | 6.92 | 6.63 | 230.2 | 229.4 | 226.5 | 221.7 | 218 | 214.9 | 212 | 209 | 206.2 | 201.8 | 209 | 7.13 | 0.71 | 6.38 | 5.28 | 9.958% | 214.465 | 6.6472 | -0.38056 | 6.6994 | 0.9922 | 7.0744 | 627.13 | 609.07
2012-02-17 21:10 | 8.63 | 8.41 | 8.02 | 7.68 | 7.42 | 7.14 | 6.87 | 6.64 | 6.44 | 6.27 | 217.9 | 216.4 | 213.5 | 210.3 | 208 | 205.8 | 203.8 | 201.5 | 198.8 | 195.9 | 194.8 | 6.78 | 0.78 | 5.28 | 5.4 | 11.5% | 205.5 | 7.1694 | 0.35623 | 7.1007 | 1.0097 | 6.8456 | 538.28 | 554.1
2012-02-17 21:20 | 10.92 | 10.74 | 10.34 | 9.88 | 9.39 | 8.86 | 8.36 | 7.9 | 7.51 | 7.02 | 219.4 | 218.3 | 216.2 | 214.6 | 212.9 | 210.4 | 207.5 | 205.2 | 203 | 199 | 200.7 | 8.34 | 0.77 | 6.19 | 5.16 | 9.233% | 209.965 | 8.9216 | 0.53679 | 8.7866 | 1.0154 | 8.4682 | 1013.78 | 1061.49
2012-02-17 21:30 | 11.43 | 11.31 | 11 | 10.64 | 10.27 | 9.92 | 9.61 | 9.31 | 9.01 | 8.56 | 215.5 | 214.7 | 213 | 211 | 209.1 | 207.4 | 206.2 | 204.7 | 203.3 | 201.8 | 196.8 | 9.43 | 0.56 | 7.23 | 6.35 | 5.938% | 207.22 | 9.9543 | 0.29339 | 9.875 | 1.008 | 9.5057 | 1419.83 | 1450.31
2012-02-17 21:40 | 11.67 | 11.63 | 11.42 | 11.12 | 10.71 | 10.23 | 9.78 | 9.37 | 8.88 | 8.04 | 213.6 | 212.9 | 211.5 | 209.8 | 207.8 | 205.6 | 203.8 | 202.1 | 200.7 | 199.1 | 196.5 | 9.69 | 0.6 | 7.37 | 5.84 | 6.192% | 205.33 | 10.1941 | 0.41571 | 10.1643 | 1.0029 | 9.7185 | 1518.89 | 1530.32
2012-02-17 21:50 | 10.99 | 10.92 | 10.82 | 10.74 | 10.62 | 10.41 | 10.15 | 9.85 | 9.54 | 8.8 | 212.9 | 212.1 | 210.7 | 209.5 | 208.5 | 207.5 | 206.6 | 205.7 | 204.5 | 202.6 | 196.9 | 10.1 | 0.49 | 7.6 | 6.04 | 4.851% | 207.365 | 10.2595 | 0.23373 | 10.3723 | 0.98913 | 9.9902 | 1663.7 | 1633.19
2012-02-17 22:00 | 11.24 | 11.17 | 11.04 | 11 | 11 | 10.99 | 10.9 | 10.67 | 10.22 | 9.42 | 210.7 | 210.3 | 209.5 | 208.4 | 207.4 | 206.4 | 205.9 | 205.3 | 203.6 | 200.3 | 196.8 | 10.88 | 0.53 | 8.35 | 6.83 | 4.871% | 206.325 | 10.7775 | 0.075988 | 10.9771 | 0.98182 | 10.6822 | 1871.96 | 1818.56
2012-02-17 22:10 | 11.58 | 11.53 | 11.53 | 11.53 | 11.53 | 11.44 | 11.21 | 10.87 | 10.45 | 9.67 | 209.7 | 209.7 | 209.8 | 209.2 | 208.4 | 207.1 | 205.8 | 204.6 | 203.3 | 200.8 | 197.2 | 10.98 | 0.53 | 8.41 | 7.33 | 4.827% | 206.905 | 11.1623 | 0.18768 | 11.4068 | 0.97857 | 10.7447 | 1898.66 | 1834.58
2012-02-17 22:20 | 10.28 | 10.12 | 9.79 | 9.45 | 9.06 | 8.65 | 8.26 | 8.06 | 7.93 | 7.68 | 205.3 | 204.6 | 203.7 | 202.7 | 201.6 | 199.9 | 198 | 195.8 | 193.3 | 189.3 | 189.8 | 8.03 | 1.65 | 6.48 | 6.85 | 20.55% | 199.615 | 8.7533 | 0.42633 | 8.593 | 1.0186 | 8.1797 | 900.01 | 955.06
2012-02-17 22:30 | 10.68 | 10.58 | 10.23 | 9.66 | 8.98 | 8.53 | 8.16 | 7.99 | 8.2 | 8.33 | 200.9 | 200.4 | 199.3 | 197.7 | 196.5 | 194.9 | 192.5 | 189.8 | 187.5 | 185.8 | 188.3 | 8.18 | 1 | 6.74 | 7.79 | 12.22% | 194.54 | 8.8757 | 0.40979 | 8.476 | 1.0472 | 8.5658 | 955.06 | 1098.19
2012-02-17 22:40 | 12.23 | 12.13 | 12 | 11.8 | 11.51 | 11.03 | 10.49 | 9.96 | 9.59 | 9.45 | 204.6 | 204.5 | 204.6 | 204.8 | 204.6 | 203.6 | 201.8 | 199.3 | 195.8 | 190.4 | 192.9 | 10.5 | 1.21 | 8.03 | 8.56 | 11.52% | 203.33 | 10.9093 | 0.46386 | 10.951 | 0.9962 | 10.4601 | 1770.5 | 1759.82
2012-02-17 22:50 | 13.48 | 13.31 | 12.9 | 12.39 | 11.87 | 11.37 | 10.86 | 10.31 | 9.75 | 9.04 | 209.1 | 209.3 | 209.5 | 209.3 | 208.5 | 207.3 | 206.3 | 204.8 | 203.1 | 199.5 | 198 | 10.64 | 0.51 | 8.07 | 6.91 | 4.793% | 207.15 | 11.3804 | 0.42409 | 11.2955 | 1.0075 | 10.72 | 1807.88 | 1829.24
2012-02-17 23:00 | 13.77 | 13.51 | 13.03 | 12.49 | 11.93 | 11.39 | 10.8 | 10.28 | 9.78 | 8.96 | 209.9 | 209.5 | 208.8 | 207.8 | 206.7 | 205.4 | 203.5 | 201.9 | 200 | 197 | 194.8 | 10.85 | 0.99 | 8.14 | 7.18 | 9.124% | 205.115 | 11.4187 | 0.49152 | 11.3035 | 1.0102 | 10.9605 | 1863.95 | 1893.32
2012-02-17 23:10 | 14.21 | 13.92 | 13.5 | 13.14 | 12.69 | 12.11 | 11.36 | 10.59 | 10.07 | 9.5 | 207.9 | 207.3 | 206 | 204.7 | 203.5 | 201.7 | 199.7 | 197.2 | 193.9 | 190.4 | 191.5 | 11.43 | 1.66 | 8.85 | 8.33 | 14.52% | 201.4 | 11.9511 | 0.59081 | 11.9996 | 0.99596 | 11.3838 | 1940.12 | 1935.92
2012-02-17 23:20 | 13.71 | 13.56 | 13.28 | 12.95 | 12.56 | 12.16 | 11.67 | 10.99 | 10.3 | 9.47 | 209.1 | 208.3 | 206.9 | 205.6 | 204.1 | 202.9 | 201.5 | 200 | 197.8 | 193.8 | 192.5 | 11.86 | 1.02 | 9.06 | 8.19 | 8.6% | 202.69 | 11.9744 | 0.38009 | 12.0886 | 0.99056 | 11.748 | 1976.24 | 1967
2012-02-17 23:30 | 13.82 | 13.61 | 13.19 | 12.72 | 12.33 | 11.92 | 11.48 | 10.91 | 10.24 | 9.37 | 207.4 | 206.6 | 205.5 | 204.9 | 204.1 | 202.9 | 201.6 | 199.8 | 197.9 | 195.5 | 193.7 | 11.9 | 0.98 | 9.2 | 7.36 | 8.235% | 202.705 | 11.8287 | 0.34757 | 11.8559 | 0.9977 | 11.8726 | 1979.6 | 1977.08
2012-02-17 23:40 | 14.83 | 14.71 | 14.39 | 14.02 | 13.67 | 13.23 | 12.69 | 12.03 | 11.44 | 10.61 | 210.2 | 209.8 | 208.7 | 206.9 | 205.3 | 204 | 202.7 | 201.5 | 199.5 | 196.9 | 195.1 | 13.05 | 0.78 | 9.93 | 8.26 | 5.977% | 203.805 | 13.0493 | 0.3851 | 13.1512 | 0.99225 | 12.9489 | 1999.05 | 1998.45
2012-02-17 23:50 | 14.62 | 14.47 | 14.19 | 13.87 | 13.58 | 13.27 | 12.78 | 12.27 | 11.59 | 10.67 | 209.2 | 208.7 | 207.3 | 205.9 | 204.4 | 203.2 | 202.4 | 202 | 200.7 | 198 | 194.4 | 12.92 | 0.73 | 9.87 | 7.92 | 5.65% | 203.08 | 13.0459 | 0.34769 | 13.1987 | 0.98843 | 12.7705 | 1998.12 | 1996.47
2012-02-18 | 14.18 | 13.94 | 13.47 | 13.05 | 12.71 | 12.31 | 11.93 | 11.36 | 10.79 | 10.15 | 208.2 | 207.6 | 206.6 | 205.5 | 204.5 | 203.6 | 202.3 | 200.9 | 199.4 | 196.9 | 193.3 | 11.84 | 1.11 | 9.12 | 7.7 | 9.375% | 203.405 | 12.2329 | 0.28976 | 12.2548 | 0.99821 | 11.8188 | 1974.56 | 1972.88
2012-02-18 00:10 | 14.27 | 14 | 13.48 | 12.97 | 12.5 | 11.91 | 11.3 | 10.63 | 9.96 | 9.32 | 208 | 207.2 | 205.7 | 204.3 | 203.2 | 202.1 | 200.9 | 199.4 | 197.3 | 193.2 | 192.1 | 11.19 | 1.3 | 8.63 | 7.89 | 11.62% | 201.92 | 11.866 | 0.48585 | 11.8206 | 1.0038 | 11.233 | 1919.96 | 1923.32
2012-02-18 00:20 | 13.26 | 13.02 | 12.46 | 11.82 | 11.3 | 10.85 | 10.37 | 9.92 | 9.61 | 9.3 | 205.6 | 205 | 204.4 | 203.5 | 202.3 | 200.7 | 198.7 | 196.5 | 194.1 | 188.9 | 189.4 | 10.01 | 1.24 | 8 | 8.32 | 12.39% | 200.4 | 10.9426 | 0.41814 | 10.7799 | 1.0151 | 10.1611 | 1639.67 | 1679.72
2012-02-18 00:30 | 13.31 | 12.98 | 12.3 | 11.57 | 11 | 10.57 | 10.23 | 10.12 | 10.13 | 10.08 | 205 | 204.5 | 202.8 | 201 | 198.4 | 195.9 | 193.7 | 191.1 | 188.9 | 186 | 187.1 | 10 | 1.01 | 8.54 | 9.41 | 10.1% | 195.57 | 10.8713 | 0.30214 | 10.5206 | 1.0333 | 10.3334 | 1637 | 1725.11
2012-02-18 00:40 | 13.05 | 12.86 | 12.42 | 11.91 | 11.41 | 10.87 | 10.54 | 10.43 | 10.36 | 10.16 | 203.3 | 202.6 | 201.4 | 200.2 | 198.6 | 196.2 | 193.9 | 191.9 | 189.3 | 185.1 | 187 | 10.3 | 1 | 8.71 | 9.49 | 9.709% | 195.855 | 11.1371 | 0.28489 | 10.8221 | 1.0291 | 10.5998 | 1717.1 | 1797.2
2012-02-18 00:50 | 12.81 | 12.48 | 11.82 | 11.25 | 10.86 | 10.54 | 10.42 | 10.41 | 10.37 | 10.03 | 201.5 | 200.6 | 198.6 | 196.5 | 194.3 | 192 | 190 | 187.3 | 185.1 | 182.3 | 183.7 | 10.45 | 0.99 | 9.42 | 9.46 | 9.474% | 191.7 | 10.8005 | 0.10581 | 10.5227 | 1.0264 | 10.7259 | 1757.15 | 1831.91
2012-02-18 01:00 | 12.58 | 12.24 | 11.7 | 11.41 | 11.29 | 11.22 | 11.11 | 10.92 | 10.69 | 10.08 | 198.4 | 197.4 | 194.8 | 192.3 | 190.2 | 189 | 187.9 | 186.6 | 185 | 182.1 | 179.6 | 11.66 | 0.93 | 10.66 | 9.12 | 7.976% | 188.835 | 11.1597 | 0.091045 | 11.2042 | 0.99603 | 11.6137 | 1959.44 | 1955.24
2012-02-18 01:10 | 14.14 | 13.79 | 13.22 | 12.73 | 12.38 | 12.14 | 11.9 | 11.57 | 11.26 | 10.3 | 200.3 | 199.5 | 197.9 | 196 | 194.3 | 192.1 | 190.1 | 188.2 | 186.1 | 183.2 | 182.1 | 12.59 | 0.95 | 11.02 | 9.12 | 7.546% | 191.8 | 12.1298 | 0.18452 | 12.1053 | 1.002 | 12.6155 | 1994.49 | 1994.82
2012-02-18 01:20 | 14.01 | 13.78 | 13.33 | 13.05 | 12.91 | 12.83 | 12.7 | 12.42 | 12.12 | 11.3 | 198 | 196.7 | 194.6 | 192.6 | 190.8 | 188.8 | 186.6 | 184.6 | 182.4 | 179.5 | 178.3 | 13.07 | 0.96 | 12.14 | 10.03 | 7.345% | 188.47 | 12.7013 | 0.094112 | 12.8113 | 0.99142 | 12.9578 | 1999.07 | 1998.56
2012-02-18 01:30 | 14.19 | 13.81 | 13.05 | 12.4 | 12.17 | 12.14 | 11.97 | 11.69 | 11.21 | 10.22 | 198.7 | 197.7 | 195.3 | 192.8 | 190.8 | 188.9 | 186.8 | 184.5 | 182.4 | 178.7 | 179.6 | 12.68 | 0.8 | 11.66 | 9.59 | 6.309% | 188.585 | 12.0453 | 0.13032 | 12.1155 | 0.99421 | 12.6065 | 1995.48 | 1994.71
2012-02-18 01:40 | 14.78 | 14.47 | 13.74 | 12.99 | 12.49 | 12.17 | 11.99 | 11.7 | 11.41 | 10.54 | 200.8 | 199.6 | 197.5 | 195.6 | 194.1 | 192.7 | 190.9 | 189 | 186.8 | 183.3 | 182.1 | 12.5 | 1.17 | 11.05 | 9.64 | 9.36% | 192.43 | 12.3485 | 0.1377 | 12.144 | 1.0168 | 12.7104 | 1993.5 | 1995.81
2012-02-18 01:50 | 14.31 | 14.01 | 13.79 | 13.78 | 13.73 | 13.67 | 13.27 | 12.55 | 11.76 | 10.15 | 195.5 | 194.1 | 192.5 | 191.2 | 189.6 | 187.3 | 185.1 | 183.1 | 181.4 | 177.9 | 176.8 | 14.01 | 0.84 | 13.11 | 9.26 | 5.996% | 186.97 | 13.1238 | 0.27444 | 13.612 | 0.96414 | 13.5076 | 2000 | 1999.51
2012-02-18 02:00 | 13.86 | 13.71 | 13.55 | 13.36 | 13.29 | 13.13 | 12.71 | 12.22 | 11.64 | 10.41 | 193.8 | 193 | 191.2 | 189.4 | 187.8 | 186.5 | 185.2 | 183.9 | 182.5 | 180.7 | 176.4 | 13.4 | 1.17 | 12.46 | 9.45 | 8.731% | 186.305 | 12.7708 | 0.30043 | 13.069 | 0.97718 | 13.0943 | 1999.4 | 1999.09
2012-02-18 02:10 | 14.47 | 14.36 | 14.09 | 13.83 | 13.6 | 13.31 | 12.95 | 12.51 | 12.2 | 11.37 | 192 | 191.3 | 189.6 | 187.7 | 186.1 | 184.6 | 182.6 | 181 | 179.3 | 176.9 | 174.6 | 13.65 | 0.82 | 13.11 | 10.66 | 6.007% | 184.3 | 13.1579 | 0.25339 | 13.2578 | 0.99246 | 13.5471 | 1999.65 | 1999.55
2012-02-18 02:20 | 15.07 | 14.9 | 14.54 | 14.32 | 14.11 | 13.72 | 13.2 | 12.61 | 11.91 | 10.91 | 191.9 | 190.8 | 188.6 | 186.7 | 185.1 | 183.2 | 181.2 | 179.2 | 176.8 | 174.5 | 173.1 | 13.87 | 0.71 | 13.37 | 10.33 | 5.119% | 182.9 | 13.4324 | 0.35705 | 13.6443 | 0.98447 | 13.6546 | 1999.87 | 1999.65
2012-02-18 02:30 | 15.26 | 15.06 | 14.82 | 14.6 | 14.37 | 14.1 | 13.61 | 13.22 | 12.57 | 11.53 | 191.9 | 191.1 | 189.5 | 187.8 | 186.2 | 184.6 | 182.5 | 180.6 | 178.9 | 176.3 | 174.3 | 14.25 | 0.59 | 13.74 | 10.75 | 4.14% | 184.285 | 13.8281 | 0.32685 | 14.0287 | 0.9857 | 14.0462 | 2000 | 2000
2012-02-18 02:40 | 16.36 | 16.12 | 15.74 | 15.5 | 15.26 | 14.91 | 14.51 | 13.97 | 13.3 | 12.13 | 193.2 | 192.5 | 190.8 | 189.7 | 188.3 | 186.2 | 184.3 | 182.1 | 179.9 | 176.7 | 176.1 | 15.22 | 0.81 | 14.64 | 11.02 | 5.322% | 185.915 | 14.6696 | 0.2513 | 14.852 | 0.98772 | 15.0331 | 2000 | 2000
2012-02-18 02:50 | 16.76 | 16.53 | 16.08 | 15.8 | 15.54 | 15.28 | 14.97 | 14.36 | 13.73 | 12.63 | 194.8 | 193.8 | 192.3 | 191.1 | 189.5 | 187.7 | 185.7 | 183.2 | 181 | 178.4 | 177.9 | 15.59 | 0.5 | 14.77 | 11.33 | 3.207% | 187.4 | 15.038 | 0.18941 | 15.2352 | 0.98706 | 15.3882 | 2000 | 2000
2012-02-18 03:00 | 16.12 | 15.99 | 15.67 | 15.37 | 15.14 | 14.83 | 14.57 | 14.14 | 13.51 | 12.53 | 193.2 | 192.3 | 191.1 | 189.8 | 188.6 | 187.1 | 185.6 | 183.8 | 182 | 178.7 | 177.5 | 15.24 | 0.43 | 14.57 | 11.24 | 2.822% | 186.875 | 14.6844 | 0.16345 | 14.7925 | 0.99269 | 15.1286 | 2000 | 2000
2012-02-18 03:10 | 15.9 | 15.79 | 15.51 | 15.26 | 14.97 | 14.63 | 14.24 | 13.65 | 12.9 | 11.73 | 191.2 | 190.4 | 188.9 | 187.3 | 185.7 | 184.1 | 182.4 | 180.9 | 178.9 | 177.1 | 174.1 | 14.86 | 0.51 | 14.37 | 10.87 | 3.432% | 183.845 | 14.3862 | 0.24969 | 14.5735 | 0.98715 | 14.6691 | 2000 | 2000
2012-02-18 03:20 | 16.66 | 16.54 | 16.32 | 16.04 | 15.66 | 15.18 | 14.64 | 14.04 | 13.32 | 12.1 | 188.8 | 187.9 | 186.8 | 185.3 | 183.9 | 182.2 | 180.5 | 178.5 | 176.8 | 174 | 172.2 | 15.42 | 0.82 | 14.87 | 11.27 | 5.318% | 181.945 | 14.9683 | 0.33472 | 15.1014 | 0.99119 | 15.2841 | 2000 | 2000
2012-02-18 03:40 | 16.89 | 16.76 | 16.38 | 16.06 | 15.65 | 15.14 | 14.62 | 13.92 | 13.21 | 12.37 | 190.4 | 189.5 | 187.9 | 186 | 184.5 | 182.8 | 181.6 | 179.3 | 177.7 | 174.7 | 173.3 | 15.47 | 0.92 | 14.97 | 11.73 | 5.947% | 182.62 | 14.9637 | 0.32297 | 15.0644 | 0.99332 | 15.3666 | 2000 | 2000
2012-02-18 03:50 | 17.5 | 17.23 | 16.87 | 16.49 | 15.96 | 15.35 | 14.76 | 14.13 | 13.39 | 12.51 | 192 | 191.1 | 189.6 | 187.7 | 185.8 | 184.2 | 182.3 | 180 | 178.1 | 175.2 | 173.4 | 15.78 | 0.97 | 15.09 | 11.25 | 6.147% | 183.915 | 15.2451 | 0.3622 | 15.264 | 0.99876 | 15.7604 | 2000 | 2000
2012-02-18 04:10 | 17.93 | 17.73 | 17.43 | 17.09 | 16.79 | 16.4 | 15.92 | 15.29 | 14.7 | 14.02 | 192.1 | 191.2 | 189.5 | 188 | 186.5 | 184.4 | 183.2 | 181.8 | 180.1 | 177.8 | 175.5 | 16.69 | 0.73 | 15.98 | 12.9 | 4.374% | 184.22 | 16.1823 | 0.2745 | 16.3304 | 0.99093 | 16.5387 | 2000 | 2000
2012-02-18 04:20 | 17.08 | 17.05 | 16.76 | 16.46 | 16.09 | 15.71 | 15.25 | 14.69 | 14.15 | 13.05 | 191.3 | 190.6 | 189 | 187.3 | 185.7 | 183.9 | 182 | 180 | 177.9 | 175.9 | 174.8 | 15.89 | 1.05 | 15.31 | 11.98 | 6.608% | 183.615 | 15.5167 | 0.27462 | 15.6433 | 0.99191 | 15.7615 | 2000 | 2000
2012-02-18 04:30 | 15.81 | 15.65 | 15.27 | 14.94 | 14.52 | 14.11 | 13.59 | 12.98 | 12.31 | 11.47 | 189.1 | 188 | 186.2 | 184.6 | 182.8 | 181.3 | 180 | 178.4 | 176.2 | 174.6 | 170.6 | 14.56 | 0.95 | 14.04 | 11.13 | 6.525% | 181.105 | 13.9308 | 0.34699 | 14.0343 | 0.99263 | 14.4527 | 2000 | 2000
2012-02-18 04:40 | 16.02 | 15.91 | 15.66 | 15.25 | 14.85 | 14.33 | 13.82 | 13.3 | 12.61 | 11.94 | 188.3 | 187.2 | 185.2 | 183.5 | 181.9 | 180.2 | 178.8 | 177.5 | 175.8 | 175.1 | 170.4 | 14.68 | 1.15 | 14.15 | 11.46 | 7.834% | 179.99 | 14.2316 | 0.33488 | 14.2558 | 0.9983 | 14.6551 | 2000 | 2000
2012-02-18 04:50 | 16.11 | 15.91 | 15.5 | 15.1 | 14.68 | 14.16 | 13.58 | 13.09 | 12.63 | 11.88 | 188.8 | 187.7 | 186 | 184.6 | 183.6 | 182.2 | 180.7 | 178.8 | 177.7 | 175.7 | 171.4 | 14.37 | 1.1 | 13.82 | 10.82 | 7.655% | 181.975 | 14.093 | 0.38649 | 14.0754 | 1.0013 | 14.388 | 2000 | 2000
2012-02-18 05:00 | 15.16 | 14.94 | 14.55 | 14.23 | 13.91 | 13.51 | 12.99 | 12.24 | 11.52 | 10.39 | 192.6 | 191.7 | 190.4 | 188.3 | 186 | 184.1 | 182.1 | 180.1 | 178.6 | 178.1 | 173.8 | 13.8 | 0.8 | 13.25 | 9.61 | 5.797% | 183.8 | 13.2365 | 0.36271 | 13.4342 | 0.98528 | 13.5969 | 1999.8 | 1999.6
2012-02-18 05:10 | 15.94 | 15.76 | 15.42 | 15.01 | 14.53 | 14.13 | 13.61 | 12.94 | 12.25 | 11.36 | 188.8 | 188 | 186.2 | 183.9 | 182.5 | 180.9 | 179.6 | 177.4 | 175 | 173.2 | 171.7 | 14.46 | 1 | 13.79 | 10.43 | 6.916% | 180.705 | 13.9534 | 0.34649 | 14.0543 | 0.99282 | 14.3562 | 2000 | 2000
2012-02-18 05:20 | 16.86 | 16.7 | 16.47 | 16.14 | 15.62 | 15.21 | 14.5 | 13.94 | 13.29 | 11.99 | 187 | 186.2 | 184.8 | 183.3 | 182.1 | 181.2 | 179.5 | 178.4 | 177.3 | 176.3 | 171 | 15.44 | 0.74 | 14.77 | 11.19 | 4.793% | 180.945 | 14.9851 | 0.44176 | 15.1062 | 0.99198 | 15.3162 | 2000 | 2000
2012-02-18 05:30 | 17.28 | 17.13 | 16.82 | 16.42 | 15.94 | 15.28 | 14.33 | 13.54 | 12.97 | 11.88 | 186.3 | 185.5 | 184 | 182.4 | 180.9 | 179.3 | 177.7 | 176.8 | 175.4 | 173.7 | 170.4 | 15.41 | 0.93 | 14.79 | 11.29 | 6.035% | 179.06 | 15.0444 | 0.59317 | 15.1401 | 0.99368 | 15.3126 | 2000 | 2000
2012-02-18 05:40 | 17.97 | 17.92 | 17.5 | 17.09 | 16.69 | 16.02 | 15.38 | 14.56 | 13.87 | 12.99 | 185.4 | 184.3 | 182.8 | 181.6 | 180.6 | 179.6 | 178.3 | 177 | 176.3 | 174.6 | 170 | 16.34 | 1 | 15.68 | 12.35 | 6.12% | 179.405 | 15.8727 | 0.37675 | 15.9267 | 0.99661 | 16.2846 | 2000 | 2000
2012-02-18 08:50 | 19.37 | 18.97 | 18.27 | 17.7 | 17.1 | 16.55 | 16.08 | 15.4 | 14.82 | 13.73 | 178.1 | 177.6 | 176.5 | 175.4 | 174.3 | 173.4 | 172.1 | 170.3 | 168 | 166.2 | 162 | 17.27 | 1.43 | 16.76 | 12.83 | 8.28% | 173.205 | 16.5539 | 0.26623 | 16.4818 | 1.0044 | 17.3455 | 2000 | 2000
2012-02-18 09:00 | 17.5 | 17.1 | 16.38 | 15.8 | 15.33 | 14.86 | 14.32 | 13.83 | 13.29 | 12.38 | 178.6 | 178.1 | 177 | 176.1 | 175.3 | 174.3 | 172.9 | 171.5 | 170.1 | 168.2 | 162.5 | 15.43 | 1.82 | 14.95 | 11.4 | 11.8% | 174.09 | 14.8384 | 0.34206 | 14.7814 | 1.0039 | 15.4895 | 2000 | 2000
2012-02-18 10:40 | 17.9 | 17.66 | 17.18 | 16.65 | 16.2 | 15.79 | 15.47 | 15.06 | 14.57 | 13.87 | 175.5 | 175.1 | 174.3 | 173.7 | 173.4 | 173.4 | 173.3 | 172.5 | 171.1 | 169.2 | 161.9 | 15.63 | 1.82 | 15.47 | 13.41 | 11.64% | 173.385 | 15.8389 | 0.1892 | 15.7437 | 1.006 | 15.7245 | 2000 | 2000
2012-02-18 10:50 | 15.62 | 15.35 | 14.93 | 14.62 | 14.37 | 14.14 | 13.95 | 13.66 | 13.25 | 12.67 | 179.2 | 179 | 178.5 | 177.8 | 177.1 | 176.6 | 176.7 | 177 | 177.2 | 176.3 | 166.4 | 14.72 | 1.62 | 14.39 | 11.68 | 11.01% | 176.615 | 14.1136 | 0.12501 | 14.1126 | 1.0001 | 14.7211 | 2000 | 2000
2012-02-18 11:00 | 16.34 | 16.07 | 15.58 | 15.14 | 14.82 | 14.59 | 14.42 | 14.26 | 14.05 | 13.45 | 181.9 | 181.5 | 180.7 | 179.7 | 178.7 | 177.7 | 177.2 | 176.9 | 176.6 | 175.6 | 169.1 | 15.31 | 1.44 | 14.92 | 12.61 | 9.406% | 177.625 | 14.6813 | 0.10831 | 14.5655 | 1.0079 | 15.4317 | 2000 | 2000
2012-02-18 11:10 | 17.37 | 17.17 | 16.82 | 16.46 | 16.14 | 15.88 | 15.61 | 15.34 | 14.98 | 14.29 | 181.1 | 180.6 | 179.7 | 178.7 | 177.7 | 176.8 | 176.4 | 176.1 | 175.7 | 174.5 | 168.6 | 16.36 | 1.52 | 16.06 | 13.71 | 9.291% | 176.74 | 15.8599 | 0.15847 | 15.841 | 1.0012 | 16.3795 | 2000 | 2000
2012-02-18 11:20 | 16.68 | 16.53 | 16.25 | 16.01 | 15.89 | 15.81 | 15.58 | 15.26 | 14.72 | 13.82 | 179.1 | 178.7 | 177.7 | 177.1 | 176.5 | 175.8 | 175.1 | 174.5 | 173.9 | 172.8 | 166.3 | 15.87 | 1.63 | 15.73 | 13.13 | 10.27% | 175.695 | 15.5952 | 0.13542 | 15.7768 | 0.98848 | 15.6873 | 2000 | 2000
2012-02-18 11:30 | 16.56 | 16.44 | 16.24 | 16.01 | 15.74 | 15.41 | 14.94 | 14.62 | 14.25 | 13.62 | 182.6 | 182.3 | 181.6 | 180.8 | 179.7 | 178.8 | 178.1 | 176.8 | 176.1 | 175.5 | 170.1 | 15.41 | 1.51 | 15.02 | 13.05 | 9.799% | 178.695 | 15.2796 | 0.28623 | 15.3418 | 0.99595 | 15.3476 | 2000 | 2000
2012-02-18 11:40 | 16.62 | 16.53 | 16.39 | 16.18 | 15.95 | 15.62 | 15.35 | 14.99 | 14.52 | 13.54 | 183.1 | 182.8 | 182.2 | 181.8 | 181.6 | 181.5 | 181.6 | 181.9 | 182 | 181.6 | 171.8 | 15.36 | 1.45 | 15.01 | 12.48 | 9.44% | 181.515 | 15.5204 | 0.16113 | 15.581 | 0.99611 | 15.3002 | 2000 | 2000
2012-02-18 11:50 | 17.86 | 17.78 | 17.63 | 17.44 | 17.19 | 16.75 | 16.31 | 15.95 | 15.52 | 14.51 | 183.6 | 183.2 | 182.7 | 182.2 | 181.5 | 180.9 | 180.3 | 180.1 | 179.6 | 178.6 | 171.3 | 16.7 | 1.48 | 16.34 | 13.83 | 8.862% | 180.81 | 16.6323 | 0.24599 | 16.6862 | 0.99677 | 16.646 | 2000 | 2000
2012-02-18 12:00 | 18.47 | 18.41 | 18.16 | 17.85 | 17.52 | 17.12 | 16.79 | 16.48 | 15.94 | 15.04 | 182.2 | 181.9 | 181.3 | 180.9 | 180.8 | 180.7 | 180.3 | 179.9 | 178.6 | 176.7 | 170.7 | 17.21 | 1.49 | 16.77 | 14.64 | 8.658% | 180.64 | 17.0798 | 0.17987 | 17.0723 | 1.0004 | 17.2176 | 2000 | 2000
2012-02-18 12:10 | 18.02 | 17.91 | 17.67 | 17.2 | 16.89 | 16.5 | 16.13 | 15.74 | 15.37 | 14.41 | 182 | 181.6 | 180.9 | 180.3 | 179.5 | 178.7 | 178.3 | 177.9 | 177.3 | 175 | 169.6 | 16.63 | 1.38 | 16.31 | 14.01 | 8.298% | 178.64 | 16.4605 | 0.20958 | 16.4465 | 1.0009 | 16.6442 | 2000 | 2000
2012-02-18 12:20 | 18.16 | 18.04 | 17.76 | 17.37 | 16.97 | 16.45 | 16.06 | 15.72 | 15.32 | 14.34 | 182.1 | 181.6 | 180.8 | 179.9 | 179.4 | 179 | 178.5 | 177.7 | 176.6 | 175.5 | 169.7 | 16.8 | 1.4 | 16.48 | 13.68 | 8.333% | 178.925 | 16.4864 | 0.22173 | 16.3935 | 1.0057 | 16.8951 | 2000 | 2000
2012-02-18 12:30 | 18.57 | 18.47 | 18.15 | 17.74 | 17.31 | 16.92 | 16.48 | 15.89 | 15.28 | 14.44 | 182.9 | 182.5 | 181 | 179.5 | 178.5 | 178 | 177.3 | 176.6 | 175.9 | 174.8 | 169.7 | 16.75 | 1.44 | 16.5 | 13.87 | 8.597% | 177.895 | 16.7936 | 0.24349 | 16.8562 | 0.99628 | 16.6878 | 2000 | 2000
2012-02-18 12:40 | 18.69 | 18.45 | 18.03 | 17.7 | 17.43 | 17.06 | 16.6 | 16.02 | 15.44 | 14.43 | 183.2 | 182.8 | 181.8 | 181.1 | 180.4 | 179.9 | 178.7 | 177.5 | 176.3 | 173.9 | 170.5 | 17.17 | 1.66 | 16.88 | 14.09 | 9.668% | 179.72 | 16.8575 | 0.25259 | 16.9933 | 0.99201 | 17.0328 | 2000 | 2000
2012-02-18 12:50 | 17.82 | 17.56 | 17.08 | 16.67 | 16.29 | 15.93 | 15.52 | 15.03 | 14.73 | 13.99 | 182.6 | 182 | 181 | 180.2 | 179.6 | 178.8 | 177.5 | 176.6 | 175.3 | 174.2 | 169.8 | 16.36 | 1.56 | 16.02 | 13.64 | 9.535% | 178.605 | 15.8756 | 0.24096 | 15.8706 | 1.0003 | 16.3652 | 2000 | 2000
2012-02-18 13:00 | 17.75 | 17.61 | 17.04 | 16.57 | 16.23 | 16.05 | 15.88 | 15.61 | 15.09 | 14.4 | 182.6 | 182.2 | 181.6 | 180.7 | 179.7 | 178.8 | 178.1 | 177.3 | 176.4 | 175.3 | 169.5 | 16.66 | 1.5 | 16.37 | 13.61 | 9.004% | 178.695 | 16.0454 | 0.098402 | 16.0255 | 1.0012 | 16.6806 | 2000 | 2000
2012-02-18 13:10 | 16.36 | 16.12 | 15.69 | 15.25 | 14.84 | 14.5 | 14.22 | 13.97 | 13.7 | 13.15 | 180.5 | 180.2 | 179.7 | 179.2 | 179.2 | 178.7 | 178.1 | 177.2 | 175.9 | 174.2 | 169.3 | 15.05 | 1.37 | 14.9 | 12.46 | 9.103% | 178.61 | 14.5886 | 0.18019 | 14.4595 | 1.0089 | 15.1843 | 2000 | 2000
2012-02-18 13:20 | 15.66 | 15.43 | 15.03 | 14.6 | 14.19 | 13.85 | 13.58 | 13.31 | 13.13 | 12.65 | 181.2 | 180.8 | 180.2 | 179.9 | 179.6 | 178.6 | 177.9 | 176.7 | 175.8 | 175 | 167.7 | 14.61 | 1.51 | 14.25 | 11.79 | 10.34% | 178.495 | 13.9515 | 0.18193 | 13.811 | 1.0102 | 14.7586 | 2000 | 2000
2012-02-18 13:30 | 14.29 | 13.98 | 13.52 | 13.22 | 13.05 | 12.7 | 12.38 | 12.07 | 11.78 | 11.36 | 181.1 | 180.9 | 180.6 | 179.7 | 178.9 | 178.1 | 177.9 | 177.1 | 175.7 | 175.1 | 168.1 | 13.26 | 1.45 | 12.92 | 10.75 | 10.94% | 178.07 | 12.6707 | 0.23583 | 12.6536 | 1.0014 | 13.2779 | 1999.26 | 1999.28
2012-02-18 13:40 | 14.69 | 14.45 | 14.11 | 13.92 | 13.69 | 13.5 | 13.31 | 13.04 | 12.7 | 11.9 | 179 | 178.7 | 179 | 178.7 | 178.2 | 178.3 | 177.6 | 176.7 | 175.8 | 174.4 | 166.7 | 13.86 | 1.58 | 13.52 | 11.55 | 11.4% | 178.195 | 13.4332 | 0.13098 | 13.4726 | 0.99708 | 13.8195 | 1999.86 | 1999.82
2012-02-18 13:50 | 14.65 | 14.41 | 13.89 | 13.48 | 13.23 | 13 | 12.66 | 12.29 | 11.92 | 11.25 | 179.4 | 179.1 | 178.2 | 178.2 | 177.8 | 176.8 | 175.9 | 175.4 | 174.5 | 172.2 | 164.5 | 13.33 | 1.44 | 13.09 | 11.07 | 10.8% | 176.665 | 12.9164 | 0.2449 | 12.9507 | 0.99735 | 13.2947 | 1999.33 | 1999.29
2012-02-18 14:00 | 15.31 | 15.08 | 14.7 | 14.49 | 14.22 | 13.9 | 13.48 | 13.16 | 12.86 | 12.23 | 178.7 | 178.5 | 177.8 | 177 | 176.3 | 175.5 | 174.9 | 173.8 | 172.9 | 172.5 | 166.5 | 14.24 | 1.51 | 13.92 | 11.81 | 10.6% | 175.41 | 13.8101 | 0.28353 | 13.839 | 0.99791 | 14.2102 | 2000 | 2000
2012-02-18 14:10 | 16.25 | 16.06 | 15.72 | 15.38 | 15.16 | 14.93 | 14.66 | 14.35 | 13.97 | 13.49 | 179.6 | 179.4 | 179 | 178.2 | 177.2 | 176.4 | 176 | 175.1 | 173.6 | 171 | 166.3 | 15.49 | 1.38 | 15.25 | 12.64 | 8.909% | 176.34 | 14.8569 | 0.16865 | 14.891 | 0.99771 | 15.4545 | 2000 | 2000
2012-02-18 14:20 | 16 | 15.72 | 15.23 | 14.82 | 14.54 | 14.27 | 13.81 | 13.49 | 12.99 | 12.29 | 180 | 179.4 | 178.4 | 177.1 | 176.2 | 175.5 | 175.1 | 174.4 | 173.5 | 171.1 | 164.5 | 14.64 | 1.86 | 14.37 | 12.14 | 12.7% | 175.44 | 14.1494 | 0.30279 | 14.2032 | 0.99621 | 14.5845 | 2000 | 2000
2012-02-18 14:30 | 16.07 | 15.89 | 15.57 | 15.14 | 14.65 | 14.11 | 13.74 | 13.35 | 12.9 | 12.44 | 178 | 177.6 | 176.6 | 175.8 | 174.4 | 173.8 | 173.3 | 172.6 | 171.2 | 169.1 | 164.4 | 14.42 | 1.66 | 14.16 | 12.38 | 11.51% | 173.725 | 14.2066 | 0.24556 | 14.0564 | 1.0107 | 14.5742 | 2000 | 2000
2012-02-18 14:50 | 15.16 | 14.87 | 14.42 | 13.95 | 13.52 | 13.07 | 12.65 | 12.2 | 11.8 | 10.96 | 174.2 | 174.1 | 173.9 | 173.9 | 174 | 174.1 | 173.9 | 172.9 | 171.1 | 168.9 | 160.3 | 12.47 | 1.51 | 12.37 | 10.94 | 12.11% | 174.07 | 13.0896 | 0.30183 | 13.009 | 1.0062 | 12.5473 | 1993.17 | 1994.05
2012-02-18 15:00 | 14.72 | 14.31 | 13.54 | 12.86 | 12.32 | 11.9 | 11.53 | 11.23 | 10.89 | 10.35 | 172.6 | 172 | 170.8 | 169.5 | 168.7 | 168.2 | 167.8 | 167.1 | 166.5 | 165.5 | 157.8 | 10.85 | 1.6 | 10.82 | 10.05 | 14.75% | 168.14 | 12.0842 | 0.29189 | 11.8463 | 1.0201 | 11.068 | 1863.95 | 1909.88
2012-02-18 15:10 | 14.71 | 14.35 | 13.74 | 13.05 | 12.42 | 11.86 | 11.5 | 11.25 | 10.91 | 10.38 | 172.5 | 172 | 172 | 172 | 171.7 | 171.7 | 171.7 | 170.9 | 169.9 | 166.9 | 159.1 | 11.15 | 1.78 | 11.08 | 9.94 | 15.96% | 171.7 | 12.1533 | 0.28485 | 11.8077 | 1.0293 | 11.4763 | 1916.6 | 1944.32
2012-02-18 15:20 | 13.75 | 13.41 | 12.77 | 12.19 | 11.76 | 11.36 | 11 | 10.72 | 10.44 | 9.98 | 169.9 | 169.6 | 169.6 | 169.5 | 168.7 | 167.4 | 166.2 | 165.2 | 164.2 | 162.3 | 158.5 | 10.64 | 1.84 | 10.57 | 9.53 | 17.29% | 167.22 | 11.4929 | 0.29759 | 11.3077 | 1.0164 | 10.8143 | 1807.88 | 1853.27
2012-02-18 16:10 | 13.46 | 13.26 | 12.86 | 12.42 | 11.97 | 11.48 | 11.05 | 10.64 | 10.17 | 9.5 | 158.6 | 158 | 157.2 | 156.5 | 155.8 | 155.3 | 155 | 154.7 | 154.2 | 153.5 | 147.2 | 11.37 | 1.21 | 11.24 | 9.35 | 10.64% | 155.255 | 11.5305 | 0.35278 | 11.4174 | 1.0099 | 11.4826 | 1935.08 | 1944.32
2012-02-18 17:00 | 13.47 | 13.27 | 12.99 | 12.79 | 12.63 | 12.43 | 12.09 | 11.64 | 11.21 | 10.59 | 156 | 155.4 | 154.5 | 154 | 153.5 | 152.5 | 151.4 | 150.6 | 149.9 | 148 | 144.3 | 12.55 | 1.55 | 12.42 | 10.31 | 12.35% | 152.335 | 12.2275 | 0.25629 | 12.3807 | 0.98762 | 12.3947 | 1994.05 | 1992.29
2012-02-18 17:30 | 14.61 | 14.44 | 14.13 | 13.79 | 13.38 | 12.86 | 12.39 | 12.04 | 11.72 | 11.26 | 160 | 159.5 | 158.5 | 157.6 | 157 | 156.3 | 155.2 | 154 | 153.5 | 153.6 | 147.2 | 13.16 | 1.45 | 12.93 | 11.18 | 11.02% | 156.135 | 12.9044 | 0.34406 | 12.7916 | 1.0088 | 13.276 | 1999.16 | 1999.28
2012-02-18 18:10 | 14.72 | 14.34 | 13.65 | 13.08 | 12.64 | 12.26 | 11.99 | 11.76 | 11.46 | 10.79 | 161.6 | 161 | 160.1 | 159.8 | 159.8 | 159.8 | 160.1 | 160.4 | 160.2 | 158.6 | 151 | 12.58 | 1.22 | 12.55 | 10.64 | 9.698% | 159.845 | 12.428 | 0.20579 | 12.2209 | 1.0169 | 12.7931 | 1994.38 | 1996.69
2012-02-18 18:20 | 14.22 | 13.83 | 13.1 | 12.56 | 12.16 | 11.83 | 11.6 | 11.46 | 11.28 | 10.79 | 162.2 | 161.5 | 160.2 | 158.7 | 158.2 | 158.6 | 159 | 159.1 | 159 | 157.9 | 151.5 | 12.05 | 1.53 | 12.03 | 10.45 | 12.7% | 158.66 | 12.0257 | 0.18143 | 11.7968 | 1.0194 | 12.2838 | 1988.55 | 1991.08
2012-02-18 18:40 | 13.82 | 13.52 | 13.03 | 12.61 | 12.25 | 11.89 | 11.58 | 11.34 | 11.14 | 10.69 | 164.3 | 163.7 | 162.7 | 162.1 | 162 | 162 | 162.2 | 162.2 | 162.2 | 162.3 | 152.7 | 12.2 | 1.39 | 12.24 | 10.93 | 11.39% | 162.03 | 11.9906 | 0.24413 | 11.8451 | 1.0123 | 12.3499 | 1990.2 | 1991.85
2012-02-19 10:50 | 2.56 | 2.52 | 2.49 | 2.46 | 2.45 | 2.51 | 2.51 | 2.34 | 2.25 | 2.3 | 287.6 | 287.2 | 288.3 | 289.1 | 288.3 | 287.1 | 286.8 | 289.4 | 294.2 | 305.2 | 280 | 2.51 | 0.4 | 2.52 | 2.37 | 15.94% | 287.055 | 2.4232 | 0 | 2.51 | 0.9654 | 2.4232 | 0 | 0
2012-02-19 11:10 | 3.67 | 3.5 | 3.6 | 3.13 | 2.95 | 2.74 | 2.54 | 2.48 | 2.38 | 2.13 | 295.3 | 295.2 | 286.3 | 291.2 | 292.7 | 295.2 | 292.4 | 287 | 285.9 | 289.8 | 282 | 2.79 | 0.36 | 2.66 | 2.01 | 12.9% | 294.78 | 2.8491 | 0.70041 | 2.7104 | 1.0512 | 2.9328 | 0 | 0
2012-02-19 11:20 | 3.92 | 3.85 | 3.65 | 3.52 | 3.35 | 3.13 | 2.88 | 2.68 | 2.49 | 2.24 | 303.1 | 302.3 | 300.5 | 298.9 | 297.7 | 295.7 | 294.2 | 294.3 | 293.2 | 293.6 | 287.8 | 3.2 | 0.43 | 3.11 | 2.23 | 13.44% | 295.475 | 3.1311 | 0.76924 | 3.0929 | 1.0123 | 3.2395 | 18.2 | 21.84
2012-02-19 11:30 | 4.39 | 4.29 | 4.18 | 4.14 | 3.95 | 3.7 | 3.56 | 3.44 | 3.25 | 3 | 296.5 | 295.3 | 294.3 | 293.7 | 293.6 | 292.3 | 292.6 | 297 | 300 | 299.9 | 288.7 | 3.83 | 0.53 | 3.64 | 3.03 | 13.84% | 292.345 | 3.7467 | 0.35645 | 3.6796 | 1.0182 | 3.8998 | 75.53 | 81.9
2012-02-19 11:40 | 4.81 | 4.73 | 4.58 | 4.43 | 4.32 | 4.19 | 3.96 | 3.77 | 3.56 | 3.22 | 298.7 | 298.3 | 297.9 | 298 | 298.5 | 299.1 | 298.6 | 298.1 | 296.2 | 296.3 | 287.9 | 3.96 | 0.4 | 3.79 | 2.85 | 10.1% | 299.025 | 4.1204 | 0.52172 | 4.1562 | 0.99137 | 3.9258 | 87.36 | 84.63
2012-02-19 11:50 | 5.23 | 5.12 | 4.87 | 4.69 | 4.54 | 4.45 | 4.39 | 4.22 | 4.03 | 3.76 | 302.7 | 302.6 | 301 | 299.3 | 297.9 | 296.2 | 295.4 | 294.4 | 293.9 | 292.9 | 288.6 | 4.54 | 0.59 | 4.43 | 3.54 | 13% | 296.08 | 4.4538 | 0.12545 | 4.4414 | 1.0028 | 4.5528 | 149.86 | 150.95
2012-02-19 12:00 | 6.1 | 6.03 | 5.91 | 5.75 | 5.58 | 5.39 | 5.22 | 5.02 | 4.84 | 4.54 | 298.7 | 298.2 | 297.1 | 296 | 295.3 | 294.5 | 294.4 | 294.3 | 294.1 | 293.5 | 286.9 | 5.2 | 0.56 | 5.1 | 4.07 | 10.77% | 294.485 | 5.3843 | 0.29615 | 5.3653 | 1.0035 | 5.2184 | 232.4 | 235.64
2012-02-19 12:10 | 6.86 | 6.74 | 6.49 | 6.28 | 6.11 | 5.9 | 5.65 | 5.45 | 5.26 | 5 | 302.4 | 301.9 | 300.3 | 299.5 | 299.2 | 299.3 | 299.5 | 300.3 | 301.7 | 302.6 | 293.8 | 6.1 | 0.83 | 5.97 | 4.63 | 13.61% | 299.33 | 5.8878 | 0.40011 | 5.8635 | 1.0041 | 6.1252 | 384.6 | 391.38
2012-02-19 12:20 | 6.31 | 6.27 | 6.19 | 6.09 | 5.96 | 5.73 | 5.52 | 5.36 | 5.36 | 5.36 | 301.8 | 302.1 | 302.4 | 302.9 | 302.6 | 302.4 | 304.7 | 307.2 | 308.6 | 308.7 | 293.3 | 5.98 | 0.76 | 5.87 | 5.12 | 12.71% | 302.745 | 5.7453 | 0.34504 | 5.6994 | 1.0081 | 6.0282 | 358.76 | 368.78
2012-02-19 12:30 | 7.24 | 7.15 | 7.01 | 6.85 | 6.63 | 6.46 | 6.27 | 6.11 | 5.96 | 5.68 | 296.9 | 296.5 | 295.6 | 295.2 | 295.1 | 295.2 | 295.1 | 294.2 | 294.5 | 295.7 | 288 | 6.76 | 0.75 | 6.62 | 5.31 | 11.09% | 295.185 | 6.4666 | 0.27587 | 6.4324 | 1.0053 | 6.7959 | 533.76 | 542.8
2012-02-19 12:40 | 7.71 | 7.61 | 7.45 | 7.34 | 7.23 | 7.06 | 6.87 | 6.69 | 6.47 | 6.05 | 299 | 298.7 | 298.5 | 297.9 | 297.5 | 297.8 | 298.4 | 298.4 | 298.2 | 297.1 | 289.1 | 7.29 | 1.06 | 7.17 | 6.06 | 14.54% | 297.89 | 7.0015 | 0.2521 | 7.0325 | 0.9956 | 7.2579 | 675.29 | 666.26
2012-02-19 12:50 | 8.26 | 8.21 | 8.17 | 8.11 | 7.97 | 7.9 | 7.8 | 7.69 | 7.56 | 7.35 | 301.8 | 301.5 | 301.6 | 301.9 | 301.7 | 301.4 | 300.4 | 299.7 | 299.4 | 299.2 | 292.3 | 8.38 | 0.91 | 8.29 | 7.15 | 10.86% | 301.25 | 7.869 | 0.11772 | 7.8856 | 0.99789 | 8.3623 | 1028.46 | 1021.12
2012-02-19 13:00 | 10.16 | 10.02 | 9.75 | 9.48 | 9.39 | 9.26 | 9 | 8.72 | 8.47 | 8.08 | 306.2 | 306.1 | 306.2 | 306.3 | 305.9 | 305.2 | 304.6 | 304 | 303.6 | 303.6 | 296.4 | 9.14 | 1.2 | 9.01 | 8.11 | 13.13% | 305.11 | 9.1448 | 0.26318 | 9.2223 | 0.99159 | 9.0632 | 1309.34 | 1278.86
2012-02-19 13:10 | 10.23 | 10.14 | 9.91 | 9.63 | 9.41 | 9.28 | 9.09 | 8.89 | 8.7 | 8.39 | 304.4 | 304.3 | 303.6 | 303.3 | 302.8 | 302.5 | 302.6 | 303.2 | 303.2 | 303.2 | 295.4 | 9.85 | 1.07 | 9.76 | 7.97 | 10.86% | 302.515 | 9.2674 | 0.19116 | 9.2525 | 1.0016 | 9.8658 | 1579.85 | 1587.47
2012-02-19 13:20 | 12.95 | 12.89 | 12.73 | 12.54 | 12.44 | 12.38 | 12.33 | 12.24 | 11.99 | 11.45 | 302.9 | 302.8 | 303 | 303.1 | 303.2 | 303.2 | 302.6 | 302.2 | 302.1 | 300.9 | 294.4 | 12.25 | 1.71 | 12.23 | 10.72 | 13.96% | 303.11 | 12.3497 | 0.037398 | 12.3728 | 0.99813 | 12.2271 | 1990.75 | 1990.53
2012-02-19 13:30 | 13.86 | 13.81 | 13.68 | 13.49 | 13.32 | 13.24 | 13.15 | 13.01 | 12.8 | 12.46 | 302.6 | 302.7 | 302.8 | 302.4 | 301.8 | 301.5 | 301.3 | 301.1 | 301.2 | 301.2 | 293.9 | 13.67 | 1.49 | 13.57 | 12.35 | 10.9% | 301.47 | 13.2201 | 0.063031 | 13.2271 | 0.99947 | 13.6628 | 1999.67 | 1999.66
2012-02-19 16:20 | 16.26 | 16.12 | 15.8 | 15.5 | 15.23 | 15.01 | 14.83 | 14.59 | 14.38 | 14.1 | 311.4 | 311.2 | 311.1 | 311.3 | 311.8 | 312.3 | 312 | 311.5 | 310.9 | 310 | 302.9 | 15.65 | 1.67 | 15.38 | 13.85 | 10.67% | 312.255 | 15.0406 | 0.11149 | 14.9841 | 1.0038 | 15.7091 | 2000 | 2000
2012-02-19 16:30 | 14.5 | 14.48 | 14.39 | 14.16 | 13.89 | 13.64 | 13.41 | 13.1 | 12.76 | 12.17 | 311.2 | 311.2 | 311.3 | 311.2 | 310.8 | 310.3 | 310 | 309.5 | 308.9 | 308.7 | 301.3 | 13.97 | 1.76 | 13.78 | 12.09 | 12.6% | 310.255 | 13.5872 | 0.15715 | 13.6068 | 0.99856 | 13.9498 | 1999.97 | 1999.95
2012-02-19 16:40 | 15.53 | 15.37 | 15.07 | 14.81 | 14.46 | 13.91 | 13.39 | 13 | 12.59 | 11.88 | 310.4 | 310.4 | 310.1 | 309.6 | 309.3 | 309.2 | 309.4 | 310 | 310.6 | 311.5 | 301.9 | 13.93 | 2.01 | 13.65 | 12.08 | 14.43% | 309.23 | 13.8819 | 0.35208 | 13.8343 | 1.0034 | 13.9779 | 1999.93 | 1999.98
2012-02-19 16:50 | 16.23 | 16.16 | 15.92 | 15.68 | 15.37 | 14.94 | 14.53 | 14.19 | 13.84 | 13.51 | 311.6 | 311.3 | 311 | 310.8 | 310.6 | 310.6 | 310.5 | 310.4 | 310.7 | 312 | 304.1 | 15 | 1.95 | 14.72 | 12.77 | 13% | 310.585 | 14.9158 | 0.25715 | 14.8806 | 1.0024 | 15.0355 | 2000 | 2000
2012-02-19 17:00 | 15.63 | 15.47 | 15.23 | 14.95 | 14.58 | 14.16 | 13.78 | 13.45 | 13.09 | 12.53 | 312.2 | 312.2 | 312 | 311.8 | 311.5 | 311.3 | 311 | 310.3 | 310 | 310.4 | 301.5 | 14.23 | 2.12 | 13.94 | 11.92 | 14.9% | 311.255 | 14.162 | 0.25138 | 14.1049 | 1.004 | 14.2875 | 2000 | 2000
2012-02-19 17:10 | 14.83 | 14.61 | 14.21 | 13.85 | 13.61 | 13.39 | 13.09 | 12.71 | 12.33 | 11.83 | 309.3 | 309.1 | 308.9 | 308.6 | 308.3 | 308.3 | 307.8 | 307.4 | 307.3 | 307.8 | 299.3 | 13.66 | 1.49 | 13.42 | 12.08 | 10.91% | 308.225 | 13.3052 | 0.2094 | 13.3466 | 0.9969 | 13.6176 | 1999.66 | 1999.62
2012-02-19 17:20 | 14.33 | 14.14 | 13.79 | 13.41 | 13.03 | 12.73 | 12.55 | 12.3 | 11.96 | 11.33 | 308.1 | 307.9 | 307.5 | 307.3 | 307.5 | 308.2 | 309.1 | 309.8 | 310.1 | 310.4 | 301.4 | 12.99 | 1.88 | 12.77 | 11.13 | 14.47% | 308.335 | 12.8102 | 0.1316 | 12.7041 | 1.0084 | 13.0985 | 1998.89 | 1999.1
2012-02-19 17:30 | 14.21 | 14.13 | 13.95 | 13.78 | 13.62 | 13.43 | 13.13 | 12.77 | 12.42 | 11.91 | 309.2 | 309.2 | 309.2 | 309.3 | 309.4 | 309.4 | 309.3 | 309.1 | 308.8 | 309.3 | 300.5 | 13.3 | 1.51 | 13.13 | 11.64 | 11.35% | 309.385 | 13.2735 | 0.20877 | 13.3866 | 0.99155 | 13.1876 | 1999.3 | 1999.19
2012-02-19 17:40 | 13.68 | 13.51 | 13.15 | 12.87 | 12.67 | 12.46 | 12.2 | 11.93 | 11.73 | 11.27 | 309.1 | 308.9 | 308.4 | 308 | 308 | 308.4 | 308.6 | 308.6 | 308.7 | 308.6 | 300.4 | 12.76 | 1.97 | 12.66 | 11.12 | 15.44% | 308.43 | 12.4219 | 0.19487 | 12.4224 | 0.99995 | 12.7594 | 1996.36 | 1996.36
2012-02-19 17:50 | 14.23 | 14.03 | 13.67 | 13.39 | 13.21 | 13.01 | 12.73 | 12.48 | 12.31 | 11.87 | 308.1 | 308.4 | 308.8 | 308.6 | 308.1 | 307.3 | 306.8 | 306.4 | 306 | 305.8 | 299.7 | 13.56 | 1.42 | 13.4 | 11.65 | 10.47% | 307.225 | 12.9614 | 0.20105 | 12.9695 | 0.99937 | 13.5515 | 1999.56 | 1999.55
2012-02-19 18:00 | 13.64 | 13.56 | 13.36 | 13 | 12.63 | 12.38 | 12.15 | 11.86 | 11.62 | 11.34 | 309.9 | 309.6 | 309.1 | 308.8 | 308.4 | 308.2 | 308 | 307.8 | 307.4 | 307 | 301.2 | 12.89 | 1.57 | 12.71 | 11.63 | 12.18% | 308.17 | 12.4238 | 0.1733 | 12.3468 | 1.0062 | 12.9705 | 1997.79 | 1998.67
2012-02-19 18:10 | 14.37 | 14.28 | 14.08 | 13.82 | 13.54 | 13.22 | 12.97 | 12.81 | 12.61 | 12.21 | 308.7 | 308.6 | 308.7 | 308.6 | 308.3 | 308.1 | 308 | 308.1 | 308.4 | 308.4 | 300.6 | 13.58 | 1.51 | 13.39 | 12.04 | 11.12% | 308.085 | 13.2786 | 0.17643 | 13.1839 | 1.0072 | 13.6775 | 1999.58 | 1999.68
2012-02-19 18:20 | 14.15 | 14 | 13.78 | 13.58 | 13.38 | 13.11 | 12.77 | 12.4 | 12.13 | 11.84 | 310.8 | 310.6 | 310.4 | 310.2 | 310.2 | 310.5 | 310.7 | 310.5 | 310.4 | 310.9 | 303.5 | 13.27 | 1.6 | 13.02 | 11.32 | 12.06% | 310.53 | 13.0117 | 0.24282 | 13.0607 | 0.99625 | 13.2202 | 1999.27 | 1999.22
2012-02-19 18:30 | 12.42 | 12.33 | 12.18 | 12.08 | 11.96 | 11.79 | 11.6 | 11.35 | 11 | 10.49 | 313.3 | 313.5 | 314.1 | 315 | 315.5 | 315.4 | 315.4 | 315.7 | 316.1 | 317.1 | 305.4 | 11.83 | 1.55 | 11.64 | 10.57 | 13.1% | 315.4 | 11.6779 | 0.15013 | 11.7626 | 0.9928 | 11.7448 | 1973.72 | 1966.16
2012-02-19 18:40 | 12.64 | 12.45 | 12.03 | 11.62 | 11.27 | 10.89 | 10.59 | 10.37 | 10.17 | 9.85 | 310.5 | 310.8 | 311.5 | 312.1 | 311.8 | 310.9 | 310.5 | 311 | 311.7 | 312 | 304.5 | 11.71 | 1.4 | 11.46 | 10.38 | 11.96% | 310.84 | 11.0088 | 0.25814 | 10.8465 | 1.015 | 11.8852 | 1963.64 | 1978.76
2012-02-19 18:50 | 12.86 | 12.71 | 12.42 | 12.09 | 11.86 | 11.63 | 11.38 | 11.16 | 10.92 | 10.48 | 310 | 310.1 | 310.1 | 309.9 | 310.2 | 310.5 | 310.5 | 310.5 | 310.4 | 309.9 | 300.2 | 12.35 | 1.68 | 12.05 | 10.6 | 13.6% | 310.5 | 11.6287 | 0.20081 | 11.5938 | 1.003 | 12.3871 | 1991.85 | 1992.29
2012-02-19 19:00 | 13.52 | 13.41 | 13.23 | 13.02 | 12.78 | 12.49 | 12.24 | 11.94 | 11.57 | 10.82 | 311.6 | 311.5 | 311.6 | 311.7 | 311.5 | 311.2 | 310.9 | 310.8 | 310.6 | 310.8 | 302.3 | 12.38 | 1.55 | 12.14 | 10.47 | 12.52% | 311.155 | 12.4349 | 0.18684 | 12.4539 | 0.99848 | 12.3611 | 1992.18 | 1991.96
2012-02-19 19:10 | 12.85 | 12.66 | 12.37 | 12.17 | 11.96 | 11.75 | 11.5 | 11.2 | 10.94 | 10.57 | 313 | 312.9 | 312.5 | 312.3 | 312.1 | 312.2 | 312.5 | 312.6 | 313 | 314.2 | 305.1 | 12.01 | 1.18 | 11.8 | 10.61 | 9.825% | 312.245 | 11.6887 | 0.19874 | 11.7139 | 0.99786 | 11.9842 | 1988.11 | 1986.32
2012-02-19 19:20 | 11.27 | 11.14 | 11.01 | 10.93 | 10.79 | 10.57 | 10.35 | 10.12 | 9.85 | 9.36 | 309.6 | 309.8 | 310.1 | 310.3 | 310.4 | 310.3 | 309.9 | 309.7 | 310.1 | 310.9 | 300.7 | 10.39 | 1.57 | 10.3 | 8.95 | 15.11% | 310.24 | 10.4912 | 0.19437 | 10.5382 | 0.99554 | 10.3437 | 1741.13 | 1727.78
2012-02-19 19:30 | 11.22 | 11.08 | 10.86 | 10.67 | 10.44 | 10.16 | 9.87 | 9.62 | 9.44 | 9.19 | 310.4 | 310 | 309.4 | 309.7 | 310.7 | 311.3 | 311.3 | 310.9 | 310.9 | 310.9 | 302.2 | 10.28 | 1.5 | 10.17 | 9.01 | 14.59% | 311.3 | 10.1486 | 0.26761 | 10.1179 | 1.003 | 10.3112 | 1711.76 | 1719.77
2012-02-19 19:40 | 11.58 | 11.46 | 11.18 | 10.91 | 10.68 | 10.4 | 10.09 | 9.86 | 9.66 | 9.14 | 308.1 | 308.1 | 307.9 | 307.7 | 307.6 | 308.2 | 309.2 | 309.9 | 310.1 | 310.4 | 300.9 | 10.46 | 1.59 | 10.22 | 8.74 | 15.2% | 308.35 | 10.3882 | 0.27964 | 10.355 | 1.0032 | 10.4936 | 1759.82 | 1767.83
2012-02-19 19:50 | 11.72 | 11.6 | 11.43 | 11.23 | 11.02 | 10.78 | 10.52 | 10.22 | 9.9 | 9.28 | 308 | 307.9 | 307.5 | 307.1 | 307 | 306.8 | 306.7 | 306.8 | 307.3 | 307.9 | 300.2 | 11.3 | 1.14 | 11.07 | 9.6 | 10.09% | 306.785 | 10.7045 | 0.22561 | 10.7424 | 0.99648 | 11.2602 | 1929.2 | 1925.84
2012-02-19 20:00 | 12.11 | 11.97 | 11.61 | 11.23 | 10.98 | 10.76 | 10.46 | 10.15 | 9.91 | 9.52 | 305.2 | 305.1 | 304.6 | 303.7 | 303 | 303 | 302.9 | 302.4 | 302.6 | 302.7 | 295.3 | 10.87 | 1.52 | 10.68 | 9 | 13.98% | 302.985 | 10.732 | 0.26131 | 10.7165 | 1.0014 | 10.8857 | 1869.29 | 1874.63
2012-02-19 20:10 | 12.64 | 12.47 | 12.09 | 11.68 | 11.36 | 11.11 | 10.88 | 10.62 | 10.26 | 9.71 | 304.9 | 304.8 | 304.5 | 304 | 303.5 | 303.4 | 303.5 | 303.7 | 304 | 304.9 | 294.7 | 11.33 | 1.54 | 11.08 | 9.24 | 13.59% | 303.415 | 11.14 | 0.19332 | 11.0768 | 1.0057 | 11.3947 | 1931.72 | 1936.76
2012-02-19 20:20 | 13.7 | 13.48 | 12.98 | 12.53 | 12.17 | 11.79 | 11.47 | 11.2 | 10.89 | 10.45 | 304.7 | 304.5 | 304.1 | 303.7 | 303.5 | 303.5 | 304 | 304.2 | 304.5 | 305.3 | 295.7 | 11.91 | 1.23 | 11.61 | 9.9 | 10.33% | 303.575 | 11.8777 | 0.25428 | 11.7436 | 1.0114 | 12.046 | 1980.44 | 1988.55
2012-02-19 20:30 | 13.29 | 13.08 | 12.75 | 12.38 | 12.01 | 11.66 | 11.38 | 11.05 | 10.67 | 10.15 | 306.9 | 306.7 | 306.6 | 306.2 | 305.9 | 305.9 | 306 | 305.6 | 305.1 | 305.1 | 297.7 | 12.01 | 1.3 | 11.74 | 10.23 | 10.82% | 305.915 | 11.6994 | 0.22462 | 11.6195 | 1.0069 | 12.0926 | 1988.11 | 1988.99
2012-02-19 20:40 | 12.9 | 12.74 | 12.45 | 12.08 | 11.71 | 11.41 | 11.15 | 10.83 | 10.44 | 9.9 | 308 | 308 | 307.9 | 307.8 | 307.6 | 307.3 | 306.8 | 306.5 | 306.5 | 306 | 299.4 | 11.75 | 1.19 | 11.53 | 9.86 | 10.13% | 307.225 | 11.4331 | 0.21301 | 11.3724 | 1.0053 | 11.8127 | 1967 | 1972.04
2012-02-19 20:50 | 13.17 | 12.98 | 12.58 | 12.16 | 11.75 | 11.37 | 11.02 | 10.59 | 10.09 | 9.49 | 305.1 | 305 | 304.9 | 304.9 | 304.6 | 303.9 | 303.4 | 303.2 | 303 | 302.8 | 297 | 11.96 | 1.28 | 11.66 | 9.58 | 10.7% | 303.825 | 11.3773 | 0.28893 | 11.3192 | 1.0051 | 12.0214 | 1984.64 | 1988.22
2012-02-19 21:00 | 12.93 | 12.76 | 12.41 | 12.02 | 11.66 | 11.33 | 11 | 10.63 | 10.28 | 9.9 | 305.5 | 305 | 304.3 | 304 | 304.1 | 303.8 | 303.4 | 303 | 302.9 | 303 | 295.8 | 12.13 | 1.15 | 11.89 | 9.92 | 9.481% | 303.74 | 11.3429 | 0.27315 | 11.2821 | 1.0054 | 12.1954 | 1989.43 | 1990.2
2012-02-19 21:10 | 13.36 | 13.13 | 12.69 | 12.21 | 11.76 | 11.3 | 10.84 | 10.4 | 10.05 | 9.67 | 303.6 | 303 | 301.9 | 301.2 | 300.7 | 300.8 | 301 | 300.8 | 300.2 | 299.3 | 293.2 | 11.61 | 1.35 | 11.34 | 9.3 | 11.63% | 300.83 | 11.3578 | 0.38405 | 11.2329 | 1.0111 | 11.7391 | 1955.24 | 1966.16
2012-02-19 21:20 | 13.05 | 12.86 | 12.42 | 12.03 | 11.68 | 11.3 | 10.93 | 10.61 | 10.3 | 9.79 | 304.2 | 303.7 | 302.8 | 302.3 | 301.7 | 301.3 | 301.1 | 300.9 | 301 | 301.4 | 293.8 | 11.57 | 1.48 | 11.35 | 9.44 | 12.79% | 301.27 | 11.3358 | 0.30765 | 11.2462 | 1.008 | 11.6622 | 1951.88 | 1959.44
2012-02-19 21:30 | 12.28 | 12.14 | 11.94 | 11.67 | 11.33 | 10.94 | 10.59 | 10.25 | 9.94 | 9.49 | 305.9 | 305.7 | 305.2 | 304.5 | 303.7 | 303.4 | 303.1 | 302.8 | 302.5 | 302.1 | 294.5 | 11.15 | 1.37 | 10.97 | 9.13 | 12.29% | 303.355 | 10.9476 | 0.30048 | 10.8892 | 1.0054 | 11.2098 | 1916.6 | 1921.64
2012-02-19 21:40 | 13.17 | 12.96 | 12.55 | 12.13 | 11.7 | 11.27 | 10.93 | 10.63 | 10.36 | 9.89 | 306.5 | 306.2 | 305.6 | 305 | 304.6 | 304.1 | 303.6 | 303.4 | 304.1 | 305.3 | 295.9 | 11.48 | 1.28 | 11.19 | 9.29 | 11.15% | 304.025 | 11.383 | 0.28308 | 11.2206 | 1.0145 | 11.6461 | 1944.32 | 1958.6
2012-02-19 21:50 | 12.72 | 12.55 | 12.23 | 11.88 | 11.53 | 11.17 | 10.77 | 10.35 | 9.93 | 9.39 | 305.1 | 304.7 | 303.8 | 303.2 | 302.6 | 302.2 | 302.1 | 302.1 | 302.1 | 302.8 | 294.9 | 11.28 | 0.94 | 10.98 | 9.02 | 8.333% | 302.185 | 11.1283 | 0.33699 | 11.1118 | 1.0015 | 11.2967 | 1927.52 | 1929.2
2012-02-19 22:00 | 13.28 | 13 | 12.49 | 12.06 | 11.71 | 11.37 | 11 | 10.65 | 10.32 | 9.77 | 302.3 | 301.8 | 301.1 | 300.7 | 300.4 | 300 | 299.3 | 298.8 | 298.7 | 298.5 | 291.8 | 11.63 | 1.19 | 11.38 | 9.6 | 10.23% | 299.895 | 11.3861 | 0.30572 | 11.3162 | 1.0062 | 11.7018 | 1956.92 | 1962.8
2012-02-19 22:10 | 12.29 | 12.14 | 11.78 | 11.45 | 11.17 | 10.82 | 10.45 | 10.13 | 9.77 | 9.23 | 305.1 | 304.7 | 304 | 303.4 | 302.4 | 301.3 | 300.3 | 299.6 | 299.7 | 299.3 | 292.8 | 11.04 | 0.95 | 10.84 | 8.71 | 8.605% | 301.15 | 10.7934 | 0.32153 | 10.7662 | 1.0025 | 11.0679 | 1907.36 | 1909.88
2012-02-19 22:20 | 11.65 | 11.43 | 11.04 | 10.73 | 10.44 | 10.13 | 9.83 | 9.5 | 9.13 | 8.59 | 301.6 | 301.1 | 300.2 | 299 | 298.2 | 297.7 | 297.5 | 297.1 | 296.5 | 295.8 | 289.5 | 10.52 | 0.93 | 10.28 | 7.79 | 8.84% | 297.67 | 10.1153 | 0.27781 | 10.0865 | 1.0029 | 10.5501 | 1775.84 | 1783.85
2012-02-19 22:30 | 12.23 | 12.04 | 11.67 | 11.33 | 11.02 | 10.76 | 10.5 | 10.16 | 9.78 | 9.1 | 302.8 | 302.2 | 301.2 | 300.3 | 299.7 | 299.3 | 299.1 | 298.8 | 298 | 297.2 | 291.2 | 11.11 | 0.91 | 10.89 | 8.5 | 8.191% | 299.27 | 10.7369 | 0.22604 | 10.7224 | 1.0014 | 11.1251 | 1913.24 | 1914.92
2012-02-19 22:40 | 12.34 | 12.17 | 11.77 | 11.33 | 10.91 | 10.57 | 10.27 | 9.94 | 9.59 | 9 | 304.4 | 303.7 | 302.5 | 301.7 | 301 | 300 | 299.1 | 298.5 | 298.2 | 297.7 | 292.2 | 10.67 | 0.97 | 10.4 | 8.37 | 9.091% | 299.865 | 10.6323 | 0.26607 | 10.5265 | 1.01 | 10.7772 | 1815.89 | 1845.26
2012-02-19 22:50 | 11.65 | 11.47 | 11.13 | 10.8 | 10.51 | 10.22 | 9.92 | 9.53 | 9.07 | 8.3 | 301.5 | 301.1 | 300.3 | 299.6 | 298.9 | 298.1 | 297.4 | 297 | 296.9 | 296.2 | 290.4 | 10.42 | 0.89 | 10.23 | 8.05 | 8.541% | 297.995 | 10.1597 | 0.27532 | 10.1765 | 0.99835 | 10.4028 | 1749.14 | 1743.8
2012-02-19 23:00 | 10.38 | 10.23 | 9.93 | 9.64 | 9.37 | 9.14 | 8.88 | 8.59 | 8.21 | 7.58 | 299.8 | 299.1 | 298.1 | 297.4 | 296.5 | 295.5 | 294.2 | 293.1 | 292.2 | 290.9 | 287.7 | 9.08 | 0.64 | 8.92 | 6.84 | 7.048% | 295.305 | 9.0954 | 0.26668 | 9.1023 | 0.99925 | 9.0732 | 1286.48 | 1282.67
2012-02-19 23:10 | 10.21 | 10.04 | 9.71 | 9.4 | 9.14 | 8.85 | 8.6 | 8.33 | 8.02 | 7.46 | 303.9 | 303.3 | 302 | 300.5 | 299.2 | 298.1 | 297.1 | 295.9 | 294.9 | 293.3 | 290.8 | 8.97 | 0.6 | 8.81 | 6.95 | 6.689% | 297.95 | 8.8557 | 0.2648 | 8.8137 | 1.0048 | 9.0127 | 1244.99 | 1259.81
2012-02-19 23:20 | 8.88 | 8.7 | 8.39 | 8.19 | 8.01 | 7.81 | 7.61 | 7.38 | 7.15 | 6.67 | 300.7 | 299.9 | 298.6 | 297.1 | 295.6 | 294.2 | 293 | 292 | 290.9 | 288.9 | 286.4 | 7.9 | 0.44 | 7.78 | 6.17 | 5.57% | 294.02 | 7.7768 | 0.23973 | 7.781 | 0.99945 | 7.8957 | 858.9 | 858.9
2012-02-19 23:30 | 8.46 | 8.39 | 8.23 | 8.03 | 7.78 | 7.51 | 7.21 | 6.92 | 6.59 | 6.24 | 296.5 | 295.7 | 294.4 | 293.5 | 292.8 | 291.3 | 290 | 288.7 | 287.6 | 286.4 | 283.3 | 7.76 | 0.65 | 7.63 | 6.05 | 8.376% | 291.105 | 7.4637 | 0.37672 | 7.4663 | 0.99965 | 7.7573 | 816.76 | 816.76
2012-02-19 23:40 | 8.73 | 8.57 | 8.27 | 8.06 | 7.81 | 7.51 | 7.27 | 7.07 | 6.86 | 6.4 | 288.1 | 287.6 | 286.3 | 284.5 | 282.7 | 280.7 | 279.5 | 278.7 | 277.5 | 275.7 | 273.3 | 7.75 | 0.88 | 7.56 | 6.37 | 11.35% | 280.52 | 7.5395 | 0.30014 | 7.4751 | 1.0086 | 7.8167 | 813.75 | 834.82
2012-02-19 23:50 | 8.96 | 8.79 | 8.52 | 8.25 | 7.94 | 7.65 | 7.46 | 7.21 | 6.92 | 6.38 | 292.8 | 292 | 290.1 | 288.1 | 286.5 | 285 | 284.1 | 283 | 280.9 | 277.7 | 278.2 | 7.99 | 0.76 | 7.81 | 5.85 | 9.512% | 284.865 | 7.6948 | 0.23241 | 7.6225 | 1.0095 | 8.0658 | 885.99 | 914.69
2012-02-20 | 9.16 | 8.99 | 8.63 | 8.17 | 7.73 | 7.38 | 7.07 | 6.79 | 6.45 | 5.79 | 294.1 | 293.1 | 291.2 | 289.4 | 287.3 | 285 | 283.7 | 282.8 | 281.5 | 280 | 277.3 | 7.29 | 0.93 | 7.04 | 5.64 | 12.76% | 284.805 | 7.4742 | 0.39656 | 7.3348 | 1.019 | 7.4286 | 675.29 | 717.43
2012-02-20 00:10 | 8.99 | 8.97 | 8.94 | 8.87 | 8.73 | 8.52 | 8.24 | 7.89 | 7.43 | 6.74 | 289.7 | 288.3 | 285.5 | 283.1 | 280.9 | 278.4 | 275.8 | 272.9 | 269.9 | 266.3 | 270.1 | 8.61 | 0.75 | 8.49 | 6.72 | 8.711% | 278.01 | 8.3049 | 0.3088 | 8.4793 | 0.97943 | 8.4329 | 1112.87 | 1046.81
2012-02-20 00:20 | 7.81 | 7.76 | 7.63 | 7.4 | 7.14 | 6.77 | 6.41 | 6.06 | 5.72 | 5.35 | 297.2 | 295.9 | 292.9 | 288.9 | 284.7 | 280.9 | 277.3 | 273.2 | 268.7 | 262.3 | 272.8 | 6.83 | 0.87 | 6.62 | 4.97 | 12.74% | 280.36 | 6.6733 | 0.50494 | 6.7172 | 0.99347 | 6.7854 | 549.58 | 540.54
2012-02-20 00:30 | 7.64 | 7.62 | 7.58 | 7.5 | 7.38 | 7.18 | 6.97 | 6.79 | 6.57 | 6.06 | 287.9 | 286.5 | 283.9 | 281.3 | 279.2 | 276.8 | 274.4 | 272.1 | 269.5 | 264.8 | 267.1 | 6.7 | 1.11 | 6.57 | 5.32 | 16.57% | 276.44 | 7.0832 | 0.27431 | 7.1495 | 0.99073 | 6.6379 | 520.2 | 506.64
2012-02-20 00:50 | 6.44 | 6.41 | 6.26 | 6.02 | 5.81 | 5.53 | 5.2 | 4.89 | 4.61 | 4.23 | 293.2 | 292.2 | 289.8 | 286.4 | 282.5 | 279.1 | 276.1 | 272.2 | 267.7 | 261 | 270.2 | 5.51 | 0.81 | 5.18 | 3.66 | 14.7% | 278.65 | 5.4434 | 0.56859 | 5.4815 | 0.99305 | 5.4717 | 282.62 | 276.14
2012-02-20 01:00 | 6.22 | 6.2 | 6.07 | 5.84 | 5.61 | 5.4 | 5.2 | 4.94 | 4.7 | 4.44 | 291.6 | 290.8 | 288.6 | 285.7 | 282.5 | 278.8 | 274.4 | 268.9 | 263.5 | 255.5 | 268.1 | 5.32 | 1 | 5.19 | 3.64 | 18.8% | 278.14 | 5.3395 | 0.34876 | 5.3709 | 0.99416 | 5.2889 | 251.84 | 246.98
2012-02-20 02:30 | 4.32 | 4.3 | 4.29 | 4.34 | 4.41 | 4.53 | 4.59 | 4.6 | 4.45 | 4.07 | 282.1 | 281.9 | 281.2 | 279.9 | 277.9 | 275.4 | 272.5 | 269.4 | 266.1 | 259.4 | 268.6 | 4.26 | 0.49 | 4.22 | 2.86 | 11.5% | 274.965 | 4.4188 | -0.12159 | 4.5385 | 0.97362 | 4.1476 | 119.34 | 107.35
2012-02-20 02:40 | 4.21 | 4.16 | 4.05 | 3.97 | 3.9 | 3.82 | 3.77 | 3.79 | 3.75 | 3.5 | 295.3 | 294.2 | 291.8 | 290.4 | 288.6 | 286 | 283.4 | 280.5 | 277.4 | 270.9 | 278.1 | 3.82 | 0.24 | 3.76 | 3.25 | 6.283% | 285.61 | 3.8378 | 0.12175 | 3.8128 | 1.0066 | 3.845 | 74.62 | 77.35
2012-02-20 05:20 | 8.13 | 7.85 | 7.51 | 7.14 | 6.72 | 6.36 | 5.93 | 5.47 | 5.11 | 4.63 | 307.7 | 307.6 | 306.8 | 306.3 | 305.6 | 304.6 | 303.6 | 302.6 | 300.9 | 299.6 | 297.3 | 6.17 | 0.72 | 5.95 | 4.08 | 11.67% | 304.45 | 6.3867 | 0.64691 | 6.2965 | 1.0143 | 6.2583 | 400.42 | 420.76
2012-02-20 06:30 | 7.47 | 7.3 | 7.03 | 6.74 | 6.51 | 6.31 | 6.11 | 5.93 | 5.77 | 5.48 | 294.4 | 294.2 | 293.6 | 292.8 | 292.3 | 290.9 | 288.4 | 285.2 | 282.4 | 277 | 283.2 | 6.12 | 0.27 | 6.03 | 5.03 | 4.412% | 290.525 | 6.3363 | 0.29764 | 6.2809 | 1.0088 | 6.174 | 389.12 | 400.42
2012-02-20 06:40 | 8.66 | 8.44 | 8 | 7.64 | 7.12 | 6.63 | 6.21 | 5.79 | 5.38 | 5.07 | 296.3 | 295.9 | 295.1 | 294.3 | 293.4 | 292.3 | 291.3 | 289.8 | 287.9 | 283.4 | 284.2 | 6.52 | 0.6 | 6.25 | 4.71 | 9.202% | 292.15 | 6.7682 | 0.60477 | 6.5681 | 1.0305 | 6.7186 | 479.52 | 524.72
2012-02-20 06:50 | 8.27 | 8.16 | 7.98 | 7.68 | 7.36 | 7.01 | 6.61 | 6.21 | 5.88 | 5.52 | 295.1 | 294.6 | 293.9 | 292.9 | 291.6 | 290.1 | 288.7 | 287.2 | 284.9 | 280.2 | 281.9 | 6.88 | 0.78 | 6.71 | 5.32 | 11.34% | 289.89 | 6.9834 | 0.54295 | 6.9512 | 1.0046 | 6.9118 | 560.88 | 567.66
2012-02-20 07:00 | 8 | 7.87 | 7.75 | 7.49 | 7.23 | 6.93 | 6.61 | 6.23 | 5.86 | 5.43 | 287.9 | 287.7 | 286.9 | 286.1 | 285 | 283.3 | 281.3 | 278.8 | 275.8 | 270.3 | 274.2 | 6.88 | 0.43 | 6.72 | 5.05 | 6.25% | 283 | 6.8684 | 0.43688 | 6.8832 | 0.99785 | 6.8652 | 560.88 | 558.62
2012-02-20 07:10 | 7.89 | 7.74 | 7.46 | 7.16 | 6.86 | 6.59 | 6.27 | 5.89 | 5.54 | 5.12 | 294.7 | 294.1 | 293.4 | 292 | 289.5 | 286.2 | 282.8 | 279.9 | 277.1 | 271 | 278.5 | 6.33 | 1.02 | 6.08 | 4.83 | 16.11% | 285.69 | 6.5309 | 0.45999 | 6.5432 | 0.99812 | 6.3181 | 436.58 | 434.32
2012-02-20 07:20 | 7.51 | 7.35 | 6.97 | 6.68 | 6.48 | 6.19 | 5.97 | 5.77 | 5.6 | 5.4 | 291.4 | 290.7 | 289 | 286.8 | 284.5 | 283.3 | 282.1 | 280.3 | 278 | 273.7 | 277.5 | 6.47 | 1.11 | 6.26 | 5.03 | 17.16% | 283.12 | 6.2479 | 0.33441 | 6.158 | 1.0146 | 6.5645 | 468.22 | 488.56
2012-02-20 07:30 | 6.54 | 6.45 | 6.27 | 6.1 | 6.03 | 5.93 | 5.77 | 5.64 | 5.55 | 5.34 | 290 | 289 | 286.9 | 284.9 | 283.5 | 282.2 | 280.2 | 277.9 | 275.3 | 271.5 | 273.7 | 5.82 | 0.78 | 5.8 | 4.94 | 13.4% | 281.9 | 5.8801 | 0.25276 | 5.9068 | 0.99547 | 5.7937 | 332.84 | 327.98
2012-02-20 07:50 | 6.38 | 6.23 | 5.95 | 5.71 | 5.51 | 5.34 | 5.16 | 5.03 | 4.92 | 4.36 | 282.5 | 281.4 | 278.8 | 277.5 | 275.9 | 274.2 | 272.5 | 269.9 | 265.7 | 259.2 | 266.9 | 5.06 | 1 | 4.9 | 3.45 | 19.76% | 273.945 | 5.3564 | 0.31686 | 5.3138 | 1.008 | 5.1006 | 209.72 | 216.2
2012-02-20 11:30 | 11.12 | 10.82 | 10.22 | 9.75 | 9.36 | 8.89 | 8.47 | 8.01 | 7.53 | 7.03 | 218.2 | 216.5 | 213.9 | 212.3 | 210.8 | 208.5 | 206.2 | 203.8 | 202 | 200.1 | 198.3 | 8.38 | 0.83 | 6.51 | 5.21 | 9.905% | 208.155 | 8.9248 | 0.44723 | 8.8286 | 1.0109 | 8.4713 | 1028.46 | 1061.49
2012-02-20 11:40 | 10.64 | 10.39 | 9.94 | 9.51 | 9.12 | 8.75 | 8.45 | 8.2 | 7.85 | 7.36 | 211.3 | 210.5 | 208.5 | 206.3 | 204.8 | 203.8 | 202.7 | 201.8 | 200.7 | 198.7 | 193.7 | 8.46 | 1.27 | 6.56 | 5.71 | 15.01% | 203.635 | 8.8459 | 0.32239 | 8.7064 | 1.016 | 8.5956 | 1057.82 | 1109.2
2012-02-20 11:50 | 11.07 | 10.76 | 10.23 | 9.77 | 9.39 | 9.02 | 8.64 | 8.22 | 8.02 | 7.73 | 209.1 | 208.1 | 206.2 | 204.6 | 203.5 | 203 | 202.6 | 201.8 | 200.9 | 199.6 | 192.5 | 8.65 | 1.3 | 6.79 | 5.93 | 15.03% | 202.94 | 9.0848 | 0.39775 | 8.9645 | 1.0134 | 8.766 | 1127.55 | 1171.59
2012-02-20 12:00 | 12.33 | 12.08 | 11.56 | 11.11 | 10.73 | 10.28 | 9.84 | 9.46 | 9.08 | 8.42 | 211.8 | 210.9 | 209.5 | 208 | 207.2 | 206.3 | 205.5 | 204.5 | 203.2 | 201.7 | 196.4 | 10.05 | 0.8 | 7.84 | 6.52 | 7.96% | 206.18 | 10.3175 | 0.40424 | 10.2158 | 1.01 | 10.1501 | 1650.35 | 1677.05
2012-02-20 12:10 | 12.44 | 12.23 | 11.89 | 11.44 | 10.97 | 10.53 | 10.1 | 9.66 | 9.23 | 8.44 | 208.8 | 208.2 | 207.3 | 207.2 | 207.1 | 206.5 | 205.8 | 205.4 | 204.2 | 203.2 | 197.7 | 10.25 | 0.85 | 7.86 | 6.59 | 8.293% | 206.395 | 10.5636 | 0.38528 | 10.4673 | 1.0092 | 10.3444 | 1703.75 | 1727.78
2012-02-20 12:20 | 11.74 | 11.54 | 11.13 | 10.8 | 10.36 | 10.01 | 9.74 | 9.44 | 9.06 | 8.49 | 207.6 | 207.1 | 206.7 | 205.6 | 204.2 | 203.7 | 203.7 | 202.8 | 202.3 | 201.9 | 193.6 | 9.74 | 1.38 | 7.61 | 6.5 | 14.17% | 203.7 | 10.0836 | 0.25268 | 9.9709 | 1.0113 | 9.8502 | 1537.94 | 1579.85
2012-02-20 12:30 | 10.8 | 10.62 | 10.21 | 9.9 | 9.58 | 9.19 | 8.89 | 8.7 | 8.39 | 7.97 | 204.7 | 204.6 | 204 | 203.9 | 203.2 | 201.9 | 200.1 | 198.6 | 197.1 | 195.6 | 190.4 | 8.67 | 1.15 | 6.99 | 6.54 | 13.26% | 201.63 | 9.2717 | 0.3067 | 9.1464 | 1.0137 | 8.7888 | 1134.89 | 1178.93
2012-02-20 12:40 | 11.4 | 11.19 | 10.74 | 10.14 | 9.65 | 9.21 | 8.78 | 8.44 | 8.26 | 8.05 | 201.9 | 201.5 | 200.9 | 200.2 | 199.3 | 198.5 | 197.6 | 196.3 | 194.1 | 191.5 | 188 | 8.61 | 1.05 | 7.12 | 7.07 | 12.2% | 198.365 | 9.3719 | 0.44184 | 9.1471 | 1.0246 | 8.8216 | 1112.87 | 1189.94
2012-02-20 12:50 | 12.81 | 12.66 | 12.3 | 11.92 | 11.62 | 11.23 | 10.74 | 10.19 | 9.65 | 8.81 | 205.9 | 205.5 | 204.7 | 204.2 | 203.9 | 203.5 | 202.1 | 200 | 197.1 | 195 | 192.5 | 10.52 | 1.5 | 8.13 | 7.11 | 14.26% | 203.29 | 11.0906 | 0.41227 | 11.1584 | 0.99392 | 10.456 | 1775.84 | 1759.82
2012-02-20 13:00 | 13.65 | 13.46 | 13.07 | 12.56 | 12.09 | 11.55 | 10.88 | 10.18 | 9.71 | 9.07 | 204.5 | 204.3 | 204.3 | 203.8 | 203 | 201.7 | 200.1 | 198.1 | 195.4 | 192.8 | 191.2 | 10.43 | 1.03 | 8.22 | 7.81 | 9.875% | 201.46 | 11.4757 | 0.55223 | 11.4515 | 1.0021 | 10.4521 | 1751.81 | 1757.15
2012-02-20 13:10 | 13.57 | 13.25 | 12.52 | 11.75 | 11.05 | 10.5 | 10.12 | 9.92 | 9.78 | 9.38 | 203.4 | 202.9 | 202.1 | 200.7 | 198.4 | 195.8 | 193.8 | 191.7 | 189.8 | 188.3 | 186.6 | 10.27 | 0.97 | 8.64 | 8.07 | 9.445% | 195.5 | 10.851 | 0.34064 | 10.4447 | 1.0389 | 10.6695 | 1709.09 | 1815.89
2012-02-20 13:20 | 14.28 | 14.04 | 13.51 | 12.94 | 12.35 | 11.66 | 11.06 | 10.6 | 10.17 | 9.45 | 202.8 | 202.3 | 201.3 | 200.3 | 199.2 | 197.6 | 196 | 194.3 | 192.2 | 189.9 | 187.2 | 10.97 | 1.21 | 8.99 | 7.95 | 11.03% | 197.36 | 11.8 | 0.48819 | 11.5721 | 1.0197 | 11.186 | 1895.99 | 1919.96
2012-02-20 13:30 | 14 | 13.74 | 13.2 | 12.64 | 12.16 | 11.76 | 11.45 | 11.25 | 11.05 | 10.51 | 202.3 | 201.5 | 199.7 | 197.7 | 196.2 | 194.8 | 193.9 | 193.2 | 192.2 | 191.1 | 185.5 | 11.97 | 1.01 | 10.02 | 8.61 | 8.438% | 194.665 | 11.9362 | 0.24687 | 11.7151 | 1.0189 | 12.196 | 1985.48 | 1990.2
2012-02-20 13:40 | 13.12 | 12.98 | 12.69 | 12.5 | 12.27 | 11.98 | 11.71 | 11.38 | 11.11 | 10.39 | 194.5 | 193.5 | 191.9 | 190.8 | 189.9 | 189 | 188.1 | 186.9 | 186.2 | 185.3 | 179.5 | 12.47 | 0.81 | 11.27 | 9.09 | 6.496% | 188.865 | 11.9179 | 0.21065 | 11.9409 | 0.99807 | 12.4459 | 1993.17 | 1992.95
2012-02-20 13:50 | 12.91 | 12.63 | 12.19 | 11.86 | 11.76 | 11.53 | 11.28 | 10.99 | 10.55 | 9.7 | 194.7 | 194.1 | 193.1 | 192 | 191 | 190.4 | 189.6 | 188.7 | 188.2 | 188.3 | 179.8 | 11.68 | 1.43 | 10.48 | 8.45 | 12.24% | 190.28 | 11.4262 | 0.20257 | 11.4938 | 0.99411 | 11.6112 | 1961.12 | 1955.24
2012-02-20 14:00 | 13.82 | 13.5 | 12.76 | 11.99 | 11.32 | 10.71 | 10.34 | 10.11 | 9.93 | 9.57 | 200.7 | 199.8 | 198.1 | 196.5 | 195.6 | 195 | 194.8 | 194.7 | 194.5 | 193.5 | 186.3 | 10.7 | 1.35 | 8.84 | 8.21 | 12.62% | 194.97 | 11.1022 | 0.32489 | 10.6562 | 1.0419 | 11.1479 | 1823.9 | 1916.6
2012-02-20 14:10 | 13.63 | 13.34 | 12.69 | 11.98 | 11.45 | 11.09 | 10.95 | 10.91 | 10.78 | 10.36 | 201 | 200.4 | 199.2 | 197.9 | 196.5 | 195.4 | 194.8 | 194.3 | 193.6 | 192.3 | 185.8 | 11.4 | 1.14 | 9.57 | 8.62 | 10% | 195.31 | 11.4365 | 0.1174 | 11.0698 | 1.0331 | 11.7776 | 1937.6 | 1969.52
2012-02-20 14:20 | 12.3 | 12.03 | 11.46 | 10.92 | 10.53 | 10.26 | 10.04 | 9.82 | 9.58 | 9.25 | 201.4 | 200.9 | 199.9 | 198.7 | 197.8 | 197.2 | 196.8 | 196.3 | 195.3 | 193.1 | 186.6 | 9.99 | 0.97 | 8.36 | 8.15 | 9.71% | 197.14 | 10.3973 | 0.20031 | 10.2282 | 1.0165 | 10.1552 | 1633.19 | 1679.72
2012-02-20 14:30 | 11.63 | 11.36 | 10.89 | 10.4 | 10.06 | 9.99 | 10.02 | 9.97 | 9.95 | 9.76 | 195.7 | 194.8 | 193.3 | 191.8 | 190.7 | 189.9 | 189.2 | 188.4 | 187.5 | 186.1 | 182.1 | 10.82 | 0.99 | 9.6 | 8.86 | 9.15% | 189.795 | 10.1977 | -0.027709 | 9.9943 | 1.0204 | 11.0403 | 1855.94 | 1907.36
2012-02-20 14:40 | 12.22 | 12.11 | 11.92 | 11.69 | 11.44 | 11.16 | 10.91 | 10.65 | 10.3 | 9.53 | 191.3 | 190.4 | 188.7 | 187.4 | 186.4 | 185.1 | 183.6 | 182.4 | 181.7 | 180.2 | 176.5 | 11.45 | 0.8 | 10.65 | 8.64 | 6.987% | 184.875 | 11.1119 | 0.20937 | 11.1238 | 0.99893 | 11.4377 | 1941.8 | 1940.96
2012-02-20 14:50 | 12.51 | 12.37 | 11.81 | 11.46 | 11.24 | 10.95 | 10.75 | 10.53 | 10.09 | 9.46 | 192.9 | 192.2 | 190.9 | 189.7 | 188.9 | 188.4 | 187.9 | 187.5 | 187.4 | 186.1 | 181.7 | 11.36 | 1.09 | 9.93 | 8.45 | 9.595% | 188.325 | 10.9718 | 0.17035 | 10.9211 | 1.0046 | 11.4128 | 1934.24 | 1938.44
2012-02-20 15:00 | 13.2 | 12.96 | 12.4 | 12.13 | 11.94 | 11.88 | 11.85 | 11.63 | 11.22 | 10.41 | 196.2 | 194.8 | 193.3 | 192.1 | 191.4 | 191 | 190.9 | 191 | 190 | 188.7 | 182.4 | 12.54 | 1.08 | 10.76 | 8.83 | 8.612% | 190.985 | 11.8421 | 0.023365 | 11.8757 | 0.99717 | 12.5045 | 1993.94 | 1993.5
2012-02-20 15:30 | 13.13 | 12.91 | 12.52 | 12.14 | 11.85 | 11.3 | 10.77 | 10.32 | 9.84 | 8.81 | 187.4 | 186.8 | 186.1 | 185.3 | 183.9 | 182.5 | 182.2 | 181.5 | 180.4 | 178.4 | 172.2 | 11.38 | 1.09 | 10.92 | 7.99 | 9.578% | 182.455 | 11.2488 | 0.44392 | 11.2225 | 1.0023 | 11.4066 | 1935.92 | 1938.44
2012-02-20 16:50 | 14.34 | 14.22 | 13.99 | 13.78 | 13.54 | 13.25 | 13.02 | 12.59 | 12.34 | 11.46 | 185.5 | 184.3 | 183 | 181.7 | 181.1 | 179.9 | 180 | 179 | 177.4 | 174.8 | 171.3 | 13.3 | 0.97 | 12.91 | 10.71 | 7.293% | 179.915 | 13.1728 | 0.16182 | 13.2168 | 0.99667 | 13.2557 | 1999.3 | 1999.26
2012-02-20 17:50 | 15 | 14.66 | 14.24 | 13.86 | 13.59 | 13.22 | 12.93 | 12.62 | 11.93 | 11.47 | 191.3 | 191.3 | 190.5 | 189.2 | 188.5 | 187.6 | 186.2 | 184.8 | 184 | 181.6 | 178.1 | 13.52 | 0.92 | 12.46 | 10.08 | 6.805% | 187.39 | 13.1839 | 0.20497 | 13.1781 | 1.0004 | 13.526 | 1999.52 | 1999.53
2012-02-20 18:50 | 15.42 | 15.26 | 15 | 14.74 | 14.49 | 14.21 | 13.91 | 13.6 | 13.29 | 12.56 | 193.9 | 193.2 | 192.1 | 191.1 | 190.2 | 189.5 | 189 | 188.3 | 187.7 | 186.6 | 179 | 14.36 | 1.4 | 12.91 | 11.25 | 9.749% | 189.425 | 14.1429 | 0.19718 | 14.1666 | 0.99832 | 14.3359 | 2000 | 2000
2012-02-20 19:00 | 15.63 | 15.37 | 14.98 | 14.73 | 14.52 | 14.23 | 13.79 | 13.26 | 12.69 | 11.85 | 194.1 | 193.5 | 192.7 | 191.9 | 191.2 | 190.6 | 189.8 | 188.9 | 188.4 | 188.2 | 180.9 | 14.6 | 1.18 | 12.74 | 10.44 | 8.082% | 190.48 | 14.0031 | 0.29025 | 14.1661 | 0.98849 | 14.432 | 2000 | 2000
2012-02-20 19:10 | 15.68 | 15.43 | 14.96 | 14.59 | 14.32 | 14.03 | 13.67 | 13.2 | 12.64 | 11.99 | 195 | 194.2 | 192.8 | 191.5 | 190.7 | 189.8 | 188.8 | 188.3 | 188 | 187.7 | 181 | 14.64 | 1.19 | 12.65 | 10.49 | 8.128% | 189.65 | 13.9009 | 0.24021 | 13.9778 | 0.9945 | 14.5595 | 2000 | 2000
2012-02-20 19:20 | 15.71 | 15.54 | 15.15 | 14.86 | 14.68 | 14.43 | 14.08 | 13.62 | 13.09 | 12.06 | 194.1 | 193.5 | 192.5 | 191.4 | 190.5 | 189.8 | 188.9 | 187.9 | 186.7 | 185.1 | 180.2 | 14.84 | 0.99 | 13.12 | 10.89 | 6.671% | 189.665 | 14.2306 | 0.2269 | 14.3793 | 0.98966 | 14.6865 | 2000 | 2000
2012-02-20 19:30 | 15.43 | 15.13 | 14.6 | 14.21 | 14.02 | 13.9 | 13.63 | 13.19 | 12.67 | 11.84 | 195.9 | 195.1 | 193.5 | 192.4 | 191.6 | 190.9 | 190.3 | 190 | 189.8 | 188.4 | 181.7 | 14.52 | 1.38 | 12.62 | 10.44 | 9.504% | 190.81 | 13.7224 | 0.18127 | 13.861 | 0.99 | 14.3748 | 2000 | 2000
2012-02-20 19:40 | 14.56 | 14.32 | 13.88 | 13.42 | 12.98 | 12.58 | 12.25 | 11.97 | 11.64 | 10.96 | 199 | 198.5 | 197.5 | 196.7 | 195.9 | 195.3 | 194.8 | 194.4 | 194 | 193.5 | 186.5 | 12.26 | 1.59 | 10.11 | 8.97 | 12.97% | 195.225 | 12.6745 | 0.24565 | 12.5322 | 1.0114 | 12.3992 | 1990.86 | 1992.4
2012-02-20 19:50 | 14.13 | 13.9 | 13.44 | 12.97 | 12.59 | 12.2 | 11.81 | 11.35 | 10.9 | 10.42 | 201.4 | 201 | 200.7 | 200.7 | 200.6 | 200.3 | 199.7 | 198.6 | 197.2 | 196.1 | 189.2 | 11.64 | 1.35 | 9.42 | 8.36 | 11.6% | 200.21 | 12.1964 | 0.30023 | 12.1433 | 1.0044 | 11.6909 | 1957.76 | 1961.96
2012-02-20 20:00 | 14.45 | 14.19 | 13.73 | 13.32 | 13 | 12.65 | 12.23 | 11.8 | 11.26 | 10.37 | 202.5 | 202.3 | 201.8 | 201.5 | 201 | 200.4 | 199.8 | 199.2 | 198.3 | 196.1 | 189.5 | 11.75 | 1.32 | 9.51 | 8.24 | 11.23% | 200.31 | 12.5629 | 0.31202 | 12.589 | 0.99793 | 11.7257 | 1967 | 1965.32
2012-02-20 20:10 | 14.98 | 14.83 | 14.53 | 14.08 | 13.54 | 12.98 | 12.44 | 12.06 | 11.76 | 11.29 | 201.8 | 201.5 | 201.3 | 200.8 | 200.2 | 199.3 | 198.2 | 197.4 | 196.8 | 195.9 | 188.7 | 11.93 | 1.2 | 9.63 | 9.06 | 10.06% | 199.135 | 13.0732 | 0.39267 | 12.9012 | 1.0133 | 12.089 | 1982.12 | 1988.99
2012-02-20 20:20 | 14.41 | 14.17 | 13.79 | 13.41 | 12.96 | 12.48 | 12.17 | 12.01 | 11.9 | 11.57 | 201.1 | 200.8 | 200 | 198.9 | 197.8 | 197 | 196.3 | 195.4 | 194.3 | 193.2 | 187.4 | 12.32 | 1.16 | 10.03 | 9.89 | 9.416% | 196.895 | 12.6809 | 0.23244 | 12.4351 | 1.0198 | 12.5635 | 1991.52 | 1994.16
2012-02-20 20:30 | 14.33 | 14.08 | 13.67 | 13.28 | 12.95 | 12.52 | 12.11 | 11.72 | 11.43 | 10.94 | 204.5 | 204.1 | 203.5 | 203 | 202.4 | 202 | 201.6 | 200.8 | 199.2 | 197 | 191.3 | 11.72 | 1.33 | 9.33 | 8.6 | 11.35% | 201.94 | 12.5315 | 0.30769 | 12.4604 | 1.0057 | 11.7869 | 1964.48 | 1970.36
2012-02-20 20:40 | 12.99 | 12.68 | 12.1 | 11.6 | 11.21 | 10.9 | 10.65 | 10.36 | 10.04 | 9.67 | 201.4 | 201 | 200.3 | 199.7 | 199.3 | 198.5 | 197.3 | 196.5 | 195.3 | 194.1 | 188.1 | 10.59 | 1.2 | 8.71 | 8.42 | 11.33% | 198.32 | 11.0016 | 0.21442 | 10.8638 | 1.0127 | 10.7243 | 1794.53 | 1829.24
2012-02-20 20:50 | 12.26 | 12.02 | 11.56 | 11.21 | 11.02 | 10.8 | 10.52 | 10.27 | 10.08 | 9.8 | 198.2 | 197.3 | 195.6 | 194.3 | 193.3 | 192.6 | 192 | 191.3 | 190.2 | 188.5 | 183.7 | 11.03 | 1.1 | 9.56 | 9.16 | 9.973% | 192.51 | 10.7842 | 0.24274 | 10.7594 | 1.0023 | 11.0554 | 1906.52 | 1909.04
2012-02-20 21:00 | 10.99 | 10.72 | 10.37 | 10.18 | 10.03 | 9.95 | 9.93 | 9.93 | 9.85 | 9.57 | 199.1 | 198 | 196.2 | 194.6 | 193.1 | 192.1 | 191.1 | 189.6 | 188.3 | 186.8 | 183.4 | 10.37 | 1.12 | 9.08 | 8.78 | 10.8% | 191.95 | 10.0222 | 0.018594 | 9.9471 | 1.0075 | 10.4483 | 1735.79 | 1757.15
2012-02-20 21:10 | 11.23 | 10.95 | 10.57 | 10.32 | 10.25 | 10.27 | 10.3 | 10.33 | 10.37 | 10.08 | 197.3 | 196.1 | 193.9 | 192.2 | 191 | 190.1 | 189 | 187.9 | 186.8 | 185.2 | 181.1 | 10.79 | 1.17 | 9.84 | 9.52 | 10.84% | 189.935 | 10.342 | -0.026955 | 10.2743 | 1.0066 | 10.8611 | 1847.93 | 1866.62
2012-02-20 21:20 | 12.22 | 11.97 | 11.61 | 11.4 | 11.29 | 11.21 | 11.17 | 11.2 | 11.2 | 10.75 | 198.1 | 197.2 | 195.5 | 194 | 193 | 191.7 | 190.3 | 189 | 187.7 | 185.3 | 181.2 | 11.76 | 0.87 | 10.54 | 9.78 | 7.398% | 191.49 | 11.2777 | 0.033033 | 11.2043 | 1.0066 | 11.8371 | 1967.84 | 1974.56
2012-02-20 21:30 | 12.14 | 11.9 | 11.48 | 11.07 | 10.89 | 10.83 | 10.75 | 10.65 | 10.56 | 10.29 | 199.9 | 199.2 | 197.4 | 195.7 | 194.4 | 193 | 191.7 | 190.4 | 189 | 186.7 | 183.2 | 10.84 | 1.07 | 9.67 | 9.36 | 9.871% | 192.805 | 10.881 | 0.068515 | 10.8185 | 1.0058 | 10.9026 | 1861.28 | 1877.3
2012-02-20 21:40 | 12.78 | 12.62 | 12.24 | 11.77 | 11.3 | 10.82 | 10.51 | 10.28 | 10.13 | 9.94 | 200.3 | 200.1 | 199.4 | 198.5 | 197 | 195.3 | 193.1 | 191.7 | 190.1 | 187.9 | 185.9 | 10.5 | 1.08 | 8.95 | 9.31 | 10.29% | 194.97 | 11.0188 | 0.26863 | 10.775 | 1.0226 | 10.7375 | 1770.5 | 1834.58
2012-02-20 21:50 | 12.32 | 12.12 | 11.77 | 11.34 | 10.9 | 10.48 | 10.24 | 10.1 | 9.83 | 9.53 | 200.6 | 199.6 | 198.9 | 198.7 | 198.3 | 197.7 | 196.5 | 194.4 | 192.3 | 190.5 | 186.3 | 10 | 1.18 | 8.58 | 8.36 | 11.8% | 197.52 | 10.6727 | 0.21409 | 10.4453 | 1.0218 | 10.2178 | 1637 | 1695.74
2012-02-20 22:00 | 11.78 | 11.56 | 11.19 | 10.84 | 10.46 | 10.05 | 9.62 | 8.95 | 8.33 | 7.85 | 202.7 | 202.1 | 200.8 | 199.4 | 199.5 | 199.6 | 198.5 | 196.6 | 195.5 | 193.4 | 189.7 | 8.64 | 1.28 | 7 | 6.55 | 14.81% | 199.435 | 9.9546 | 0.40409 | 9.9872 | 0.99673 | 8.6117 | 1123.88 | 1112.87
2012-02-20 22:10 | 12.01 | 11.79 | 11.41 | 11.08 | 10.65 | 10.14 | 9.58 | 9.08 | 8.62 | 7.91 | 202.3 | 201.5 | 200.5 | 200 | 199.3 | 199.2 | 198.7 | 196.8 | 194.9 | 192.6 | 189.3 | 8.68 | 1.17 | 7.15 | 6.55 | 13.48% | 199.125 | 10.1116 | 0.52498 | 10.0578 | 1.0053 | 8.7264 | 1138.56 | 1156.91
2012-02-20 22:20 | 11.42 | 11.21 | 10.77 | 10.4 | 10.08 | 9.68 | 9.18 | 8.73 | 8.43 | 7.94 | 201.8 | 201.2 | 200.5 | 200 | 199.8 | 199.2 | 198.2 | 197.2 | 195.7 | 192.8 | 189.7 | 8.37 | 1.17 | 6.92 | 6.61 | 13.98% | 199.05 | 9.6397 | 0.49009 | 9.6067 | 1.0034 | 8.3987 | 1024.79 | 1035.8
2012-02-20 22:30 | 11.43 | 11.18 | 10.8 | 10.52 | 10.3 | 9.98 | 9.45 | 9.14 | 8.8 | 8.5 | 198.5 | 197.7 | 196.2 | 196 | 196.4 | 195.1 | 194.1 | 193.2 | 192.2 | 188.7 | 186.4 | 8.92 | 0.97 | 7.52 | 7.4 | 10.87% | 194.95 | 9.8705 | 0.50427 | 9.9023 | 0.99679 | 8.8914 | 1226.64 | 1215.63
2012-02-20 22:40 | 11.83 | 11.65 | 11.25 | 10.8 | 10.45 | 10.12 | 9.79 | 9.3 | 8.88 | 8.35 | 202 | 201.2 | 200.6 | 200.7 | 200.1 | 198.7 | 197.4 | 195.9 | 194 | 193.8 | 187.9 | 8.75 | 0.94 | 7.08 | 6.99 | 10.74% | 198.505 | 10.0972 | 0.30636 | 10.072 | 1.0025 | 8.7718 | 1164.25 | 1171.59
2012-02-20 22:50 | 13.02 | 12.75 | 12.32 | 11.85 | 11.39 | 11.03 | 10.59 | 10.15 | 9.8 | 9.5 | 200.3 | 199.6 | 198.4 | 197.2 | 195.9 | 194.5 | 192.9 | 192 | 191.6 | 190.3 | 186.3 | 9.82 | 1.32 | 8.23 | 8.42 | 13.44% | 194.26 | 11.041 | 0.37619 | 10.9659 | 1.0068 | 9.8873 | 1568.42 | 1595.09
2012-02-20 23:00 | 14.37 | 14.16 | 13.52 | 12.79 | 12.16 | 11.64 | 11.17 | 10.73 | 10.38 | 9.9 | 205 | 204.4 | 203.2 | 202 | 200.7 | 199.7 | 198.7 | 196.9 | 195.2 | 192.4 | 188.9 | 10.49 | 1.38 | 8.47 | 8.58 | 13.16% | 199.55 | 11.8239 | 0.38087 | 11.5715 | 1.0218 | 10.7189 | 1767.83 | 1829.24
2012-02-20 23:10 | 14.84 | 14.54 | 13.96 | 13.41 | 12.94 | 12.39 | 11.94 | 11.49 | 11.2 | 10.74 | 204.5 | 203.9 | 202.9 | 201.1 | 199.5 | 198.1 | 196.5 | 195 | 193.8 | 190.2 | 188 | 10.87 | 1.21 | 8.89 | 9.53 | 11.13% | 197.86 | 12.4953 | 0.34188 | 12.3245 | 1.0139 | 11.0207 | 1869.29 | 1905.68
2012-02-20 23:20 | 14.89 | 14.64 | 14.1 | 13.65 | 13.16 | 12.53 | 11.89 | 11.34 | 11.08 | 10.7 | 208 | 207.6 | 206.1 | 205 | 204 | 202.7 | 200.5 | 199.2 | 196.9 | 194.9 | 192.3 | 11.6 | 1.19 | 9.12 | 8.73 | 10.26% | 202.37 | 12.5722 | 0.48449 | 12.4362 | 1.0109 | 11.7268 | 1954.4 | 1965.32
2012-02-20 23:30 | 15.45 | 15.31 | 15.01 | 14.71 | 14.21 | 13.68 | 13.19 | 12.52 | 11.71 | 10.98 | 207.2 | 206.6 | 204.8 | 203.3 | 202.3 | 201 | 199.7 | 199 | 196.6 | 193.4 | 191.9 | 12.69 | 1.36 | 9.87 | 8.86 | 10.72% | 200.805 | 13.5669 | 0.33707 | 13.6087 | 0.99693 | 12.6511 | 1995.59 | 1995.15
2012-02-20 23:50 | 16.59 | 16.39 | 16.07 | 15.75 | 15.37 | 14.86 | 14.31 | 13.65 | 12.99 | 11.86 | 211.4 | 210.9 | 209.7 | 208.1 | 206.6 | 205.4 | 204.3 | 203 | 201.7 | 200.1 | 197.3 | 14.3 | 1.47 | 11.07 | 9.18 | 10.28% | 205.235 | 14.6807 | 0.34852 | 14.7799 | 0.99329 | 14.204 | 2000 | 2000
2012-02-21 | 16.83 | 16.68 | 16.41 | 16.16 | 15.9 | 15.59 | 15.23 | 14.71 | 14.03 | 13.12 | 215.3 | 214.8 | 213.8 | 212.8 | 211.8 | 210.7 | 209.6 | 208.3 | 206.9 | 204.7 | 201.2 | 14.99 | 1.22 | 11.91 | 10.51 | 8.139% | 210.535 | 15.3814 | 0.21589 | 15.5379 | 0.98993 | 14.839 | 2000 | 2000
2012-02-21 00:10 | 17.02 | 16.75 | 16.24 | 15.78 | 15.32 | 14.81 | 14.31 | 13.74 | 13.1 | 12.08 | 220.6 | 219.7 | 217.8 | 216 | 214.8 | 213.9 | 212.8 | 211.6 | 210.4 | 209.4 | 204.3 | 14.31 | 1.18 | 11.73 | 9.82 | 8.246% | 213.735 | 14.7437 | 0.31737 | 14.7373 | 1.0004 | 14.3162 | 2000 | 2000
2012-02-21 00:20 | 17.64 | 17.4 | 16.91 | 16.38 | 15.87 | 15.37 | 14.89 | 14.4 | 13.9 | 12.96 | 221.4 | 220.5 | 218.9 | 217.5 | 216.4 | 215.2 | 213.6 | 211.9 | 210.3 | 208.2 | 205.4 | 14.97 | 1.21 | 12.51 | 9.74 | 8.083% | 214.96 | 15.3675 | 0.2932 | 15.3003 | 1.0044 | 15.0357 | 2000 | 2000
2012-02-21 00:30 | 18.58 | 18.23 | 17.64 | 17.04 | 16.55 | 16.05 | 15.61 | 15.1 | 14.49 | 13.32 | 224.1 | 222.9 | 220.9 | 219.8 | 218.5 | 217 | 216 | 214.7 | 213.3 | 211.5 | 208.5 | 15.99 | 1.02 | 13.99 | 10.78 | 6.379% | 216.85 | 16.0441 | 0.25687 | 15.9862 | 1.0036 | 16.0479 | 2000 | 2000
2012-02-21 04:00 | 14.89 | 14.65 | 14.48 | 14.21 | 13.9 | 13.63 | 13.41 | 13.16 | 12.7 | 12.05 | 279.8 | 279.5 | 279.1 | 278.6 | 278.4 | 278.1 | 277.9 | 277.5 | 277.2 | 277.1 | 270.6 | 13.97 | 1.72 | 13.73 | 11.24 | 12.31% | 278.07 | 13.6093 | 0.15037 | 13.5983 | 1.0008 | 13.9813 | 1999.97 | 1999.98
2012-02-21 04:10 | 14.71 | 14.56 | 14.2 | 14.04 | 14.01 | 13.87 | 13.68 | 13.56 | 13.41 | 12.73 | 285.5 | 284.9 | 283.8 | 282.4 | 281.6 | 280.9 | 280.8 | 280.3 | 280.3 | 279.5 | 274.5 | 14.12 | 1.83 | 14 | 12.03 | 12.96% | 280.885 | 13.7959 | 0.12746 | 13.8426 | 0.99662 | 14.0723 | 2000 | 2000
2012-02-21 04:20 | 15.29 | 15.07 | 14.76 | 14.45 | 14.17 | 13.91 | 13.7 | 13.54 | 13.31 | 12.9 | 290.5 | 290.3 | 290.2 | 290.4 | 290.8 | 290.9 | 291.2 | 291 | 290.9 | 292.2 | 281.3 | 13.67 | 2.41 | 13.6 | 11.93 | 17.63% | 290.945 | 13.9665 | 0.14058 | 13.8797 | 1.0063 | 13.7554 | 1999.67 | 1999.76
2012-02-21 04:30 | 14.85 | 14.81 | 14.77 | 14.66 | 14.43 | 14.09 | 13.76 | 13.54 | 13.26 | 12.84 | 294.4 | 294.4 | 293.7 | 293.3 | 292.6 | 292.4 | 292.4 | 292.5 | 292.9 | 294.7 | 285.3 | 14.47 | 1.77 | 14.34 | 12.72 | 12.23% | 292.4 | 14.0421 | 0.21901 | 14.0422 | 0.99999 | 14.4699 | 2000 | 2000
2012-02-21 04:40 | 15.89 | 15.87 | 15.85 | 15.69 | 15.48 | 15.14 | 14.87 | 14.62 | 14.22 | 13.41 | 294.3 | 294.2 | 294.3 | 294.3 | 294.2 | 294 | 293.6 | 293.3 | 293.2 | 294.1 | 285.8 | 15.21 | 2.03 | 14.97 | 13 | 13.35% | 293.94 | 15.0735 | 0.16629 | 15.101 | 0.99818 | 15.1823 | 2000 | 2000
2012-02-21 04:50 | 16.23 | 16.15 | 15.94 | 15.77 | 15.71 | 15.66 | 15.48 | 15.05 | 14.64 | 13.99 | 298.2 | 297.9 | 297.3 | 296.7 | 296.2 | 295.9 | 295.7 | 296 | 296.1 | 296 | 289.4 | 15.47 | 2.05 | 15.29 | 13.18 | 13.25% | 295.87 | 15.4251 | 0.10683 | 15.6341 | 0.98663 | 15.2632 | 2000 | 2000
2012-02-21 05:00 | 16.59 | 16.43 | 16.07 | 15.82 | 15.66 | 15.51 | 15.25 | 14.89 | 14.63 | 14.09 | 298.6 | 298.6 | 298.5 | 298.2 | 298.1 | 297.8 | 297.6 | 297.4 | 297.1 | 296.5 | 289.1 | 16 | 1.81 | 15.79 | 13.86 | 11.31% | 297.77 | 15.3846 | 0.15622 | 15.4725 | 0.99432 | 15.9091 | 2000 | 2000
2012-02-21 05:10 | 15.67 | 15.49 | 15.13 | 14.88 | 14.59 | 14.45 | 14.35 | 14.15 | 13.9 | 13.3 | 295.4 | 295.4 | 295.5 | 295.6 | 295.7 | 295.4 | 295.9 | 296.3 | 296.5 | 296.2 | 288.5 | 14.75 | 2.05 | 14.55 | 12.63 | 13.9% | 295.475 | 14.4721 | 0.064174 | 14.4356 | 1.0025 | 14.7873 | 2000 | 2000
2012-02-21 05:20 | 16.02 | 15.85 | 15.5 | 15.17 | 14.9 | 14.69 | 14.41 | 14.25 | 14.04 | 13.41 | 297.9 | 297.6 | 297.1 | 296.6 | 296.3 | 296.4 | 296.5 | 296.5 | 296.7 | 297.4 | 287.7 | 14.76 | 1.72 | 14.65 | 12.73 | 11.65% | 296.415 | 14.6902 | 0.17784 | 14.6496 | 1.0028 | 14.801 | 2000 | 2000
2012-02-21 05:30 | 15.31 | 15.13 | 14.81 | 14.65 | 14.61 | 14.57 | 14.48 | 14.34 | 14.11 | 13.66 | 295.1 | 294.9 | 294.5 | 294.5 | 294.2 | 293.7 | 293.3 | 293 | 292.8 | 292.3 | 286.4 | 14.6 | 2.13 | 14.43 | 12.85 | 14.59% | 293.64 | 14.4917 | 0.057259 | 14.5571 | 0.99551 | 14.5344 | 2000 | 2000
2012-02-21 05:40 | 13.96 | 13.83 | 13.53 | 13.35 | 13.21 | 13.08 | 12.83 | 12.65 | 12.51 | 12.29 | 297.4 | 297.3 | 296.7 | 296.7 | 296.9 | 297 | 296.7 | 296.2 | 295.8 | 295.8 | 289.9 | 13.82 | 1.65 | 13.68 | 11.87 | 11.94% | 296.955 | 13.018 | 0.17833 | 13.0439 | 0.99802 | 13.7926 | 1999.82 | 1999.79
2012-02-21 05:50 | 14.82 | 14.68 | 14.38 | 14.02 | 13.66 | 13.39 | 13.18 | 12.93 | 12.6 | 12.31 | 300.4 | 300.2 | 299.9 | 299.5 | 298.9 | 297.9 | 296.9 | 296 | 295.6 | 295.6 | 289.7 | 13.19 | 2.1 | 13.16 | 11.93 | 15.92% | 297.75 | 13.4429 | 0.14608 | 13.3597 | 1.0062 | 13.2721 | 1999.19 | 1999.27
2012-02-21 06:00 | 14.53 | 14.45 | 14.33 | 14.12 | 13.89 | 13.69 | 13.54 | 13.3 | 12.95 | 12.35 | 298 | 297.9 | 297.8 | 298 | 298.3 | 298.4 | 298.5 | 298.8 | 298.8 | 298.4 | 289.6 | 13.34 | 1.71 | 13.21 | 11.75 | 12.82% | 298.415 | 13.6535 | 0.10181 | 13.6684 | 0.99891 | 13.3254 | 1999.34 | 1999.33
2012-02-21 06:10 | 14.86 | 14.7 | 14.46 | 14.25 | 14.03 | 13.76 | 13.46 | 13.25 | 13.13 | 12.82 | 296.2 | 296.2 | 296 | 295.5 | 295 | 294.7 | 294.5 | 295.1 | 295.6 | 295.5 | 289.5 | 14.61 | 1.87 | 14.43 | 12.66 | 12.8% | 294.67 | 13.7526 | 0.2037 | 13.7166 | 1.0026 | 14.6483 | 2000 | 2000
2012-02-21 06:20 | 13.73 | 13.68 | 13.56 | 13.45 | 13.42 | 13.47 | 13.47 | 13.4 | 13.26 | 12.88 | 300 | 299.6 | 298.6 | 297.6 | 296.7 | 296.1 | 295.8 | 295.3 | 295.1 | 295.9 | 290.5 | 14.35 | 2.19 | 14.38 | 13.34 | 15.26% | 296.055 | 13.4105 | 0 | 13.47 | 0.99558 | 14.2866 | 2000 | 2000
2012-02-21 06:30 | 13.48 | 13.44 | 13.36 | 13.27 | 13.16 | 13.02 | 12.81 | 12.53 | 12.28 | 11.97 | 295.1 | 294.7 | 294.2 | 294.7 | 295.2 | 295.5 | 295.8 | 296.2 | 296.6 | 296.7 | 287.9 | 13.18 | 1.98 | 13.14 | 11.73 | 15.02% | 295.545 | 12.8928 | 0.15026 | 12.9897 | 0.99254 | 13.0817 | 1999.18 | 1999.08
2012-02-21 06:40 | 13.86 | 13.77 | 13.66 | 13.58 | 13.49 | 13.41 | 13.26 | 12.96 | 12.75 | 12.33 | 298.2 | 297.9 | 297.2 | 296.9 | 296.9 | 296.9 | 297 | 297.2 | 297.3 | 297.5 | 288.5 | 13.86 | 2.09 | 13.79 | 11.88 | 15.08% | 296.915 | 13.2732 | 0.10395 | 13.3884 | 0.99139 | 13.7407 | 1999.86 | 1999.74
2012-02-21 06:50 | 14.54 | 14.47 | 14.26 | 14.06 | 13.89 | 13.67 | 13.35 | 13.11 | 12.94 | 12.62 | 297 | 296.8 | 296.4 | 296 | 295.9 | 295.7 | 295.6 | 295.5 | 295.7 | 296.4 | 287.9 | 13.96 | 1.84 | 13.75 | 11.93 | 13.18% | 295.685 | 13.5979 | 0.21889 | 13.6237 | 0.99811 | 13.9336 | 1999.96 | 1999.93
2012-02-21 07:00 | 14.39 | 14.19 | 13.72 | 13.31 | 13.05 | 12.87 | 12.68 | 12.54 | 12.29 | 11.75 | 296.5 | 296.6 | 296.7 | 296.6 | 296.3 | 295.8 | 295.4 | 295.6 | 295.9 | 296.1 | 287.7 | 12.6 | 1.57 | 12.61 | 11.16 | 12.46% | 295.74 | 12.9178 | 0.13744 | 12.8426 | 1.0059 | 12.6738 | 1994.6 | 1995.37
2012-02-21 07:10 | 14.04 | 13.94 | 13.67 | 13.43 | 13.23 | 12.95 | 12.66 | 12.33 | 11.9 | 11.37 | 297.6 | 297.6 | 297.4 | 296.7 | 296.2 | 296.2 | 296 | 295.8 | 295.8 | 296.2 | 288.3 | 13.24 | 1.56 | 13 | 11.36 | 11.78% | 296.17 | 12.8619 | 0.20929 | 12.908 | 0.99642 | 13.1926 | 1999.24 | 1999.19
2012-02-21 07:20 | 15.31 | 15.2 | 15.01 | 14.82 | 14.65 | 14.53 | 14.33 | 13.99 | 13.66 | 13.05 | 295.8 | 295.5 | 295.1 | 295.1 | 295.2 | 295.2 | 295.3 | 295.3 | 294.8 | 294.1 | 287.1 | 14.5 | 2.07 | 14.36 | 12.41 | 14.28% | 295.215 | 14.3938 | 0.12808 | 14.5012 | 0.99259 | 14.3926 | 2000 | 2000
2012-02-21 07:30 | 16.15 | 15.97 | 15.74 | 15.5 | 15.24 | 14.99 | 14.65 | 14.33 | 14.1 | 13.53 | 295.2 | 295.4 | 295.6 | 295.3 | 295.3 | 295.5 | 295.4 | 295.2 | 295.2 | 295.2 | 287.9 | 15.56 | 2.45 | 15.45 | 13.64 | 15.75% | 295.485 | 14.9124 | 0.21202 | 14.9408 | 0.9981 | 15.5304 | 2000 | 2000
2012-02-21 07:40 | 15.75 | 15.68 | 15.53 | 15.33 | 15.18 | 15.09 | 14.97 | 14.79 | 14.54 | 13.94 | 296.3 | 296.3 | 296.7 | 297.2 | 297.3 | 297 | 296.4 | 295.8 | 295.4 | 295.3 | 288.4 | 15.44 | 2.03 | 15.35 | 13.33 | 13.15% | 296.91 | 15.0263 | 0.073781 | 15.0727 | 0.99692 | 15.3924 | 2000 | 2000
2012-02-21 07:50 | 14.97 | 14.86 | 14.6 | 14.38 | 14.11 | 13.79 | 13.54 | 13.39 | 13.25 | 12.93 | 299.8 | 299.7 | 299.3 | 299.2 | 299.2 | 299.1 | 298.6 | 298.3 | 298.6 | 298.5 | 289.6 | 14.02 | 1.79 | 13.87 | 12.2 | 12.77% | 299.025 | 13.8574 | 0.16907 | 13.7539 | 1.0075 | 14.1255 | 2000 | 2000
2012-02-21 08:00 | 16.49 | 16.39 | 16.2 | 15.96 | 15.7 | 15.46 | 15.2 | 14.87 | 14.5 | 13.9 | 295.4 | 295.3 | 294.8 | 294.4 | 294.3 | 294.2 | 293.7 | 293.1 | 292.9 | 293 | 286.5 | 15.5 | 2.15 | 15.21 | 13.18 | 13.87% | 294.125 | 15.3805 | 0.15673 | 15.4225 | 0.99728 | 15.4578 | 2000 | 2000
2012-02-21 08:10 | 16.34 | 16.15 | 15.82 | 15.51 | 15.31 | 15.1 | 14.86 | 14.66 | 14.5 | 14.16 | 291.9 | 291.7 | 291.3 | 291 | 290.6 | 290.3 | 290 | 289.6 | 289 | 289 | 283.9 | 15.91 | 1.64 | 15.69 | 13.82 | 10.31% | 290.255 | 15.0999 | 0.14806 | 15.0654 | 1.0023 | 15.9464 | 2000 | 2000
2012-02-21 08:20 | 16.14 | 16.06 | 15.93 | 15.78 | 15.62 | 15.47 | 15.36 | 15.28 | 15.1 | 14.6 | 293.8 | 293.7 | 293.4 | 293.2 | 292.9 | 292.7 | 292.9 | 293.2 | 293.3 | 293.6 | 284.2 | 15.17 | 1.85 | 15.12 | 13.7 | 12.2% | 292.73 | 15.4766 | 0.065943 | 15.4542 | 1.0015 | 15.192 | 2000 | 2000
2012-02-21 08:30 | 16.08 | 16.01 | 15.82 | 15.68 | 15.52 | 15.43 | 15.35 | 15.06 | 14.68 | 14.05 | 291.3 | 291.3 | 291.4 | 291.2 | 291 | 290.8 | 290.6 | 290.4 | 290.3 | 290.6 | 283.6 | 16.21 | 2.26 | 16.06 | 14.24 | 13.94% | 290.77 | 15.3248 | 0.048036 | 15.4185 | 0.99393 | 16.1115 | 2000 | 2000
2012-02-21 08:40 | 16.44 | 16.32 | 16.13 | 15.97 | 15.82 | 15.65 | 15.43 | 15.22 | 14.99 | 14.41 | 292 | 291.9 | 291.4 | 290.9 | 290.5 | 290.5 | 290.5 | 290.4 | 290.5 | 290.7 | 284.4 | 15.7 | 1.78 | 15.66 | 13.88 | 11.34% | 290.5 | 15.5695 | 0.13083 | 15.6183 | 0.99688 | 15.651 | 2000 | 2000
2012-02-21 08:50 | 16.87 | 16.72 | 16.59 | 16.49 | 16.42 | 16.29 | 16.1 | 15.89 | 15.61 | 15.07 | 294.2 | 294.2 | 294.1 | 294 | 294 | 294.1 | 294.3 | 294.2 | 293.8 | 294.5 | 285.9 | 16.39 | 2.42 | 16.29 | 14.8 | 14.77% | 294.13 | 16.163 | 0.10842 | 16.2626 | 0.99387 | 16.2895 | 2000 | 2000
2012-02-21 09:00 | 15.86 | 15.75 | 15.61 | 15.47 | 15.4 | 15.3 | 15.08 | 14.71 | 14.27 | 13.61 | 292.7 | 292.8 | 292.8 | 292.6 | 292.4 | 292.1 | 291.9 | 291.9 | 292.2 | 292.5 | 284.2 | 15.42 | 1.79 | 15.34 | 13.66 | 11.61% | 292.07 | 15.0774 | 0.13384 | 15.2683 | 0.98749 | 15.2272 | 2000 | 2000
2012-02-21 09:10 | 16.53 | 16.51 | 16.32 | 16.17 | 16.06 | 15.89 | 15.65 | 15.44 | 15.17 | 14.65 | 290.9 | 290.7 | 290.4 | 289.8 | 289.3 | 289.2 | 289.1 | 289 | 288.5 | 287.7 | 283 | 16.16 | 1.89 | 16.06 | 14.32 | 11.7% | 289.185 | 15.783 | 0.14064 | 15.8554 | 0.99544 | 16.0862 | 2000 | 2000
2012-02-21 09:20 | 16.7 | 16.68 | 16.63 | 16.64 | 16.57 | 16.4 | 16.16 | 15.78 | 15.32 | 14.71 | 295 | 294.8 | 294.4 | 294.4 | 294.5 | 294.8 | 294.9 | 294.3 | 293.5 | 293 | 287.3 | 17.05 | 2.16 | 16.96 | 15.4 | 12.67% | 294.815 | 16.1649 | 0.13623 | 16.3654 | 0.98775 | 16.8411 | 2000 | 2000
2012-02-21 09:30 | 16.65 | 16.54 | 16.38 | 16.33 | 16.2 | 16.02 | 15.88 | 15.71 | 15.5 | 15.09 | 295 | 294.8 | 294.8 | 294.9 | 295 | 294.8 | 294.8 | 295 | 294.9 | 294.7 | 287.3 | 16.16 | 2.11 | 15.93 | 14.62 | 13.06% | 294.8 | 15.9764 | 0.081113 | 15.9999 | 0.99853 | 16.1363 | 2000 | 2000
2012-02-21 09:40 | 14.99 | 14.87 | 14.64 | 14.55 | 14.46 | 14.32 | 14.15 | 13.93 | 13.68 | 13.11 | 293.1 | 292.9 | 292.8 | 292.3 | 292 | 292.1 | 292.3 | 292.3 | 292 | 291.5 | 285.5 | 14.41 | 1.98 | 14.33 | 12.72 | 13.74% | 292.13 | 14.2172 | 0.11036 | 14.2955 | 0.99452 | 14.331 | 2000 | 2000
2012-02-21 09:50 | 16.66 | 16.59 | 16.44 | 16.24 | 16 | 15.81 | 15.75 | 15.71 | 15.56 | 15.17 | 294.3 | 294.5 | 294.2 | 294.1 | 294.2 | 294.2 | 294.2 | 293.8 | 293.4 | 292.9 | 285.3 | 16.29 | 1.78 | 16.12 | 15.03 | 10.93% | 294.2 | 15.9094 | 0.035137 | 15.8014 | 1.0068 | 16.4014 | 2000 | 2000
2012-02-21 10:00 | 15.76 | 15.63 | 15.47 | 15.38 | 15.34 | 15.22 | 14.99 | 14.78 | 14.55 | 14.07 | 298.8 | 298.5 | 297.9 | 297.6 | 297.3 | 296.9 | 296.7 | 296.6 | 296.3 | 296.3 | 289.2 | 15.5 | 2.02 | 15.37 | 13.58 | 13.03% | 296.87 | 15.0739 | 0.14071 | 15.1868 | 0.99256 | 15.3847 | 2000 | 2000
2012-02-21 10:20 | 13.66 | 13.62 | 13.54 | 13.38 | 13.21 | 13 | 12.82 | 12.72 | 12.54 | 12.21 | 300.1 | 300.4 | 300.9 | 301.2 | 301.5 | 301.6 | 301.3 | 300.8 | 300.1 | 299.6 | 290.8 | 12.76 | 1.53 | 12.72 | 11.93 | 11.99% | 301.555 | 13.007 | 0.12885 | 12.9741 | 1.0025 | 12.7924 | 1996.36 | 1996.69
2012-02-21 10:30 | 15.92 | 15.83 | 15.69 | 15.49 | 15.21 | 14.96 | 14.75 | 14.58 | 14.49 | 14.16 | 292.7 | 292.7 | 292.8 | 292.8 | 292.6 | 292.6 | 292.6 | 292.8 | 293.3 | 294.2 | 284.8 | 15.25 | 1.69 | 15.22 | 13.55 | 11.08% | 292.6 | 15.0074 | 0.13064 | 14.9297 | 1.0052 | 15.3294 | 2000 | 2000
2012-02-21 10:40 | 15.88 | 15.75 | 15.56 | 15.46 | 15.37 | 15.31 | 15.15 | 14.96 | 14.76 | 14.34 | 296.3 | 296.3 | 296.5 | 296.7 | 296.8 | 297 | 297.4 | 297.8 | 298.2 | 298.3 | 289.9 | 15.29 | 2.05 | 15.26 | 13.62 | 13.41% | 297.06 | 15.1995 | 0.097083 | 15.287 | 0.99428 | 15.2025 | 2000 | 2000
2012-02-21 10:50 | 15.79 | 15.7 | 15.53 | 15.41 | 15.28 | 15.07 | 14.79 | 14.51 | 14.25 | 13.77 | 299.4 | 299.3 | 299.3 | 299.6 | 299.8 | 299.9 | 299.9 | 300 | 300.1 | 300.4 | 292 | 15.19 | 2.12 | 15.02 | 13.21 | 13.96% | 299.9 | 14.9485 | 0.17331 | 15.0296 | 0.99461 | 15.1081 | 2000 | 2000
2012-02-21 11:00 | 15.1 | 15.08 | 15.06 | 14.96 | 14.77 | 14.63 | 14.57 | 14.42 | 14.16 | 13.67 | 300.9 | 300.7 | 300.4 | 299.9 | 299.8 | 299.7 | 299.4 | 299.1 | 299.1 | 299.5 | 292 | 14.91 | 1.66 | 14.73 | 12.82 | 11.13% | 299.655 | 14.6158 | 0.037977 | 14.6214 | 0.99962 | 14.9043 | 2000 | 2000
2012-02-21 11:10 | 13.96 | 13.87 | 13.67 | 13.53 | 13.41 | 13.24 | 13.04 | 12.83 | 12.62 | 12.05 | 298.8 | 298.5 | 298 | 297.9 | 297.9 | 297.5 | 297.4 | 297.7 | 298.2 | 297.9 | 288.8 | 13.27 | 1.74 | 13.14 | 11.35 | 13.11% | 297.485 | 13.1629 | 0.14066 | 13.2112 | 0.99634 | 13.2215 | 1999.27 | 1999.22
2012-02-21 11:20 | 14.92 | 14.88 | 14.75 | 14.61 | 14.42 | 14.26 | 14.24 | 14.14 | 13.91 | 13.44 | 292 | 291.9 | 291.8 | 292 | 292.3 | 292.5 | 292.4 | 292.3 | 292.2 | 292.3 | 283.4 | 14.63 | 2.04 | 14.47 | 12.86 | 13.94% | 292.485 | 14.3047 | 0.01297 | 14.2571 | 1.0033 | 14.6788 | 2000 | 2000
2012-02-21 11:30 | 13.77 | 13.75 | 13.74 | 13.64 | 13.6 | 13.58 | 13.52 | 13.37 | 13.14 | 12.67 | 289 | 288.8 | 288.5 | 288.5 | 288.6 | 288.5 | 288.7 | 288.5 | 287.8 | 287.4 | 280.7 | 13.76 | 1.43 | 13.76 | 12.75 | 10.39% | 288.53 | 13.4786 | 0.04092 | 13.5714 | 0.99316 | 13.6659 | 1999.76 | 1999.67
2012-02-21 11:40 | 13.52 | 13.35 | 13.06 | 12.88 | 12.71 | 12.54 | 12.47 | 12.41 | 12.25 | 11.85 | 298.1 | 297.9 | 297.7 | 297.6 | 297.6 | 297.9 | 297.9 | 297.4 | 297.3 | 297.6 | 290.1 | 12.91 | 1.87 | 12.75 | 11.38 | 14.48% | 297.9 | 12.6045 | 0.051729 | 12.5299 | 1.0059 | 12.9868 | 1998.01 | 1998.89
2012-02-21 11:50 | 16.22 | 16.19 | 16.12 | 16.08 | 16.03 | 15.96 | 15.85 | 15.61 | 15.21 | 14.7 | 300.5 | 300.5 | 300.6 | 300.5 | 300.4 | 300.2 | 299.9 | 299.6 | 299.5 | 299.7 | 291.7 | 15.59 | 2.14 | 15.55 | 13.53 | 13.73% | 300.155 | 15.7963 | 0.063911 | 15.9442 | 0.99072 | 15.4454 | 2000 | 2000
2012-02-21 12:00 | 15.93 | 15.9 | 15.78 | 15.57 | 15.41 | 15.35 | 15.37 | 15.37 | 15.26 | 14.94 | 300.3 | 300.3 | 300.2 | 300.2 | 300.2 | 300.4 | 300.4 | 300.4 | 300.5 | 300.4 | 292 | 16.18 | 2.14 | 16.12 | 14.87 | 13.23% | 300.4 | 15.4298 | -0.012033 | 15.3529 | 1.005 | 16.2611 | 2000 | 2000
2012-02-21 12:10 | 17.29 | 17.22 | 17.11 | 17.09 | 17 | 16.82 | 16.62 | 16.44 | 16.24 | 15.84 | 298.9 | 298.8 | 298.9 | 298.8 | 298.6 | 298.6 | 298.8 | 298.8 | 298.6 | 298.2 | 292.3 | 17.27 | 1.8 | 17.08 | 15.58 | 10.42% | 298.63 | 16.7306 | 0.11054 | 16.7912 | 0.99639 | 17.2077 | 2000 | 2000
2012-02-21 12:20 | 16.42 | 16.33 | 16.2 | 16.15 | 16.13 | 16.08 | 15.96 | 15.81 | 15.59 | 15.15 | 299.8 | 299.7 | 299.6 | 299.5 | 299.3 | 299.1 | 299 | 299.1 | 299.3 | 299.9 | 290.4 | 15.96 | 1.96 | 15.86 | 13.97 | 12.28% | 299.085 | 15.96 | 0.069221 | 16.0628 | 0.9936 | 15.8579 | 2000 | 2000
2012-02-21 12:40 | 17.97 | 17.94 | 17.82 | 17.72 | 17.59 | 17.43 | 17.28 | 17.11 | 16.85 | 16.3 | 298.9 | 299 | 299.1 | 298.9 | 299 | 299.5 | 299.4 | 299.1 | 299.4 | 299.6 | 292.7 | 18.15 | 1.8 | 18.09 | 16.5 | 9.917% | 299.485 | 17.3633 | 0.079871 | 17.4084 | 0.99741 | 18.103 | 2000 | 2000
2012-02-21 12:50 | 14.57 | 14.55 | 14.47 | 14.34 | 14.13 | 13.92 | 13.8 | 13.67 | 13.53 | 13.21 | 299.4 | 299 | 298.5 | 298.4 | 299.1 | 300 | 300.5 | 300.8 | 301.1 | 302 | 292.5 | 14.65 | 2.21 | 14.45 | 12.85 | 15.09% | 300.075 | 13.9559 | 0.080009 | 13.9027 | 1.0038 | 14.706 | 2000 | 2000
2012-02-21 13:00 | 16.91 | 16.89 | 16.8 | 16.76 | 16.77 | 16.67 | 16.45 | 16.1 | 15.68 | 15.12 | 299.2 | 299.1 | 299.2 | 299.3 | 299.6 | 300 | 300.3 | 300.6 | 300.9 | 301.7 | 291 | 17.01 | 2.6 | 16.76 | 14.71 | 15.29% | 300.045 | 16.4171 | 0.12277 | 16.6383 | 0.9867 | 16.7838 | 2000 | 2000
2012-02-21 13:20 | 17.02 | 16.96 | 16.94 | 16.93 | 16.86 | 16.75 | 16.66 | 16.63 | 16.53 | 15.99 | 305.1 | 305.2 | 305.8 | 306.4 | 306.9 | 306.9 | 306.5 | 306.2 | 306 | 305.9 | 297.5 | 17.05 | 2.32 | 16.92 | 15.78 | 13.61% | 306.84 | 16.7218 | 0.049787 | 16.7371 | 0.99909 | 17.0345 | 2000 | 2000
2012-02-21 13:30 | 14.16 | 14.09 | 13.94 | 13.79 | 13.63 | 13.49 | 13.33 | 13.17 | 12.99 | 12.77 | 306.3 | 306.6 | 307.1 | 307.5 | 307.3 | 306.8 | 306.7 | 306.5 | 306.7 | 307.9 | 298.1 | 14.09 | 1.69 | 13.9 | 12.58 | 11.99% | 306.785 | 13.4626 | 0.11026 | 13.467 | 0.99968 | 14.0855 | 2000 | 2000
2012-02-21 13:40 | 13.58 | 13.54 | 13.42 | 13.26 | 13.07 | 12.89 | 12.76 | 12.62 | 12.42 | 11.94 | 308.9 | 308.9 | 308.6 | 308.3 | 308.3 | 308 | 307.7 | 308 | 308.6 | 309 | 300.1 | 12.96 | 1.71 | 12.8 | 11.65 | 13.19% | 307.955 | 12.8924 | 0.093672 | 12.8713 | 1.0016 | 12.9813 | 1998.56 | 1998.78
2012-02-21 13:50 | 16.44 | 16.31 | 16.08 | 15.93 | 15.72 | 15.5 | 15.31 | 15.13 | 14.97 | 14.59 | 300.5 | 300.6 | 301 | 300.9 | 300.7 | 300.3 | 300.1 | 300.1 | 300.3 | 300.5 | 294.3 | 16.07 | 1.68 | 15.91 | 14.69 | 10.45% | 300.27 | 15.5016 | 0.11398 | 15.4726 | 1.0019 | 16.1001 | 2000 | 2000
2012-02-21 14:00 | 17.53 | 17.47 | 17.32 | 17.19 | 17.07 | 16.97 | 16.8 | 16.6 | 16.32 | 15.86 | 302.8 | 302.6 | 302.2 | 301.9 | 301.7 | 301.5 | 301.4 | 301.5 | 301.3 | 300.9 | 294.6 | 17.46 | 2.5 | 17.33 | 15.29 | 14.32% | 301.485 | 16.8646 | 0.09304 | 16.9455 | 0.99522 | 17.3766 | 2000 | 2000
2012-02-21 14:10 | 16.75 | 16.61 | 16.39 | 16.18 | 15.95 | 15.71 | 15.5 | 15.31 | 15.08 | 14.64 | 304.9 | 305.1 | 305.2 | 305 | 304.9 | 304.8 | 305.1 | 305.4 | 305.7 | 306.7 | 297.8 | 15.92 | 2.06 | 15.74 | 14.04 | 12.94% | 304.845 | 15.7089 | 0.12436 | 15.6797 | 1.0019 | 15.9497 | 2000 | 2000
2012-02-21 14:20 | 15.96 | 15.79 | 15.43 | 15.06 | 14.77 | 14.6 | 14.51 | 14.39 | 14.23 | 13.89 | 304.4 | 304.3 | 304.1 | 303.8 | 303.4 | 302.7 | 301.8 | 301.1 | 300.8 | 301.5 | 297.4 | 15.76 | 2.39 | 15.55 | 13.9 | 15.16% | 302.565 | 14.7062 | 0.057141 | 14.5871 | 1.0082 | 15.8887 | 2000 | 2000
2012-02-21 14:30 | 13.8 | 13.75 | 13.64 | 13.57 | 13.53 | 13.46 | 13.3 | 13.17 | 13.04 | 12.73 | 306.9 | 306.9 | 306.7 | 306.5 | 306.3 | 306.2 | 306 | 306.1 | 306.4 | 306.6 | 298.9 | 13.81 | 1.51 | 13.76 | 12.36 | 10.93% | 306.17 | 13.3672 | 0.11051 | 13.437 | 0.9948 | 13.7383 | 1999.81 | 1999.74
2012-02-21 14:40 | 13.81 | 13.71 | 13.58 | 13.55 | 13.47 | 13.25 | 13.01 | 12.78 | 12.56 | 12.2 | 305.9 | 305.8 | 305.7 | 305.3 | 305 | 304.4 | 303.8 | 303.8 | 304.3 | 304.5 | 297.1 | 13.52 | 2.51 | 13.31 | 11.92 | 18.57% | 304.31 | 13.1458 | 0.16892 | 13.2153 | 0.99474 | 13.4489 | 1999.52 | 1999.45
2012-02-21 14:50 | 13.85 | 13.8 | 13.71 | 13.6 | 13.46 | 13.33 | 13.13 | 12.9 | 12.68 | 12.26 | 305.3 | 305.3 | 305.5 | 306 | 306.5 | 307 | 307.5 | 307.8 | 307.9 | 307.8 | 298.6 | 13.66 | 1.39 | 13.54 | 12.17 | 10.18% | 307.075 | 13.2286 | 0.1397 | 13.3012 | 0.99455 | 13.5855 | 1999.66 | 1999.59
2012-02-21 15:00 | 12.78 | 12.65 | 12.38 | 12.17 | 12.01 | 11.86 | 11.75 | 11.62 | 11.4 | 10.95 | 305.4 | 305.4 | 305.5 | 305.7 | 306 | 306.5 | 306.6 | 306.4 | 306.2 | 306.3 | 298.2 | 12.17 | 1.99 | 11.98 | 10.48 | 16.35% | 306.515 | 11.8671 | 0.086109 | 11.8442 | 1.0019 | 12.1935 | 1989.87 | 1990.09
2012-02-21 15:10 | 13.37 | 13.25 | 12.98 | 12.7 | 12.52 | 12.38 | 12.33 | 12.23 | 11.99 | 11.51 | 304.1 | 304.1 | 304 | 304.1 | 304 | 303.7 | 303.6 | 303.6 | 303.5 | 302.9 | 295.2 | 13.06 | 1.51 | 12.96 | 11.21 | 11.56% | 303.685 | 12.4296 | 0.037398 | 12.3728 | 1.0046 | 13.1199 | 1999.06 | 1999.12
2012-02-21 15:20 | 12.82 | 12.75 | 12.66 | 12.56 | 12.49 | 12.39 | 12.19 | 11.94 | 11.73 | 11.46 | 303.6 | 303.7 | 303.6 | 303.2 | 302.8 | 302.5 | 302.3 | 302.4 | 302.7 | 303.1 | 294.9 | 13.15 | 1.92 | 13.06 | 11.99 | 14.6% | 302.47 | 12.2584 | 0.15039 | 12.3611 | 0.99169 | 13.0407 | 1999.15 | 1999.04
2012-02-21 15:30 | 13.9 | 13.74 | 13.49 | 13.28 | 13.14 | 13.08 | 13.09 | 13 | 12.75 | 12.18 | 304.4 | 304.4 | 304.3 | 304.3 | 304.2 | 304 | 303.6 | 302.8 | 301.9 | 300.7 | 296 | 13.18 | 1.78 | 12.91 | 11.5 | 13.51% | 303.94 | 13.0918 | -0.0070623 | 13.0814 | 1.0008 | 13.1905 | 1999.18 | 1999.19
2012-02-21 15:40 | 13.34 | 13.17 | 12.89 | 12.63 | 12.41 | 12.16 | 11.9 | 11.65 | 11.43 | 11.08 | 303.3 | 303 | 302.6 | 302.3 | 302.3 | 302.3 | 302.1 | 302 | 301.9 | 302.1 | 295.1 | 12.64 | 1.48 | 12.46 | 10.86 | 11.71% | 302.27 | 12.1455 | 0.19973 | 12.1224 | 1.0019 | 12.6641 | 1995.04 | 1995.26
2012-02-21 15:50 | 13.23 | 13.14 | 12.92 | 12.68 | 12.44 | 12.11 | 11.7 | 11.27 | 10.86 | 10.27 | 301.7 | 301.7 | 301.6 | 301.8 | 302 | 301.8 | 301.4 | 300.8 | 300.4 | 300.5 | 295.2 | 12.58 | 1.65 | 12.32 | 10.67 | 13.12% | 301.74 | 11.9833 | 0.31828 | 12.0504 | 0.99443 | 12.5099 | 1994.38 | 1993.61
2012-02-21 16:00 | 13.89 | 13.78 | 13.65 | 13.54 | 13.37 | 13.13 | 12.82 | 12.41 | 11.92 | 11.2 | 301.2 | 300.9 | 300.4 | 300.3 | 300.3 | 300.3 | 300.3 | 300.2 | 300 | 299.7 | 291.6 | 12.56 | 1.72 | 12.37 | 10.35 | 13.69% | 300.3 | 12.9391 | 0.2208 | 13.0851 | 0.98884 | 12.4198 | 1994.16 | 1992.62
2012-02-21 16:10 | 12.47 | 12.32 | 12.04 | 11.77 | 11.54 | 11.3 | 11.07 | 10.81 | 10.56 | 10.13 | 299.2 | 299 | 298.6 | 297.8 | 296.8 | 295.7 | 295 | 295.2 | 295.8 | 296.1 | 288.8 | 11.29 | 1.87 | 11.12 | 9.53 | 16.56% | 295.595 | 11.2845 | 0.19003 | 11.2668 | 1.0016 | 11.3078 | 1928.36 | 1930.04
2012-02-21 16:20 | 12.28 | 12.15 | 11.89 | 11.65 | 11.45 | 11.26 | 11.04 | 10.78 | 10.53 | 10.05 | 297.9 | 297.6 | 297 | 296.5 | 296.2 | 296.1 | 295.9 | 295.6 | 295.2 | 295 | 290 | 11.69 | 1.58 | 11.58 | 10.07 | 13.52% | 296.07 | 11.213 | 0.18234 | 11.2282 | 0.99864 | 11.6741 | 1961.96 | 1960.28
2012-02-21 16:30 | 11.99 | 11.84 | 11.59 | 11.3 | 11.01 | 10.78 | 10.6 | 10.37 | 10.03 | 9.57 | 298.1 | 297.9 | 297.2 | 297.1 | 297 | 297.1 | 297.3 | 296.9 | 296.3 | 296.1 | 288 | 10.85 | 1.27 | 10.71 | 8.79 | 11.71% | 297.13 | 10.7994 | 0.1556 | 10.754 | 1.0042 | 10.8958 | 1863.95 | 1877.3
2012-02-21 16:40 | 13.61 | 13.49 | 13.29 | 13.06 | 12.9 | 12.71 | 12.51 | 12.3 | 11.98 | 11.49 | 300 | 299.8 | 299.6 | 299.5 | 299.2 | 299.1 | 299.1 | 299.3 | 299.2 | 299.2 | 292 | 12.76 | 1.72 | 12.57 | 10.84 | 13.48% | 299.1 | 12.6546 | 0.14657 | 12.6812 | 0.9979 | 12.7333 | 1996.36 | 1996.03
2012-02-21 16:50 | 11.79 | 11.63 | 11.4 | 11.19 | 10.95 | 10.71 | 10.5 | 10.28 | 10.06 | 9.76 | 297.3 | 297.5 | 298 | 298.1 | 298.2 | 298.2 | 298 | 297.6 | 297.1 | 297 | 288.3 | 11.04 | 1.4 | 10.94 | 9.7 | 12.68% | 298.17 | 10.7197 | 0.183 | 10.6797 | 1.0038 | 11.0814 | 1907.36 | 1910.72
2012-02-21 17:00 | 11.01 | 10.86 | 10.6 | 10.48 | 10.42 | 10.35 | 10.21 | 10.08 | 9.9 | 9.47 | 295 | 294.6 | 294 | 293.7 | 293.3 | 292.8 | 292.1 | 291.1 | 290.4 | 290.1 | 284.1 | 10.8 | 1.18 | 10.7 | 9.44 | 10.93% | 292.695 | 10.2723 | 0.12585 | 10.3298 | 0.99443 | 10.7398 | 1850.6 | 1834.58
2012-02-21 17:10 | 11.73 | 11.6 | 11.29 | 11.01 | 10.79 | 10.52 | 10.34 | 10.2 | 10.03 | 9.6 | 294.2 | 293.9 | 293.3 | 292.7 | 292.4 | 292.5 | 293.1 | 293.5 | 292.8 | 291.9 | 285.1 | 10.8 | 1.48 | 10.65 | 8.88 | 13.7% | 292.59 | 10.5908 | 0.15948 | 10.494 | 1.0092 | 10.8996 | 1850.6 | 1877.3
2012-02-21 17:20 | 12.84 | 12.72 | 12.49 | 12.23 | 11.89 | 11.47 | 11.05 | 10.66 | 10.31 | 10 | 294.8 | 294.4 | 293.9 | 293.8 | 293.7 | 293.3 | 292.9 | 292.4 | 292 | 292.5 | 284.9 | 10.73 | 1.19 | 10.49 | 8.81 | 11.09% | 293.24 | 11.4496 | 0.34473 | 11.4089 | 1.0036 | 10.7683 | 1831.91 | 1842.59
2012-02-21 17:30 | 14.3 | 14.13 | 13.8 | 13.47 | 13.16 | 12.84 | 12.5 | 12.18 | 11.89 | 11.31 | 296.6 | 296.2 | 295.7 | 295.7 | 295.6 | 295.1 | 294.6 | 294.2 | 293.8 | 294 | 287.7 | 13.03 | 1.58 | 12.81 | 10.63 | 12.13% | 295.025 | 12.8246 | 0.248 | 12.7907 | 1.0026 | 13.0645 | 1999.03 | 1999.06
2012-02-21 17:40 | 13.73 | 13.62 | 13.33 | 12.96 | 12.64 | 12.34 | 12.09 | 11.92 | 11.69 | 11.2 | 299 | 298.9 | 298.5 | 297.9 | 297.5 | 297.1 | 296.5 | 295.9 | 295.5 | 295.2 | 289 | 12.35 | 1.39 | 12.15 | 10.5 | 11.26% | 297.01 | 12.414 | 0.18914 | 12.3039 | 1.009 | 12.4606 | 1991.85 | 1993.06
2012-02-21 17:50 | 13.81 | 13.69 | 13.46 | 13.2 | 12.94 | 12.7 | 12.47 | 12.16 | 11.88 | 11.34 | 296.3 | 296.1 | 296.1 | 295.9 | 295.6 | 295.1 | 294.9 | 294.9 | 294.9 | 295 | 287.5 | 13.24 | 1.19 | 13 | 10.46 | 8.988% | 295.07 | 12.6668 | 0.16889 | 12.6668 | 1 | 13.2401 | 1999.24 | 1999.24
2012-02-21 18:00 | 14.3 | 14.12 | 13.78 | 13.46 | 13.21 | 12.97 | 12.68 | 12.36 | 11.97 | 11.28 | 297.3 | 297 | 296.5 | 296 | 295.4 | 294.6 | 294.1 | 293.9 | 293.6 | 293.1 | 286.4 | 12.96 | 0.99 | 12.76 | 10.73 | 7.639% | 294.525 | 12.8969 | 0.20897 | 12.928 | 0.99759 | 12.9288 | 1998.56 | 1998.23
2012-02-21 18:10 | 14.05 | 13.89 | 13.54 | 13.21 | 12.88 | 12.43 | 11.97 | 11.56 | 11.18 | 10.73 | 295.6 | 295.3 | 294.7 | 294.1 | 293.7 | 293.3 | 292.9 | 292.2 | 291.6 | 290.9 | 285.3 | 12.48 | 1.03 | 12.25 | 10.06 | 8.253% | 293.24 | 12.4031 | 0.34847 | 12.363 | 1.0032 | 12.5205 | 1993.28 | 1993.72
2012-02-21 18:20 | 13.64 | 13.46 | 13.18 | 12.87 | 12.6 | 12.34 | 12.02 | 11.64 | 11.17 | 10.5 | 293.8 | 293.2 | 292.3 | 291.4 | 290.4 | 289.9 | 289.6 | 289.1 | 288.3 | 287.6 | 283 | 12.09 | 1.43 | 11.93 | 9.79 | 11.83% | 289.855 | 12.2384 | 0.2428 | 12.2936 | 0.9955 | 12.0356 | 1988.99 | 1988.44
2012-02-21 18:30 | 15.12 | 14.94 | 14.52 | 14.08 | 13.69 | 13.31 | 13 | 12.65 | 12.29 | 11.72 | 294.8 | 294.3 | 293.2 | 292.4 | 291.8 | 291.3 | 290.3 | 289.5 | 289.2 | 289.1 | 283.2 | 13.74 | 1.42 | 13.51 | 11.38 | 10.33% | 291.15 | 13.3599 | 0.21778 | 13.2651 | 1.0071 | 13.8381 | 1999.74 | 1999.84
2012-02-21 18:40 | 13.91 | 13.76 | 13.5 | 13.3 | 13.07 | 12.77 | 12.47 | 12.17 | 11.84 | 11.18 | 295.1 | 294.6 | 293.5 | 292.5 | 291.7 | 290.9 | 290.4 | 289.7 | 289.2 | 288.7 | 283.2 | 12.98 | 1.18 | 12.73 | 10.75 | 9.091% | 290.825 | 12.7026 | 0.21969 | 12.7266 | 0.99811 | 12.9555 | 1998.78 | 1998.56
2012-02-21 18:50 | 11.54 | 11.42 | 11.17 | 10.93 | 10.72 | 10.48 | 10.23 | 9.99 | 9.77 | 9.26 | 284.2 | 283.5 | 282.6 | 281.9 | 281.3 | 280.6 | 280.1 | 279.5 | 279.2 | 279.4 | 273.1 | 10.62 | 0.96 | 10.49 | 8.71 | 9.04% | 280.525 | 10.4543 | 0.22312 | 10.4438 | 1.001 | 10.6307 | 1802.54 | 1805.21
2012-02-21 19:00 | 12.54 | 12.44 | 12.19 | 12 | 11.89 | 11.75 | 11.56 | 11.3 | 10.92 | 10.23 | 282.1 | 281.7 | 281.1 | 280.6 | 280.3 | 280.1 | 279.6 | 279.1 | 278.6 | 278.6 | 273.3 | 11.72 | 1.31 | 11.55 | 9.39 | 11.18% | 280.025 | 11.6267 | 0.15065 | 11.7226 | 0.99182 | 11.6242 | 1964.48 | 1956.08
2012-02-21 19:10 | 13.19 | 13.14 | 13 | 12.87 | 12.64 | 12.38 | 12.11 | 11.83 | 11.56 | 10.94 | 285.3 | 285.1 | 284.5 | 284.2 | 284.1 | 283.8 | 283.5 | 283.1 | 282.8 | 283 | 277.3 | 12.57 | 1.14 | 12.46 | 10.37 | 9.069% | 283.755 | 12.3107 | 0.20377 | 12.3409 | 0.99755 | 12.5392 | 1994.27 | 1993.94
2012-02-21 19:20 | 13.12 | 13 | 12.8 | 12.64 | 12.43 | 12.15 | 11.81 | 11.36 | 10.88 | 10.18 | 285.7 | 285.5 | 284.7 | 283.6 | 282.7 | 282.2 | 282.1 | 281.8 | 281.2 | 280.6 | 274.1 | 11.75 | 1.26 | 11.61 | 9.51 | 10.72% | 282.185 | 11.981 | 0.26228 | 12.1007 | 0.99011 | 11.6338 | 1967 | 1956.92
2012-02-21 19:30 | 13.57 | 13.44 | 13.2 | 12.94 | 12.7 | 12.4 | 12.05 | 11.66 | 11.19 | 10.4 | 287.9 | 287.7 | 287.4 | 287 | 286.6 | 286.1 | 285.4 | 284.7 | 284.5 | 284.5 | 278.5 | 12.41 | 1.51 | 12.2 | 9.63 | 12.17% | 285.995 | 12.2792 | 0.26459 | 12.3492 | 0.99433 | 12.3396 | 1992.51 | 1991.74
2012-02-21 19:40 | 13.7 | 13.56 | 13.24 | 12.9 | 12.61 | 12.4 | 12.2 | 11.98 | 11.64 | 11.01 | 291.4 | 291.3 | 291.2 | 290.9 | 290.8 | 290.7 | 290.5 | 290.1 | 289.7 | 289.1 | 283.1 | 12.82 | 1.28 | 12.68 | 10.28 | 9.984% | 290.67 | 12.4061 | 0.15026 | 12.3711 | 1.0028 | 12.8562 | 1997.02 | 1997.46
2012-02-21 19:50 | 11.9 | 11.76 | 11.5 | 11.31 | 11.06 | 10.78 | 10.54 | 10.31 | 10 | 9.35 | 293.9 | 293.6 | 292.9 | 292.4 | 291.9 | 291.5 | 291.1 | 290.9 | 291 | 291.2 | 283 | 10.64 | 1.82 | 10.5 | 8.9 | 17.11% | 291.44 | 10.7647 | 0.20806 | 10.7453 | 1.0018 | 10.6592 | 1807.88 | 1813.22
2012-02-21 20:40 | 10.01 | 9.88 | 9.62 | 9.37 | 9.16 | 8.95 | 8.75 | 8.56 | 8.42 | 8.14 | 288.7 | 288.2 | 287 | 286.1 | 285.7 | 285.4 | 285.2 | 284.6 | 283.3 | 280.9 | 278.4 | 9.04 | 0.95 | 8.94 | 7.94 | 10.51% | 285.37 | 8.9732 | 0.20884 | 8.9211 | 1.0058 | 9.0928 | 1271.24 | 1290.29
2012-02-21 20:50 | 10.07 | 9.99 | 9.83 | 9.67 | 9.49 | 9.32 | 9.18 | 9.02 | 8.8 | 8.44 | 291.1 | 290.6 | 289.6 | 288.9 | 287.9 | 286.5 | 285.6 | 285.5 | 285.4 | 284.9 | 279.8 | 9.63 | 0.74 | 9.59 | 8.11 | 7.684% | 286.365 | 9.3089 | 0.13987 | 9.2998 | 1.001 | 9.6394 | 1496.03 | 1499.84
2012-02-21 21:00 | 9.36 | 9.3 | 9.2 | 9.07 | 8.92 | 8.74 | 8.54 | 8.33 | 8.09 | 7.73 | 286.1 | 285.4 | 284.4 | 283.7 | 283 | 281.9 | 280.5 | 279 | 277.8 | 276.9 | 273.3 | 8.62 | 1.32 | 8.49 | 7.24 | 15.31% | 281.69 | 8.6731 | 0.21392 | 8.7111 | 0.99564 | 8.5824 | 1116.54 | 1101.86
2012-02-22 00:40 | 9.58 | 9.37 | 8.89 | 8.45 | 8.23 | 8.14 | 8.16 | 8.21 | 8.1 | 7.65 | 227.5 | 226.1 | 223.5 | 220.6 | 217.5 | 214.6 | 212.4 | 210.8 | 209.5 | 207.4 | 207.6 | 8.94 | 0.67 | 7.64 | 5.96 | 7.494% | 214.27 | 8.2797 | -0.022677 | 8.1429 | 1.0168 | 9.0902 | 1233.98 | 1290.29
2012-02-22 02:00 | 7.98 | 7.76 | 7.37 | 7.11 | 7.01 | 6.9 | 6.84 | 6.81 | 6.68 | 6.22 | 225.9 | 224.4 | 221 | 218.3 | 216.3 | 214.8 | 213.7 | 212.4 | 209.7 | 206 | 209.6 | 7.54 | 0.86 | 6.57 | 4.73 | 11.41% | 214.635 | 6.9381 | 0.080708 | 6.8914 | 1.0068 | 7.5911 | 750.54 | 765.59
2012-02-22 02:10 | 8.17 | 8 | 7.71 | 7.44 | 7.19 | 7 | 6.89 | 6.79 | 6.7 | 6.42 | 219.6 | 218.6 | 216.4 | 214.2 | 212.3 | 210.3 | 208.7 | 207 | 204.7 | 201.7 | 201.6 | 7.32 | 0.75 | 5.91 | 5 | 10.25% | 210.06 | 7.0879 | 0.14637 | 6.9841 | 1.0149 | 7.4287 | 684.32 | 717.43
2012-02-22 02:20 | 8.2 | 8.06 | 7.75 | 7.47 | 7.3 | 7.22 | 7.18 | 7.15 | 6.94 | 6.38 | 223.4 | 222.4 | 221.2 | 220.3 | 218.4 | 216.4 | 215 | 213.6 | 212.5 | 210 | 209.5 | 7.73 | 0.84 | 6.74 | 4.9 | 10.87% | 216.19 | 7.2625 | 0.051339 | 7.2143 | 1.0067 | 7.7817 | 807.73 | 822.78
2012-02-22 02:30 | 8.16 | 8.05 | 7.76 | 7.4 | 7.16 | 6.98 | 6.85 | 6.71 | 6.47 | 6.02 | 221 | 219.6 | 217.3 | 215 | 213.2 | 211.8 | 210.6 | 209.5 | 208.2 | 205.4 | 203.6 | 7.08 | 0.83 | 5.72 | 4.66 | 11.72% | 211.62 | 7.0348 | 0.17373 | 6.9612 | 1.0106 | 7.1549 | 612.08 | 633.15
2012-02-22 02:40 | 7.96 | 7.78 | 7.38 | 6.95 | 6.54 | 6.12 | 5.73 | 5.39 | 5.07 | 4.67 | 219.1 | 217.8 | 215.1 | 212.3 | 210 | 207.9 | 205.9 | 204.1 | 202.4 | 199.5 | 197.2 | 5.86 | 0.79 | 4.57 | 3.66 | 13.48% | 207.6 | 6.2181 | 0.60849 | 6.0625 | 1.0257 | 6.0103 | 339.32 | 364.26
2012-02-22 02:50 | 7.33 | 7.15 | 6.84 | 6.57 | 6.32 | 6.07 | 5.83 | 5.55 | 5.27 | 4.82 | 213.1 | 212.4 | 211.6 | 210.4 | 208.4 | 206.5 | 205.7 | 204.7 | 202.6 | 199.8 | 197.7 | 5.92 | 0.6 | 4.6 | 3.66 | 10.14% | 206.38 | 6.0722 | 0.3728 | 6.035 | 1.0062 | 5.9565 | 349.04 | 355.52
2012-02-22 03:00 | 6.78 | 6.63 | 6.3 | 5.97 | 5.67 | 5.41 | 5.19 | 4.98 | 4.77 | 4.49 | 211.4 | 210.4 | 208.3 | 206.4 | 204.6 | 202.9 | 200.6 | 198.5 | 196.2 | 192.5 | 192.9 | 5.09 | 0.77 | 3.95 | 3.8 | 15.13% | 202.555 | 5.4867 | 0.38364 | 5.3779 | 1.0202 | 5.193 | 214.58 | 230.78
2012-02-22 03:10 | 6.57 | 6.46 | 6.19 | 5.91 | 5.63 | 5.34 | 5.06 | 4.83 | 4.68 | 4.44 | 207.3 | 206.4 | 205.6 | 205 | 203.4 | 201.6 | 200.7 | 199.4 | 198.2 | 196.1 | 192.6 | 4.91 | 0.8 | 3.89 | 3.71 | 16.29% | 201.465 | 5.4045 | 0.49771 | 5.299 | 1.0199 | 5.0078 | 190.19 | 201.62
2012-02-22 03:20 | 5.94 | 5.75 | 5.3 | 4.87 | 4.57 | 4.31 | 4.16 | 4.1 | 4.08 | 3.98 | 200.4 | 200.3 | 200.1 | 199 | 197.7 | 195.9 | 193 | 189.6 | 186.4 | 182.9 | 186.8 | 4.21 | 0.6 | 3.53 | 3.77 | 14.25% | 195.465 | 4.5241 | 0.32734 | 4.2882 | 1.055 | 4.4417 | 113.89 | 138.96
2012-02-22 03:30 | 5.99 | 5.79 | 5.41 | 5.08 | 4.87 | 4.76 | 4.72 | 4.72 | 4.67 | 4.44 | 199.4 | 198.6 | 196.6 | 194.7 | 192.8 | 190.9 | 189.2 | 187.4 | 185.9 | 183.8 | 185 | 4.71 | 0.67 | 4.18 | 4.05 | 14.23% | 190.645 | 4.8966 | 0.077983 | 4.7542 | 1.0299 | 4.851 | 168.39 | 183.65
2012-02-22 03:40 | 5.72 | 5.54 | 5.24 | 5.14 | 5.14 | 5.18 | 5.21 | 5.23 | 5.27 | 5.09 | 192 | 190.9 | 188.8 | 186.6 | 184.4 | 182.3 | 180.6 | 179.3 | 178.6 | 175.9 | 179 | 5.42 | 0.77 | 5.17 | 4.89 | 14.21% | 182.045 | 5.1986 | -0.053365 | 5.1843 | 1.0028 | 5.435 | 268.04 | 269.66
2012-02-22 03:50 | 6.72 | 6.54 | 6.28 | 6.22 | 6.28 | 6.39 | 6.57 | 6.7 | 6.66 | 6.33 | 191.2 | 190.4 | 189.7 | 189.2 | 188.4 | 187.5 | 186.1 | 184.3 | 182 | 178 | 179.2 | 6.92 | 1.19 | 6.59 | 6.15 | 17.2% | 187.29 | 6.4409 | -0.25671 | 6.4155 | 1.004 | 6.9474 | 569.92 | 576.7
2012-02-22 04:00 | 9.61 | 9.53 | 9.41 | 9.32 | 9.19 | 8.93 | 8.58 | 8.22 | 7.9 | 7.23 | 192.3 | 192.1 | 191.7 | 190.9 | 189.5 | 187.4 | 185.2 | 182.4 | 180.1 | 178.3 | 177 | 9.54 | 0.63 | 8.79 | 6.59 | 6.604% | 187.07 | 8.7492 | 0.36948 | 8.879 | 0.98538 | 9.4005 | 1461.74 | 1408.4
2012-02-22 04:10 | 10.7 | 10.64 | 10.43 | 10.12 | 9.71 | 9.2 | 8.66 | 8.17 | 7.74 | 7.31 | 188.9 | 188.5 | 187.7 | 186.4 | 185.1 | 183.3 | 181.3 | 179.4 | 177.5 | 174.9 | 170.2 | 9.77 | 0.74 | 9.33 | 7.19 | 7.574% | 183 | 9.1697 | 0.55898 | 9.1206 | 1.0054 | 9.8226 | 1549.37 | 1568.42
2012-02-22 04:20 | 11.11 | 11.14 | 11.08 | 10.83 | 10.4 | 9.76 | 9.19 | 8.83 | 8.52 | 7.91 | 186.7 | 186.2 | 185.3 | 184.3 | 182.9 | 181.3 | 179.9 | 178.3 | 176.6 | 174.6 | 170.9 | 10.32 | 0.67 | 9.82 | 7.46 | 6.492% | 181.09 | 9.8064 | 0.55609 | 9.6762 | 1.0135 | 10.4589 | 1722.44 | 1759.82
2012-02-22 04:30 | 11.37 | 11.4 | 11.41 | 11.29 | 11.01 | 10.59 | 10.04 | 9.41 | 8.76 | 7.82 | 185.2 | 185.3 | 185.2 | 184.7 | 183.7 | 182.2 | 180.3 | 178.1 | 175.8 | 172.3 | 173 | 11.06 | 0.7 | 10.56 | 7.28 | 6.329% | 181.915 | 10.3316 | 0.49285 | 10.5094 | 0.98309 | 10.8729 | 1909.04 | 1869.29
2012-02-22 04:40 | 10.01 | 10.02 | 10.18 | 10.34 | 10.39 | 10.24 | 9.86 | 9.26 | 8.63 | 7.72 | 179.4 | 179.7 | 181.1 | 182.6 | 183 | 182.5 | 181.1 | 179.2 | 177.3 | 174.1 | 169.8 | 11.12 | 0.69 | 10.58 | 7.6 | 6.205% | 182.29 | 9.7825 | 0.34945 | 10.1847 | 0.96051 | 10.6809 | 1914.08 | 1818.56
2012-02-22 04:50 | 9.5 | 9.4 | 9.37 | 9.45 | 9.54 | 9.53 | 9.38 | 9.05 | 8.63 | 7.98 | 178 | 178 | 178.5 | 179.6 | 180.7 | 180.5 | 179.5 | 177.4 | 174.6 | 171.2 | 167.1 | 10.71 | 1.24 | 10.37 | 7.53 | 11.58% | 180.35 | 9.2244 | 0.14661 | 9.5084 | 0.97013 | 10.3901 | 1826.57 | 1741.13
2012-02-22 05:00 | 9.94 | 9.64 | 8.91 | 8.22 | 7.73 | 7.31 | 6.95 | 6.68 | 6.55 | 6.26 | 171.2 | 171.3 | 170.7 | 169.5 | 168.4 | 167 | 165.4 | 164.8 | 164.5 | 162.9 | 159.5 | 5.94 | 1.07 | 6.12 | 6 | 18.01% | 166.76 | 7.5695 | 0.46668 | 7.2573 | 1.043 | 6.1955 | 352.28 | 407.2
2012-02-22 05:10 | 10.2 | 9.94 | 9.41 | 8.94 | 8.58 | 8.18 | 7.84 | 7.59 | 7.48 | 7.22 | 173.9 | 173.6 | 172.7 | 171.8 | 170.6 | 169.2 | 167.4 | 166 | 164.4 | 162 | 160.9 | 6.8 | 1.12 | 6.79 | 7.07 | 16.47% | 168.93 | 8.3265 | 0.39231 | 8.1304 | 1.0241 | 6.964 | 542.8 | 578.96
2012-02-22 05:20 | 10.63 | 10.42 | 9.9 | 9.36 | 8.96 | 8.65 | 8.3 | 8.02 | 7.89 | 7.61 | 177.1 | 177 | 176.6 | 176 | 175 | 173.5 | 171.7 | 169.6 | 168.1 | 165.8 | 161.8 | 7.42 | 1.18 | 7.27 | 7.35 | 15.9% | 173.23 | 8.7601 | 0.38169 | 8.599 | 1.0187 | 7.559 | 714.42 | 756.56
2012-02-22 05:30 | 10.29 | 10.01 | 9.46 | 8.94 | 8.56 | 8.27 | 8.08 | 7.91 | 7.78 | 7.62 | 174.4 | 174.5 | 173.8 | 172.4 | 171.3 | 169.7 | 168 | 166.4 | 165.2 | 162.6 | 160.7 | 7.21 | 1.39 | 7.2 | 7.64 | 19.28% | 169.445 | 8.4587 | 0.21478 | 8.2425 | 1.0262 | 7.3991 | 651.21 | 708.4
2012-02-22 05:40 | 10.68 | 10.37 | 9.83 | 9.38 | 8.97 | 8.51 | 8.17 | 7.83 | 7.5 | 7.22 | 175.4 | 175.3 | 175.2 | 174.7 | 173.5 | 171.8 | 170.6 | 168.9 | 166.7 | 163.7 | 161.9 | 7.64 | 1.54 | 7.49 | 7.01 | 20.16% | 171.62 | 8.6428 | 0.37678 | 8.4604 | 1.0216 | 7.8047 | 780.64 | 828.8
2012-02-22 05:50 | 11.19 | 10.88 | 10.41 | 10.09 | 9.73 | 9.38 | 9.06 | 8.75 | 8.37 | 7.96 | 178.8 | 178.9 | 178.9 | 178.7 | 177.7 | 175.9 | 174.1 | 172.3 | 170.4 | 168.4 | 162.9 | 8.86 | 1.59 | 8.59 | 7.88 | 17.95% | 175.63 | 9.4081 | 0.32076 | 9.3335 | 1.008 | 8.9309 | 1204.62 | 1230.31
2012-02-22 06:00 | 11.77 | 11.57 | 11.28 | 11.04 | 10.84 | 10.5 | 10.11 | 9.66 | 9.28 | 8.69 | 181.3 | 181 | 180.2 | 179.2 | 178.1 | 176.4 | 175.2 | 173.7 | 172.7 | 170.4 | 165.7 | 10.79 | 1.34 | 10.46 | 8.03 | 12.42% | 176.22 | 10.3716 | 0.34977 | 10.4432 | 0.99314 | 10.716 | 1847.93 | 1829.24
2012-02-23 01:50 | 6.27 | 6.21 | 6.11 | 6.01 | 5.87 | 5.85 | 5.71 | 5.61 | 5.62 | 5.32 | 291 | 290.5 | 289.8 | 289.2 | 286.7 | 284.9 | 281.8 | 278.4 | 274.8 | 270.9 | 275.8 | 5.72 | 0.37 | 5.67 | 5.02 | 6.469% | 284.435 | 5.787 | 0.22384 | 5.8297 | 0.99267 | 5.678 | 316.64 | 310.16
2012-02-23 02:00 | 6.52 | 6.47 | 6.37 | 6.28 | 6.17 | 5.95 | 5.78 | 5.59 | 5.4 | 5.02 | 297.7 | 297.2 | 296.5 | 296 | 294.4 | 291.8 | 289.8 | 287 | 284.1 | 280.4 | 285.9 | 5.98 | 0.38 | 5.86 | 4.82 | 6.355% | 291.5 | 5.9039 | 0.26787 | 5.9253 | 0.99638 | 5.9583 | 358.76 | 355.52
2012-02-23 02:10 | 6.58 | 6.5 | 6.33 | 6.17 | 5.99 | 5.81 | 5.63 | 5.37 | 5.19 | 4.8 | 304.1 | 303.3 | 301.6 | 300.2 | 299.6 | 299.9 | 300.2 | 299.1 | 297 | 293.4 | 293.3 | 5.79 | 0.48 | 5.64 | 4.65 | 8.29% | 299.945 | 5.7801 | 0.29082 | 5.7839 | 0.99935 | 5.7863 | 327.98 | 327.98
2012-02-23 02:20 | 6.58 | 6.47 | 6.23 | 5.96 | 5.72 | 5.5 | 5.29 | 5.06 | 4.83 | 4.47 | 306.9 | 306.5 | 305.4 | 304.1 | 302.9 | 302.8 | 304.4 | 305.2 | 303.8 | 301 | 296.2 | 5.5 | 0.56 | 5.32 | 4.12 | 10.18% | 303.04 | 5.527 | 0.35975 | 5.4694 | 1.0105 | 5.5579 | 281 | 290.72
2012-02-23 02:30 | 6.96 | 6.79 | 6.49 | 6.26 | 6.08 | 5.85 | 5.61 | 5.37 | 5.07 | 4.65 | 305.8 | 305.4 | 304.8 | 304.2 | 303.9 | 303.8 | 305.1 | 307.3 | 306.7 | 301.4 | 296.2 | 5.68 | 0.71 | 5.48 | 4.45 | 12.5% | 303.995 | 5.8304 | 0.38711 | 5.815 | 1.0026 | 5.695 | 310.16 | 313.4
2012-02-23 02:40 | 7.95 | 7.79 | 7.49 | 7.27 | 7.05 | 6.77 | 6.44 | 6.12 | 5.75 | 5.27 | 302.2 | 301.7 | 300.7 | 300 | 299.3 | 299.3 | 300.1 | 300.9 | 300 | 296.9 | 291.1 | 6.48 | 0.85 | 6.28 | 4.97 | 13.12% | 299.42 | 6.7153 | 0.4618 | 6.7217 | 0.99905 | 6.4738 | 470.48 | 468.22
2012-02-23 02:50 | 7.92 | 7.78 | 7.52 | 7.3 | 7.09 | 6.8 | 6.48 | 6.18 | 5.86 | 5.39 | 301.9 | 301.4 | 300.8 | 300.5 | 300.5 | 300.8 | 301.8 | 302.7 | 302.2 | 301.1 | 293.1 | 7 | 0.74 | 6.84 | 5.64 | 10.57% | 300.95 | 6.7597 | 0.44543 | 6.7532 | 1.001 | 7.0068 | 588 | 591.01
2012-02-23 03:00 | 7.43 | 7.33 | 7.11 | 6.86 | 6.57 | 6.3 | 6.07 | 5.92 | 5.82 | 5.47 | 305.5 | 305 | 304.3 | 304.1 | 304.1 | 304.3 | 303.8 | 302.3 | 300.8 | 299.9 | 294.1 | 6.59 | 0.78 | 6.45 | 5.25 | 11.84% | 304.225 | 6.3877 | 0.34368 | 6.2665 | 1.0193 | 6.7175 | 495.34 | 524.72
2012-02-23 03:10 | 7.61 | 7.5 | 7.25 | 6.99 | 6.76 | 6.57 | 6.36 | 6.16 | 5.97 | 5.65 | 309.3 | 308.9 | 308.4 | 308.5 | 309.1 | 309.8 | 309 | 307.3 | 306.2 | 305.1 | 297.7 | 6.54 | 0.61 | 6.4 | 5.29 | 9.327% | 309.68 | 6.5846 | 0.3002 | 6.5395 | 1.0069 | 6.5851 | 484.04 | 495.34
2012-02-23 03:20 | 7.58 | 7.47 | 7.29 | 7.09 | 6.95 | 6.79 | 6.61 | 6.42 | 6.19 | 5.84 | 317.4 | 317.4 | 317.6 | 317.7 | 318 | 318.7 | 319.8 | 320.6 | 319.6 | 316.6 | 307.2 | 6.84 | 0.69 | 6.69 | 5.65 | 10.09% | 318.865 | 6.7552 | 0.24828 | 6.7639 | 0.99872 | 6.8312 | 551.84 | 549.58
2012-02-23 03:30 | 7.54 | 7.41 | 7.13 | 6.86 | 6.66 | 6.46 | 6.27 | 6.05 | 5.8 | 5.42 | 323.7 | 323.6 | 323.5 | 323.3 | 323.2 | 323.7 | 324.6 | 325.7 | 326.2 | 325.7 | 314.4 | 6.56 | 0.51 | 6.41 | 5.08 | 7.774% | 323.835 | 6.4674 | 0.27587 | 6.4324 | 1.0054 | 6.5957 | 488.56 | 497.6
2012-02-23 03:40 | 6.8 | 6.69 | 6.47 | 6.25 | 6.08 | 5.92 | 5.73 | 5.52 | 5.33 | 5.03 | 327.6 | 327.5 | 327.6 | 328.2 | 328.6 | 328 | 327.7 | 328.8 | 331 | 334.3 | 320 | 6 | 0.54 | 5.8 | 4.65 | 9% | 327.955 | 5.9025 | 0.30145 | 5.8924 | 1.0017 | 6.0102 | 362 | 364.26
2012-02-23 03:50 | 6.74 | 6.68 | 6.58 | 6.46 | 6.31 | 6.15 | 6 | 5.9 | 5.82 | 5.57 | 331.5 | 332.1 | 333 | 333.7 | 334.6 | 335.3 | 335.5 | 335.9 | 336.9 | 337.9 | 324.1 | 6.02 | 0.98 | 5.9 | 5.24 | 16.28% | 335.33 | 6.1647 | 0.22818 | 6.1283 | 1.0059 | 6.0558 | 366.52 | 375.56
2012-02-23 04:00 | 7.44 | 7.41 | 7.39 | 7.38 | 7.31 | 7.21 | 7.12 | 7.04 | 6.9 | 6.57 | 330.9 | 331 | 330.8 | 330.8 | 330.8 | 330.4 | 329.4 | 329.2 | 330.1 | 331.7 | 321.9 | 7.11 | 0.8 | 7.06 | 6.29 | 11.25% | 330.25 | 7.1699 | 0.11608 | 7.197 | 0.99623 | 7.0832 | 621.11 | 612.08
2012-02-23 04:10 | 6.95 | 6.88 | 6.75 | 6.64 | 6.56 | 6.46 | 6.33 | 6.11 | 5.81 | 5.24 | 332.3 | 332.5 | 332.8 | 333 | 333 | 332.9 | 332.3 | 331.7 | 331.4 | 331.6 | 324.1 | 6.36 | 0.18 | 6.2 | 4.93 | 2.83% | 332.81 | 6.357 | 0.18786 | 6.4412 | 0.98692 | 6.2768 | 443.36 | 425.28
2012-02-23 07:30 | 6.55 | 6.42 | 6.17 | 5.86 | 5.49 | 5.18 | 4.88 | 4.55 | 4.17 | 3.6 | 309.7 | 309.1 | 308 | 308.1 | 309 | 308 | 306.6 | 304.3 | 302 | 298 | 297 | 5.16 | 0.35 | 4.89 | 3.24 | 6.783% | 307.79 | 5.2309 | 0.55132 | 5.1359 | 1.0185 | 5.2554 | 225.92 | 242.12
2012-02-23 13:00 | 4.6 | 4.5 | 4.42 | 4.5 | 4.54 | 4.48 | 4.44 | 4.38 | 4.24 | 4.15 | 296.9 | 297.1 | 297.1 | 296.5 | 296.7 | 296.6 | 296.5 | 296.7 | 296.5 | 296.6 | 290.5 | 4.78 | 0.75 | 4.68 | 4.24 | 15.69% | 296.585 | 4.4212 | 0.082879 | 4.4742 | 0.98813 | 4.7233 | 176.02 | 169.48
2012-02-23 13:10 | 5.22 | 5.17 | 5.12 | 5.08 | 4.99 | 4.83 | 4.63 | 4.52 | 4.43 | 4.24 | 293 | 293 | 292.6 | 292.2 | 292.4 | 292.3 | 291.4 | 291 | 290.9 | 291.6 | 284.5 | 4.92 | 0.63 | 4.81 | 4.2 | 12.8% | 292.165 | 4.7935 | 0.3908 | 4.8008 | 0.99847 | 4.9125 | 191.28 | 190.19
2012-02-23 13:20 | 5.25 | 5.15 | 4.97 | 4.86 | 4.71 | 4.55 | 4.38 | 4.23 | 4.06 | 3.92 | 294.8 | 294.1 | 292.5 | 291.4 | 290.5 | 290.7 | 290.6 | 289 | 288.3 | 288.1 | 284.6 | 4.67 | 0.49 | 4.6 | 4.12 | 10.49% | 290.685 | 4.5437 | 0.35188 | 4.5252 | 1.0041 | 4.689 | 164.03 | 166.21
2012-02-23 13:30 | 6.41 | 6.27 | 6.06 | 5.8 | 5.54 | 5.32 | 5.2 | 5.07 | 4.9 | 4.45 | 302.4 | 302 | 301.1 | 300.4 | 300.4 | 300.9 | 301.1 | 301.6 | 302 | 301.4 | 291.2 | 4.98 | 0.93 | 4.89 | 4.23 | 18.67% | 300.93 | 5.4171 | 0.21083 | 5.3026 | 1.0216 | 5.0875 | 197.82 | 214.58
2012-02-23 13:40 | 6.08 | 5.91 | 5.61 | 5.32 | 5.04 | 4.77 | 4.56 | 4.38 | 4.25 | 3.99 | 309.3 | 309.2 | 308.4 | 308.1 | 308.3 | 308.9 | 309.1 | 309.2 | 309.8 | 310.4 | 301.5 | 4.69 | 0.68 | 4.51 | 3.73 | 14.5% | 308.93 | 4.8814 | 0.41606 | 4.7393 | 1.03 | 4.8306 | 166.21 | 181.47
2012-02-23 13:50 | 6.35 | 6.19 | 5.93 | 5.55 | 5.15 | 4.75 | 4.48 | 4.24 | 4.06 | 3.78 | 308.8 | 308.4 | 308.1 | 308.1 | 310 | 312 | 313.2 | 314.9 | 316.6 | 318.3 | 303.9 | 4.63 | 0.71 | 4.47 | 3.46 | 15.33% | 312.18 | 4.9385 | 0.5408 | 4.7103 | 1.0484 | 4.8543 | 159.67 | 183.65
2012-02-23 14:00 | 6.28 | 6.11 | 5.85 | 5.52 | 5.15 | 4.67 | 4.29 | 3.96 | 3.69 | 3.31 | 315.4 | 315.6 | 315.3 | 315.4 | 317.4 | 319.1 | 318.3 | 316.5 | 315.1 | 316.9 | 308.1 | 4.54 | 0.66 | 4.33 | 3.29 | 14.54% | 318.98 | 4.8179 | 0.7843 | 4.6136 | 1.0443 | 4.7411 | 149.86 | 171.66
2012-02-23 14:10 | 5.17 | 5.03 | 4.73 | 4.43 | 4.24 | 3.95 | 3.46 | 3 | 2.56 | 2.23 | 314 | 314.4 | 314.6 | 313.6 | 311.6 | 310.3 | 310.1 | 311.9 | 316.9 | 323.6 | 309.3 | 3.9 | 0.67 | 3.6 | 2.4 | 17.18% | 310.27 | 3.8766 | 1.2239 | 3.8758 | 1.0002 | 3.9009 | 81.9 | 81.9
2012-02-23 14:30 | 7.42 | 7.29 | 7.05 | 6.67 | 6.24 | 5.77 | 5.34 | 4.99 | 4.74 | 4.44 | 309.7 | 309.5 | 308.8 | 308.1 | 308.1 | 307.7 | 306.9 | 306.5 | 306 | 304.9 | 299.8 | 5.55 | 1.06 | 5.35 | 4.15 | 19.1% | 307.58 | 5.9076 | 0.71568 | 5.7063 | 1.0353 | 5.7458 | 289.1 | 321.5
2012-02-23 14:40 | 7.94 | 7.77 | 7.54 | 7.28 | 7.02 | 6.74 | 6.55 | 6.27 | 5.91 | 5.6 | 311.8 | 311.3 | 310.7 | 311 | 311.2 | 311.2 | 311.1 | 311.3 | 312.8 | 313.8 | 301.9 | 6.61 | 0.56 | 6.34 | 5.11 | 8.472% | 311.185 | 6.7709 | 0.26424 | 6.7124 | 1.0087 | 6.6676 | 499.86 | 513.42
2012-02-23 14:50 | 7.58 | 7.46 | 7.34 | 7.25 | 7.03 | 6.84 | 6.64 | 6.39 | 6.11 | 5.64 | 316.5 | 316.4 | 316.2 | 316.7 | 316.2 | 315.5 | 315.6 | 315.8 | 315.7 | 317 | 307.1 | 6.76 | 0.48 | 6.57 | 5.25 | 7.101% | 315.515 | 6.7868 | 0.27423 | 6.811 | 0.99644 | 6.736 | 533.76 | 529.24
2012-02-23 15:00 | 8.55 | 8.45 | 8.19 | 7.93 | 7.6 | 7.42 | 7.25 | 7.02 | 6.7 | 6.25 | 310.4 | 310.4 | 310.4 | 310.4 | 310 | 309.6 | 310.4 | 311.3 | 311.7 | 310.5 | 303.4 | 7.52 | 0.68 | 7.37 | 5.77 | 9.043% | 309.72 | 7.4444 | 0.21418 | 7.3954 | 1.0066 | 7.5698 | 744.52 | 759.57
2012-02-23 15:10 | 9.27 | 9.19 | 9.06 | 8.9 | 8.73 | 8.52 | 8.28 | 8.06 | 7.86 | 7.35 | 309.7 | 309.6 | 309.6 | 309.8 | 309.1 | 308.1 | 307.3 | 307.4 | 307.9 | 308.3 | 302.6 | 8.74 | 1.05 | 8.74 | 7.2 | 12.01% | 307.98 | 8.4675 | 0.26405 | 8.4852 | 0.99792 | 8.7218 | 1160.58 | 1153.24
2012-02-23 15:20 | 8.94 | 8.84 | 8.65 | 8.47 | 8.31 | 8.18 | 8.08 | 8.03 | 7.93 | 7.77 | 312.7 | 312.9 | 313.2 | 312.8 | 312.4 | 312.1 | 312.5 | 313.6 | 314.4 | 315.1 | 303.7 | 8.08 | 1.09 | 8.04 | 7.3 | 13.49% | 312.16 | 8.2324 | 0.11367 | 8.1656 | 1.0082 | 8.1461 | 918.36 | 944.05
2012-02-23 15:30 | 9.23 | 9.17 | 9.05 | 8.91 | 8.75 | 8.57 | 8.31 | 8.2 | 8.13 | 7.92 | 311.2 | 310.9 | 310.5 | 310.5 | 310.4 | 310.1 | 308.5 | 307.6 | 308 | 309.6 | 301.8 | 9.05 | 0.9 | 9.02 | 7.84 | 9.945% | 309.86 | 8.5519 | 0.2847 | 8.5323 | 1.0023 | 9.0709 | 1275.05 | 1282.67
2012-02-23 15:40 | 9.59 | 9.52 | 9.32 | 9.13 | 8.94 | 8.73 | 8.49 | 8.23 | 8.01 | 7.79 | 311.5 | 311.6 | 312 | 312.5 | 313.2 | 313.2 | 312 | 310.9 | 311 | 312.4 | 303.4 | 8.83 | 0.79 | 8.74 | 7.77 | 8.947% | 313.02 | 8.6899 | 0.25761 | 8.6952 | 0.99939 | 8.8246 | 1193.61 | 1189.94
2012-02-23 15:50 | 9.14 | 8.97 | 8.65 | 8.34 | 8.1 | 7.91 | 7.7 | 7.5 | 7.33 | 7.27 | 313.2 | 312.8 | 312.6 | 312.9 | 313.3 | 313.1 | 311.9 | 312.2 | 312.6 | 313.5 | 305.1 | 8.23 | 1.03 | 8.19 | 7.31 | 12.52% | 312.92 | 7.9516 | 0.24865 | 7.8796 | 1.0091 | 8.3052 | 973.41 | 1002.77
2012-02-23 16:00 | 9.2 | 9.1 | 8.88 | 8.67 | 8.46 | 8.2 | 8.03 | 7.82 | 7.77 | 7.46 | 314.1 | 314.1 | 314.6 | 314.8 | 314.1 | 313.6 | 313.6 | 313.3 | 313.4 | 313.1 | 307.1 | 8.25 | 1.03 | 8.18 | 7.27 | 12.48% | 313.6 | 8.2608 | 0.1936 | 8.1754 | 1.0104 | 8.3361 | 980.75 | 1013.78
2012-02-23 16:10 | 8.92 | 8.88 | 8.79 | 8.63 | 8.55 | 8.44 | 8.24 | 8.04 | 7.88 | 7.58 | 314.9 | 315 | 315.1 | 314.3 | 314.3 | 314.8 | 314.7 | 314.1 | 313.8 | 314.7 | 305 | 8.35 | 0.87 | 8.29 | 7.27 | 10.42% | 314.785 | 8.3516 | 0.22162 | 8.4111 | 0.99293 | 8.2909 | 1017.45 | 995.43
2012-02-23 16:20 | 7.88 | 7.82 | 7.66 | 7.47 | 7.26 | 7.08 | 6.88 | 6.65 | 6.41 | 6.05 | 306.7 | 306.5 | 306 | 305.6 | 305.3 | 304.7 | 304.6 | 304.9 | 305.6 | 306.8 | 297.1 | 6.8 | 1.15 | 6.7 | 5.73 | 16.91% | 304.685 | 7.0524 | 0.2648 | 7.051 | 1.0002 | 6.8014 | 542.8 | 542.8
2012-02-23 16:30 | 6.66 | 6.56 | 6.41 | 6.32 | 6.23 | 6.06 | 5.87 | 5.74 | 5.66 | 5.48 | 309.7 | 309.5 | 309.3 | 309.3 | 309.1 | 307.8 | 306 | 304.8 | 304.7 | 306.3 | 300.8 | 6.11 | 0.75 | 6.06 | 5.47 | 12.27% | 307.53 | 6.0362 | 0.29437 | 6.0324 | 1.0006 | 6.1139 | 386.86 | 386.86
2012-02-23 16:40 | 7.66 | 7.59 | 7.49 | 7.37 | 7.22 | 7.06 | 6.86 | 6.69 | 6.6 | 6.39 | 318.2 | 318.1 | 317.9 | 317.7 | 317.3 | 317.3 | 317.6 | 318.2 | 318.2 | 317.5 | 309.1 | 7.06 | 0.75 | 6.95 | 5.97 | 10.62% | 317.345 | 7.0349 | 0.26556 | 7.031 | 1.0006 | 7.0639 | 606.06 | 606.06
2012-02-23 16:50 | 6.29 | 6.23 | 6.13 | 6.03 | 5.93 | 5.81 | 5.64 | 5.42 | 5.21 | 4.92 | 317.1 | 316.9 | 316.4 | 315.4 | 314.5 | 313.7 | 313 | 312.2 | 311.6 | 312 | 306.5 | 5.76 | 0.62 | 5.69 | 5.06 | 10.76% | 313.595 | 5.7265 | 0.27442 | 5.7853 | 0.98983 | 5.7014 | 323.12 | 313.4
2012-02-23 17:00 | 6.1 | 6.01 | 5.83 | 5.64 | 5.49 | 5.34 | 5.17 | 4.99 | 4.81 | 4.55 | 318.9 | 318.7 | 318.2 | 317.5 | 316.9 | 316.6 | 316.8 | 317.7 | 318.9 | 320.4 | 308.9 | 5.34 | 0.79 | 5.23 | 4.28 | 14.79% | 316.63 | 5.3256 | 0.29897 | 5.3153 | 1.0019 | 5.3504 | 255.08 | 256.7
2012-02-23 17:10 | 5.63 | 5.56 | 5.48 | 5.33 | 5.23 | 5.16 | 5.09 | 5.06 | 5.02 | 4.9 | 322.4 | 322.1 | 321.5 | 320.8 | 320.5 | 320.1 | 319.6 | 318.3 | 318 | 317.8 | 311.3 | 5.19 | 0.66 | 5.24 | 4.85 | 12.72% | 320.025 | 5.1917 | 0.12622 | 5.1499 | 1.0081 | 5.2321 | 230.78 | 237.26
2012-02-23 17:20 | 5.95 | 5.81 | 5.64 | 5.53 | 5.48 | 5.42 | 5.22 | 5.01 | 4.83 | 4.47 | 320.7 | 320.3 | 320.3 | 319.8 | 318.9 | 318.4 | 318.1 | 317.5 | 316.2 | 316.7 | 310.3 | 5.27 | 0.46 | 5.13 | 4.23 | 8.729% | 318.355 | 5.2949 | 0.34745 | 5.3909 | 0.98219 | 5.1761 | 243.74 | 229.16
2012-02-23 17:30 | 6.49 | 6.41 | 6.25 | 5.99 | 5.81 | 5.73 | 5.67 | 5.47 | 5.23 | 5 | 317.8 | 317.5 | 317.9 | 317.9 | 316.4 | 315.3 | 314.5 | 314.2 | 313.6 | 312.9 | 308.3 | 5.64 | 0.65 | 5.56 | 4.8 | 11.52% | 315.18 | 5.7319 | 0.097274 | 5.7214 | 1.0018 | 5.6504 | 303.68 | 305.3
2012-02-23 17:40 | 6.71 | 6.65 | 6.47 | 6.26 | 6.1 | 5.9 | 5.73 | 5.55 | 5.39 | 4.97 | 316.7 | 316.8 | 317.2 | 316.8 | 316.3 | 316.6 | 316.1 | 315.4 | 314.8 | 315.6 | 308.2 | 5.81 | 0.84 | 5.64 | 4.57 | 14.46% | 316.525 | 5.9107 | 0.27018 | 5.8753 | 1.006 | 5.845 | 331.22 | 336.08
2012-02-23 17:50 | 5.43 | 5.41 | 5.37 | 5.42 | 5.39 | 5.25 | 5.17 | 5.08 | 5.01 | 5.05 | 315.2 | 313.9 | 311.2 | 310.1 | 309.3 | 309.6 | 309.7 | 309.2 | 308.4 | 307.3 | 303.7 | 5.44 | 0.66 | 5.43 | 5.09 | 12.13% | 309.615 | 5.238 | 0.1419 | 5.2385 | 0.99991 | 5.4395 | 271.28 | 271.28
2012-02-23 18:00 | 6.33 | 6.27 | 6.08 | 5.78 | 5.49 | 5.23 | 5.03 | 4.85 | 4.65 | 4.47 | 313 | 312.7 | 312.5 | 312.6 | 311.5 | 309.6 | 308.4 | 308 | 307.7 | 308 | 303.9 | 5.33 | 0.76 | 5.26 | 4.52 | 14.26% | 309.42 | 5.3227 | 0.36032 | 5.2009 | 1.0234 | 5.4549 | 253.46 | 272.9
2012-02-23 18:10 | 6.49 | 6.44 | 6.25 | 6.04 | 5.85 | 5.67 | 5.5 | 5.3 | 5.11 | 4.88 | 325.5 | 324.5 | 322.8 | 321.3 | 320 | 318.9 | 318.5 | 318.4 | 318.5 | 319.2 | 310.8 | 5.82 | 0.57 | 5.75 | 4.89 | 9.794% | 318.84 | 5.6763 | 0.28131 | 5.6453 | 1.0055 | 5.8519 | 332.84 | 337.7
2012-02-23 18:20 | 6.77 | 6.74 | 6.59 | 6.37 | 6.12 | 5.86 | 5.65 | 5.46 | 5.23 | 4.8 | 338.8 | 337.5 | 335.2 | 333.3 | 331.8 | 330.8 | 330 | 329.6 | 329.5 | 329.5 | 320.6 | 5.87 | 0.5 | 5.72 | 4.8 | 8.518% | 330.68 | 5.894 | 0.33724 | 5.8294 | 1.0111 | 5.935 | 340.94 | 352.28
2012-02-23 18:30 | 5.41 | 5.33 | 5.19 | 4.93 | 4.73 | 4.49 | 4.19 | 3.98 | 3.79 | 3.39 | 339.6 | 338.4 | 335.6 | 332.9 | 331.3 | 329.9 | 328.5 | 328.9 | 329.4 | 329.4 | 322.7 | 4.46 | 0.49 | 4.23 | 3.15 | 10.99% | 329.69 | 4.485 | 0.63903 | 4.4457 | 1.0088 | 4.4994 | 141.14 | 145.5
2012-02-23 18:40 | 4.16 | 4.06 | 3.86 | 3.66 | 3.24 | 3.22 | 3.3 | 3.14 | 2.88 | 2.73 | 350.1 | 350.4 | 352.3 | 354.6 | 358 | 357.5 | 354 | 354.2 | 355 | 358.7 | 343 | 3.4 | 0.61 | 3.27 | 2.54 | 17.94% | 356.975 | 3.3432 | -0.22678 | 3.2313 | 1.0346 | 3.5177 | 36.4 | 47.32
2012-02-24 00:30 | 4.12 | 4.1 | 4.07 | 4.07 | 4.13 | 4.23 | 4.3 | 4.36 | 4.45 | 4.44 | 163.7 | 162.3 | 159 | 155.9 | 153.2 | 150.4 | 148 | 145.7 | 144.2 | 142.6 | 142.9 | 4.22 | 0.43 | 4.4 | 4.19 | 10.19% | 150.04 | 4.2257 | -0.15167 | 4.24 | 0.99663 | 4.2058 | 114.98 | 113.89
2012-02-24 02:20 | 8.4 | 8.27 | 8.01 | 7.72 | 7.41 | 7.05 | 6.7 | 6.36 | 5.97 | 5.31 | 149.3 | 149 | 148.8 | 148.6 | 148.2 | 147.9 | 147.7 | 147.4 | 146.6 | 145.5 | 140 | 6.81 | 0.64 | 6.74 | 5.08 | 9.398% | 147.87 | 7.0534 | 0.47055 | 6.9988 | 1.0078 | 6.8632 | 545.06 | 556.36
2012-02-24 02:50 | 8.34 | 8.23 | 8.01 | 7.75 | 7.51 | 7.26 | 7.05 | 6.79 | 6.5 | 6.05 | 153.8 | 153.3 | 152.1 | 151.2 | 150.4 | 149.7 | 149.1 | 148.2 | 147 | 145.2 | 141.9 | 6.94 | 0.77 | 6.96 | 5.58 | 11.1% | 149.61 | 7.2645 | 0.27124 | 7.2295 | 1.0048 | 6.9736 | 574.44 | 581.22
2012-02-24 04:20 | 9.12 | 9.07 | 9.03 | 9.07 | 9.04 | 8.94 | 8.73 | 8.49 | 8.31 | 8.09 | 156.1 | 155.6 | 155.3 | 154.5 | 154.3 | 153.7 | 152.8 | 151.3 | 149.7 | 147.9 | 142.2 | 8.79 | 0.66 | 8.83 | 7.47 | 7.509% | 153.565 | 8.7763 | 0.21966 | 8.9096 | 0.98504 | 8.6585 | 1178.93 | 1131.22
2012-02-24 04:30 | 8.52 | 8.56 | 8.62 | 8.67 | 8.73 | 8.72 | 8.58 | 8.36 | 8.11 | 7.7 | 154.3 | 153.9 | 153.4 | 153.5 | 153.9 | 154.1 | 153.6 | 152.6 | 150.9 | 147.4 | 143 | 8.55 | 0.76 | 8.66 | 7.25 | 8.889% | 154.025 | 8.5033 | 0.14957 | 8.6998 | 0.97742 | 8.3569 | 1090.85 | 1021.12
2012-02-24 04:40 | 8.3 | 8.2 | 8.1 | 8.07 | 8.03 | 7.99 | 7.97 | 7.9 | 7.75 | 7.43 | 160 | 159.1 | 157.7 | 156.8 | 156.4 | 156 | 155.6 | 154.9 | 153.1 | 150 | 146.3 | 7.97 | 0.84 | 8.21 | 6.98 | 10.54% | 155.94 | 7.9505 | 0.02316 | 7.9871 | 0.99542 | 7.9335 | 879.97 | 867.93
2012-02-24 04:50 | 8.64 | 8.58 | 8.52 | 8.55 | 8.66 | 8.65 | 8.56 | 8.44 | 8.24 | 7.73 | 157.8 | 157 | 155 | 153.8 | 153.4 | 153 | 152.5 | 151.3 | 149.9 | 148 | 143.8 | 8.57 | 0.87 | 8.71 | 7.27 | 10.15% | 152.925 | 8.482 | 0.096653 | 8.637 | 0.98205 | 8.4162 | 1098.19 | 1043.14
2012-02-24 05:00 | 8.34 | 8.27 | 8.2 | 8.09 | 8.03 | 7.92 | 7.81 | 7.72 | 7.62 | 7.3 | 156.9 | 156.5 | 155.6 | 154.6 | 153.6 | 152.9 | 152.4 | 151.8 | 151.1 | 149.5 | 144.5 | 7.89 | 0.92 | 8.02 | 6.91 | 11.66% | 152.825 | 7.8917 | 0.12925 | 7.9041 | 0.99842 | 7.8776 | 855.89 | 852.88
2012-02-24 05:10 | 8.65 | 8.63 | 8.64 | 8.67 | 8.69 | 8.66 | 8.53 | 8.29 | 8.02 | 7.58 | 157.5 | 157 | 156 | 154.6 | 153.2 | 152 | 150.7 | 149.1 | 147.6 | 146.9 | 142.4 | 8.37 | 0.99 | 8.53 | 7.22 | 11.83% | 151.805 | 8.4559 | 0.13977 | 8.6413 | 0.97855 | 8.1905 | 1024.79 | 958.73
2012-02-24 05:20 | 8.88 | 8.67 | 8.36 | 8.12 | 7.97 | 7.86 | 7.74 | 7.56 | 7.31 | 6.86 | 161.3 | 160.5 | 159.1 | 157.3 | 155.4 | 153.5 | 152.5 | 152.1 | 151.6 | 150 | 148.3 | 7.44 | 1.12 | 7.6 | 6.45 | 15.05% | 153.35 | 7.825 | 0.14217 | 7.8427 | 0.99775 | 7.4232 | 720.44 | 714.42
2012-02-24 05:30 | 9.58 | 9.44 | 9.14 | 8.82 | 8.54 | 8.3 | 8.1 | 7.91 | 7.71 | 7.33 | 164.1 | 163.1 | 161.6 | 159.9 | 158 | 156.3 | 154.9 | 153.5 | 152 | 150.5 | 149.7 | 7.73 | 1.14 | 7.84 | 6.74 | 14.75% | 156.09 | 8.3479 | 0.2254 | 8.271 | 1.0093 | 7.8018 | 807.73 | 828.8
2012-02-24 05:40 | 9.75 | 9.45 | 8.98 | 8.63 | 8.31 | 8 | 7.72 | 7.5 | 7.29 | 6.93 | 163.6 | 162.7 | 161.3 | 160.2 | 159.2 | 158.1 | 157.1 | 155.9 | 154.7 | 153.3 | 151.5 | 7.45 | 1.25 | 7.4 | 6.96 | 16.78% | 157.95 | 8.0812 | 0.32923 | 7.9593 | 1.0153 | 7.5641 | 723.45 | 756.56
2012-02-24 05:50 | 10.09 | 9.86 | 9.37 | 8.91 | 8.56 | 8.27 | 8.05 | 7.9 | 7.84 | 7.47 | 166.3 | 165.7 | 164 | 161.4 | 158.9 | 156.8 | 155.3 | 154.1 | 153.2 | 152.5 | 152.6 | 7.57 | 1.13 | 7.69 | 7.14 | 14.93% | 156.575 | 8.4171 | 0.24916 | 8.2381 | 1.0217 | 7.7345 | 759.57 | 807.73
2012-02-24 06:00 | 10.64 | 10.32 | 9.73 | 9.22 | 8.75 | 8.26 | 7.9 | 7.57 | 7.24 | 6.83 | 170.1 | 168.7 | 166.3 | 164.5 | 163.1 | 161.4 | 159.6 | 157.8 | 156.3 | 154.9 | 154.5 | 7.62 | 1.13 | 7.73 | 6.65 | 14.83% | 161.13 | 8.4301 | 0.4118 | 8.2074 | 1.0271 | 7.8268 | 774.62 | 837.83
2012-02-24 06:10 | 10.16 | 9.89 | 9.3 | 8.69 | 8.28 | 7.96 | 7.66 | 7.36 | 7.05 | 6.43 | 167.7 | 166.6 | 164.6 | 162.2 | 160.1 | 158.9 | 158.3 | 157.2 | 155.7 | 154.2 | 150.6 | 7.41 | 1.04 | 7.5 | 6.22 | 14.04% | 158.81 | 8.0764 | 0.35501 | 7.9163 | 1.0202 | 7.5599 | 711.41 | 756.56
2012-02-24 06:20 | 9.14 | 8.83 | 8.29 | 7.84 | 7.49 | 7.25 | 7.18 | 7.11 | 6.97 | 6.61 | 165.2 | 163.8 | 161.1 | 159 | 157.3 | 155.7 | 154.6 | 153.9 | 152.7 | 150.7 | 152.2 | 6.76 | 1.22 | 6.91 | 6.37 | 18.05% | 155.535 | 7.4603 | 0.089657 | 7.2399 | 1.0304 | 6.9657 | 533.76 | 581.22
2012-02-24 06:30 | 9.56 | 9.27 | 8.8 | 8.45 | 8.21 | 8.04 | 7.85 | 7.57 | 7.27 | 6.88 | 166.2 | 165.2 | 163.8 | 162.1 | 159.8 | 157.5 | 156.1 | 155.3 | 154.5 | 151.8 | 149.4 | 7.62 | 1.24 | 7.92 | 6.63 | 16.27% | 157.29 | 8.0221 | 0.221 | 8.0125 | 1.0012 | 7.6291 | 774.62 | 777.63
2012-02-24 06:40 | 9.95 | 9.78 | 9.45 | 9.09 | 8.74 | 8.46 | 8.3 | 8.19 | 8.09 | 7.82 | 166.6 | 165.8 | 164.6 | 163.1 | 161 | 158.7 | 156.2 | 154.3 | 153.2 | 152.3 | 151.5 | 7.69 | 1.12 | 7.92 | 7.65 | 14.56% | 158.325 | 8.6058 | 0.17644 | 8.4369 | 1.02 | 7.844 | 795.69 | 840.84
2012-02-24 07:00 | 9.42 | 9.37 | 9.31 | 9.14 | 8.89 | 8.62 | 8.32 | 8.07 | 7.92 | 7.51 | 163.3 | 162.5 | 160.8 | 158.8 | 156.6 | 154.1 | 151.9 | 150.3 | 148.8 | 147 | 148.4 | 8.04 | 1.18 | 8.19 | 6.87 | 14.68% | 153.77 | 8.57 | 0.32734 | 8.5764 | 0.99926 | 8.0341 | 903.68 | 900.01
2012-02-24 07:10 | 9.22 | 9 | 8.59 | 8.34 | 8.15 | 7.99 | 7.9 | 7.73 | 7.46 | 6.95 | 164.6 | 163.6 | 161.7 | 159.9 | 157.8 | 155.3 | 153.3 | 151.6 | 150 | 147.2 | 150.5 | 7.29 | 1.2 | 7.42 | 6.42 | 16.46% | 155 | 7.9937 | 0.10468 | 7.977 | 1.0021 | 7.3052 | 675.29 | 681.31
2012-02-24 07:20 | 8.99 | 8.72 | 8.22 | 7.87 | 7.62 | 7.39 | 7.22 | 7.03 | 6.78 | 6.26 | 165.6 | 164.8 | 163 | 161.5 | 159.7 | 157.6 | 156.2 | 155 | 153.4 | 150.9 | 149.7 | 6.83 | 1.26 | 6.99 | 5.98 | 18.45% | 157.39 | 7.4453 | 0.21506 | 7.3654 | 1.0109 | 6.9041 | 549.58 | 565.4
2012-02-24 07:30 | 9.4 | 9.14 | 8.7 | 8.35 | 8.2 | 8.09 | 7.93 | 7.66 | 7.3 | 6.68 | 163.5 | 162.7 | 160.9 | 158.7 | 157.6 | 156.3 | 154.2 | 152.1 | 150.9 | 150.3 | 147.4 | 7.54 | 1.09 | 7.69 | 6.45 | 14.46% | 155.985 | 8.0153 | 0.1846 | 8.0669 | 0.99361 | 7.4918 | 750.54 | 735.49
2012-02-24 22:00 | 5.29 | 5.28 | 5.26 | 5.2 | 5.07 | 4.89 | 4.72 | 4.58 | 4.46 | 4.25 | 281.6 | 280.4 | 278.3 | 276.3 | 274.7 | 273 | 270.6 | 266.8 | 260.6 | 246.2 | 265.3 | 3.69 | 0.73 | 3.74 | 3.51 | 19.78% | 272.64 | 4.8382 | 0.32698 | 4.8653 | 0.99443 | 3.6695 | 62.79 | 60.97
2012-02-24 22:10 | 4.57 | 4.5 | 4.41 | 4.34 | 4.29 | 4.24 | 4.13 | 3.92 | 3.63 | 3.35 | 292 | 290.7 | 288 | 285.2 | 282.7 | 279.9 | 276.3 | 269.6 | 258.3 | 238 | 265.3 | 3.62 | 0.49 | 3.6 | 2.56 | 13.54% | 279.36 | 4.06 | 0.24291 | 4.2241 | 0.96116 | 3.4794 | 56.42 | 43.68
2012-02-24 22:20 | 4.35 | 4.3 | 4.2 | 4.07 | 3.94 | 3.85 | 3.75 | 3.64 | 3.49 | 3.15 | 303.3 | 302.7 | 301.3 | 299.4 | 297.1 | 293.6 | 289.2 | 283.6 | 276.4 | 259.9 | 281.1 | 3.77 | 0.32 | 3.68 | 2.65 | 8.488% | 292.94 | 3.7902 | 0.2432 | 3.8355 | 0.9882 | 3.7255 | 70.07 | 66.43
2012-02-24 22:30 | 4.48 | 4.47 | 4.4 | 4.34 | 4.23 | 4.15 | 4.06 | 3.93 | 3.86 | 3.69 | 303.7 | 303.6 | 302.9 | 301.7 | 300.3 | 297.3 | 293.5 | 289.1 | 282.6 | 273.2 | 290.8 | 4.3 | 0.27 | 4.24 | 3.64 | 6.279% | 296.73 | 4.0949 | 0.20261 | 4.137 | 0.98984 | 4.2563 | 123.7 | 119.34
2012-02-24 22:40 | 4.34 | 4.28 | 4.2 | 4.11 | 3.97 | 3.84 | 3.73 | 3.59 | 3.47 | 3.3 | 305.4 | 304.6 | 303.1 | 301.5 | 299.6 | 297.7 | 295 | 291.3 | 288.1 | 284.7 | 289.9 | 3.93 | 0.36 | 3.88 | 3.31 | 9.16% | 297.295 | 3.827 | 0.26858 | 3.824 | 1.0008 | 3.9331 | 84.63 | 84.63
2012-02-24 22:50 | 4.5 | 4.47 | 4.4 | 4.28 | 4.16 | 4 | 3.86 | 3.72 | 3.6 | 3.38 | 303.6 | 302.8 | 300.8 | 299.3 | 297.5 | 295.5 | 293.7 | 291.6 | 288.2 | 282.7 | 285 | 4.05 | 0.49 | 4.01 | 3.48 | 12.1% | 295.23 | 3.9885 | 0.32923 | 3.9796 | 1.0022 | 4.059 | 96.45 | 97.54
2012-02-24 23:00 | 4.77 | 4.74 | 4.7 | 4.69 | 4.65 | 4.62 | 4.52 | 4.34 | 4.11 | 3.88 | 303.2 | 303.1 | 302.6 | 301.9 | 301 | 299.7 | 297.6 | 294.7 | 290.5 | 283.4 | 293.3 | 4.67 | 0.22 | 4.64 | 3.99 | 4.711% | 299.385 | 4.4889 | 0.20222 | 4.6055 | 0.97468 | 4.5518 | 164.03 | 150.95
2012-02-24 23:10 | 4.8 | 4.74 | 4.62 | 4.52 | 4.47 | 4.45 | 4.44 | 4.4 | 4.3 | 4 | 304.4 | 304 | 303.2 | 302.3 | 301.3 | 300.2 | 299.1 | 297.3 | 294.2 | 287.5 | 293.1 | 4.5 | 0.17 | 4.51 | 3.99 | 3.778% | 300.035 | 4.4368 | 0.02079 | 4.4486 | 0.99735 | 4.4881 | 145.5 | 144.41
2012-02-24 23:20 | 4.74 | 4.69 | 4.6 | 4.52 | 4.44 | 4.33 | 4.18 | 3.99 | 3.82 | 3.6 | 304.2 | 303.7 | 302.9 | 301.9 | 300.8 | 299.2 | 297.1 | 294.4 | 290.7 | 283.6 | 292.9 | 4.4 | 0.28 | 4.34 | 3.57 | 6.364% | 298.885 | 4.2509 | 0.3258 | 4.3082 | 0.9867 | 4.3415 | 134.6 | 128.06
2012-02-24 23:30 | 5.41 | 5.39 | 5.32 | 5.17 | 4.99 | 4.8 | 4.58 | 4.35 | 4.15 | 3.87 | 310 | 309.5 | 308.6 | 307.3 | 305.9 | 303.8 | 300.9 | 297.7 | 294.1 | 289.1 | 296.2 | 4.92 | 0.35 | 4.8 | 3.75 | 7.114% | 303.365 | 4.7511 | 0.43356 | 4.7678 | 0.99648 | 4.9027 | 191.28 | 189.1
2012-02-24 23:40 | 5.07 | 5.01 | 4.87 | 4.64 | 4.44 | 4.24 | 4.04 | 3.88 | 3.74 | 3.55 | 309 | 308.2 | 306.1 | 304 | 301.9 | 299.8 | 297.2 | 294.1 | 290.5 | 286.1 | 293.2 | 4.38 | 0.48 | 4.27 | 3.44 | 10.96% | 299.41 | 4.2611 | 0.44651 | 4.2107 | 1.012 | 4.4324 | 132.42 | 137.87
2012-02-24 23:50 | 5.02 | 4.81 | 4.57 | 4.39 | 4.31 | 4.24 | 4.1 | 3.99 | 3.85 | 3.56 | 310.4 | 308.8 | 305.6 | 302.9 | 300.5 | 298 | 296.5 | 294.1 | 292 | 290.1 | 291.8 | 4.2 | 0.31 | 4.12 | 3.38 | 7.381% | 297.775 | 4.1919 | 0.31028 | 4.2197 | 0.99342 | 4.1724 | 112.8 | 109.53
2012-02-25 12:50 | 8.61 | 8.6 | 8.62 | 8.43 | 8.27 | 8.19 | 8.04 | 7.76 | 7.58 | 7.16 | 342.7 | 342.9 | 343 | 342.5 | 341.9 | 340.9 | 341.1 | 341.2 | 341 | 342 | 330.1 | 8.21 | 0.91 | 7.97 | 6.97 | 11.08% | 340.93 | 8.1009 | 0.17082 | 8.1683 | 0.99174 | 8.1422 | 966.07 | 940.38
2012-02-25 13:00 | 8.27 | 8.19 | 8.19 | 8.15 | 8.09 | 7.97 | 7.88 | 7.78 | 7.67 | 7.37 | 337.5 | 336.9 | 335.1 | 334.6 | 335.6 | 336 | 336.3 | 336.9 | 337.2 | 337.1 | 325 | 7.99 | 0.78 | 7.9 | 7.06 | 9.762% | 336.045 | 7.9388 | 0.10495 | 7.957 | 0.99771 | 7.9717 | 885.99 | 879.97
2012-02-25 13:10 | 8.17 | 8.14 | 7.95 | 7.8 | 7.67 | 7.47 | 7.39 | 7.25 | 7.11 | 6.86 | 327.7 | 328.1 | 328.1 | 328 | 327.8 | 327 | 326.7 | 327.6 | 327.9 | 329.2 | 317.7 | 7.63 | 0.95 | 7.49 | 6.63 | 12.45% | 326.955 | 7.5131 | 0.0995 | 7.4585 | 1.0073 | 7.6859 | 777.63 | 795.69
2012-02-25 13:20 | 7.92 | 7.87 | 7.77 | 7.59 | 7.47 | 7.42 | 7.31 | 7.08 | 6.97 | 6.78 | 324 | 323.3 | 323 | 322.7 | 323.1 | 322.3 | 321.8 | 321.9 | 322.1 | 322 | 313.2 | 7.67 | 0.73 | 7.59 | 6.87 | 9.518% | 322.225 | 7.3644 | 0.13802 | 7.4041 | 0.99463 | 7.6288 | 789.67 | 777.63
2012-02-25 13:30 | 8.49 | 8.41 | 8.17 | 8.05 | 7.99 | 7.99 | 7.94 | 7.86 | 7.72 | 7.39 | 328.4 | 328 | 326.4 | 325.7 | 324.5 | 322.6 | 321.2 | 320.6 | 321 | 321.2 | 314.2 | 8.25 | 0.84 | 8.19 | 7.31 | 10.18% | 322.39 | 7.9426 | 0.05801 | 7.9828 | 0.99496 | 8.2084 | 980.75 | 966.07
2012-02-25 14:00 | 9.56 | 9.41 | 9.2 | 8.99 | 8.93 | 8.81 | 8.71 | 8.53 | 8.38 | 7.96 | 324.4 | 324.4 | 324 | 323.7 | 323.8 | 323.5 | 323.6 | 324.1 | 324.1 | 323.7 | 314.1 | 9.05 | 1.16 | 8.91 | 7.81 | 12.82% | 323.515 | 8.7781 | 0.10549 | 8.7956 | 0.99801 | 9.032 | 1275.05 | 1267.43
2012-02-25 14:10 | 10.72 | 10.7 | 10.59 | 10.47 | 10.34 | 10.15 | 9.94 | 9.74 | 9.48 | 9.09 | 322.2 | 322 | 321.3 | 321.1 | 320.4 | 320.1 | 319.6 | 319.7 | 319.8 | 320.7 | 312.5 | 10.28 | 0.68 | 10.17 | 8.9 | 6.615% | 320.025 | 10.0786 | 0.1932 | 10.1196 | 0.99594 | 10.2383 | 1711.76 | 1701.08
2012-02-25 14:20 | 9.54 | 9.54 | 9.37 | 9.28 | 9.21 | 9.12 | 8.96 | 8.84 | 8.66 | 8.22 | 324.5 | 324.1 | 323.8 | 323.8 | 323.6 | 323.6 | 322.9 | 322.2 | 321.6 | 321.4 | 313.6 | 9.22 | 0.79 | 9.08 | 8.17 | 8.568% | 323.495 | 9.041 | 0.16356 | 9.0969 | 0.99386 | 9.1633 | 1339.82 | 1316.96
2012-02-25 14:30 | 8.87 | 8.8 | 8.67 | 8.6 | 8.41 | 8.24 | 8.08 | 7.95 | 7.79 | 7.44 | 323.3 | 323.8 | 323.3 | 323.3 | 323.4 | 322.9 | 322.5 | 322 | 321.6 | 322 | 313 | 8.45 | 0.64 | 8.31 | 7.47 | 7.574% | 322.84 | 8.2323 | 0.1812 | 8.2169 | 1.0019 | 8.4659 | 1054.15 | 1061.49
2012-02-25 14:40 | 9.3 | 9.28 | 9.21 | 9.14 | 9.05 | 8.88 | 8.69 | 8.46 | 8.23 | 8.08 | 321.2 | 321 | 320.9 | 320.5 | 320.6 | 320.6 | 320.1 | 319.8 | 319.7 | 319.3 | 310.2 | 9.07 | 0.88 | 8.88 | 8.05 | 9.702% | 320.525 | 8.7955 | 0.19987 | 8.8525 | 0.99356 | 9.0116 | 1282.67 | 1259.81
2012-02-25 14:50 | 9.75 | 9.68 | 9.65 | 9.61 | 9.52 | 9.4 | 9.26 | 9.03 | 8.84 | 8.6 | 320.5 | 320.2 | 320.2 | 319.7 | 319.2 | 318.5 | 318.5 | 318.3 | 317.8 | 317.8 | 309.8 | 9.7 | 0.68 | 9.56 | 8.51 | 7.01% | 318.5 | 9.3084 | 0.13867 | 9.3798 | 0.99239 | 9.6261 | 1522.7 | 1496.03
2012-02-25 15:00 | 9.49 | 9.45 | 9.34 | 9.2 | 9.05 | 8.92 | 8.76 | 8.55 | 8.3 | 7.94 | 320.2 | 319.9 | 319.3 | 319 | 318.7 | 318.3 | 318 | 317.5 | 317.4 | 317.8 | 310.1 | 9.21 | 0.52 | 9.05 | 7.92 | 5.646% | 318.255 | 8.8547 | 0.16726 | 8.8969 | 0.99525 | 9.1663 | 1336.01 | 1320.77
2012-02-25 15:10 | 9.26 | 9.23 | 9.09 | 8.92 | 8.68 | 8.39 | 8.17 | 7.93 | 7.64 | 7.14 | 321 | 320.7 | 320.4 | 319.9 | 319.4 | 318.7 | 317.7 | 317.6 | 318 | 318.4 | 309.7 | 8.83 | 0.59 | 8.62 | 7.06 | 6.682% | 318.55 | 8.3882 | 0.24555 | 8.3581 | 1.0036 | 8.8618 | 1193.61 | 1204.62
2012-02-25 15:20 | 8.8 | 8.71 | 8.65 | 8.56 | 8.39 | 8.23 | 8.09 | 7.82 | 7.52 | 7.14 | 322.6 | 322.1 | 321.5 | 320.8 | 320.5 | 320.3 | 320.6 | 320.4 | 320.3 | 320.8 | 311.2 | 8.38 | 0.65 | 8.22 | 6.93 | 7.757% | 320.345 | 8.1581 | 0.15855 | 8.2098 | 0.99371 | 8.3273 | 1028.46 | 1010.11
2012-02-25 15:30 | 8.89 | 8.83 | 8.64 | 8.39 | 8.14 | 7.95 | 7.76 | 7.48 | 7.09 | 6.52 | 319.9 | 319.9 | 319.2 | 318.3 | 318.4 | 318.4 | 318.5 | 319 | 319.7 | 319.7 | 309.8 | 7.97 | 0.77 | 7.75 | 6.18 | 9.661% | 318.415 | 7.91 | 0.22354 | 7.9225 | 0.99842 | 7.9574 | 879.97 | 876.96
2012-02-25 15:40 | 8.68 | 8.6 | 8.45 | 8.23 | 7.96 | 7.59 | 7.22 | 6.89 | 6.6 | 6.08 | 319.3 | 318.9 | 318.4 | 318 | 317.4 | 316.8 | 316.3 | 315.6 | 314.8 | 314.3 | 309.8 | 7.73 | 0.74 | 7.54 | 6.09 | 9.573% | 316.725 | 7.57 | 0.46183 | 7.5358 | 1.0045 | 7.765 | 807.73 | 816.76
2012-02-25 15:50 | 8.81 | 8.75 | 8.64 | 8.58 | 8.46 | 8.27 | 8.08 | 7.81 | 7.42 | 6.69 | 319.1 | 319 | 318.5 | 318.2 | 318.3 | 318.1 | 318 | 317.4 | 316.3 | 316.2 | 309.5 | 8.39 | 0.91 | 8.13 | 6.26 | 10.85% | 318.085 | 8.1473 | 0.21478 | 8.2425 | 0.98845 | 8.2931 | 1032.13 | 995.43
2012-02-25 16:00 | 9.07 | 8.96 | 8.76 | 8.62 | 8.47 | 8.24 | 8 | 7.75 | 7.52 | 7.03 | 320.2 | 319.6 | 318.9 | 318.5 | 318.3 | 318.2 | 318 | 317.6 | 316.8 | 315.3 | 309.1 | 8.34 | 0.72 | 8.04 | 6.42 | 8.633% | 318.17 | 8.1809 | 0.27315 | 8.2052 | 0.99704 | 8.3153 | 1013.78 | 1006.44
2012-02-25 16:10 | 9.07 | 8.94 | 8.76 | 8.5 | 8.33 | 8.07 | 7.75 | 7.36 | 6.96 | 6.34 | 317.3 | 316.6 | 316.6 | 316.3 | 315.3 | 314.1 | 313.5 | 313 | 312.7 | 311.6 | 305.9 | 8.08 | 0.63 | 7.8 | 5.88 | 7.797% | 314.01 | 7.9544 | 0.3739 | 8.0234 | 0.99141 | 8.0106 | 918.36 | 892.67
2012-02-25 16:20 | 8.92 | 8.82 | 8.57 | 8.32 | 8.06 | 7.77 | 7.39 | 6.99 | 6.54 | 5.91 | 316.4 | 315.8 | 315 | 314 | 313.6 | 313 | 312.5 | 312 | 312 | 311.5 | 304.4 | 7.93 | 0.72 | 7.68 | 5.45 | 9.079% | 312.925 | 7.6736 | 0.46337 | 7.7144 | 0.99471 | 7.8881 | 867.93 | 855.89
2012-02-25 16:30 | 8.91 | 8.79 | 8.55 | 8.2 | 7.87 | 7.49 | 7.1 | 6.69 | 6.23 | 5.64 | 313.6 | 313.1 | 312.2 | 311.1 | 310 | 308.8 | 308.1 | 308.1 | 308.2 | 308.2 | 301.1 | 7.67 | 0.69 | 7.39 | 5.62 | 8.996% | 308.695 | 7.4742 | 0.49415 | 7.4328 | 1.0056 | 7.7126 | 789.67 | 801.71
2012-02-25 16:40 | 8.94 | 8.69 | 8.27 | 7.9 | 7.59 | 7.2 | 6.7 | 6.2 | 5.78 | 5.23 | 313.5 | 312.7 | 311.4 | 310.6 | 310.4 | 309.8 | 308.6 | 308.2 | 308.2 | 308.1 | 302.1 | 7.38 | 0.84 | 7.07 | 5.46 | 11.38% | 309.62 | 7.1548 | 0.66511 | 7.1261 | 1.004 | 7.4097 | 702.38 | 711.41
2012-02-25 16:50 | 9.09 | 8.84 | 8.46 | 8.09 | 7.65 | 7.23 | 6.91 | 6.51 | 6.06 | 5.47 | 314.7 | 314 | 312.9 | 311.9 | 311.5 | 310.7 | 310.1 | 309.9 | 310.2 | 310.5 | 302.7 | 7.43 | 0.96 | 7.15 | 5.32 | 12.92% | 310.61 | 7.3203 | 0.41833 | 7.1833 | 1.0191 | 7.5717 | 717.43 | 759.57
2012-02-25 17:00 | 9.47 | 9.23 | 8.81 | 8.4 | 8.04 | 7.61 | 7.15 | 6.67 | 6.13 | 5.48 | 315.2 | 314.9 | 313.8 | 313 | 312.1 | 311.4 | 311.9 | 312.4 | 312.2 | 312.6 | 304.5 | 7.51 | 0.85 | 7.24 | 5.49 | 11.32% | 311.475 | 7.6047 | 0.57618 | 7.5423 | 1.0083 | 7.5721 | 741.51 | 759.57
2012-02-25 17:10 | 9.48 | 9.27 | 8.9 | 8.52 | 8.13 | 7.75 | 7.44 | 7.09 | 6.68 | 6.01 | 315.3 | 314.9 | 313.7 | 313.1 | 312.4 | 311.8 | 311.1 | 310.5 | 310.5 | 311.3 | 304 | 8.09 | 0.64 | 7.75 | 5.66 | 7.911% | 311.695 | 7.8148 | 0.37724 | 7.7048 | 1.0143 | 8.2055 | 922.03 | 966.07
2012-02-25 17:20 | 8.97 | 8.79 | 8.51 | 8.23 | 7.97 | 7.68 | 7.32 | 6.91 | 6.51 | 5.96 | 315.8 | 315.1 | 313.9 | 312.9 | 312.3 | 311.7 | 311 | 310.8 | 310.8 | 311.1 | 303 | 7.67 | 0.65 | 7.42 | 5.59 | 8.475% | 311.595 | 7.6053 | 0.44365 | 7.6274 | 0.99711 | 7.6478 | 789.67 | 783.65
2012-02-25 17:30 | 8.46 | 8.25 | 7.88 | 7.55 | 7.21 | 6.89 | 6.59 | 6.26 | 5.85 | 5.23 | 314.8 | 314.1 | 312.5 | 310.6 | 309.7 | 308.7 | 308.2 | 307.3 | 306.8 | 307.2 | 301.1 | 7.01 | 0.55 | 6.73 | 5.05 | 7.846% | 308.625 | 6.9142 | 0.41139 | 6.8462 | 1.0099 | 7.0797 | 591.01 | 612.08
2012-02-25 17:40 | 9.37 | 9.16 | 8.78 | 8.3 | 7.77 | 7.3 | 6.88 | 6.55 | 6.2 | 5.56 | 318.7 | 318.2 | 317.1 | 315.7 | 314.6 | 313.1 | 311.9 | 310.9 | 310.1 | 308.3 | 304.2 | 7.61 | 0.84 | 7.26 | 5.45 | 11.04% | 312.92 | 7.4543 | 0.54758 | 7.2383 | 1.0298 | 7.8371 | 771.61 | 840.84
2012-02-25 17:50 | 10.65 | 10.4 | 9.9 | 9.43 | 8.97 | 8.47 | 7.95 | 7.38 | 6.75 | 5.88 | 320.3 | 319.9 | 319.1 | 317.9 | 316.6 | 315.2 | 314.3 | 313.3 | 312.2 | 311.3 | 307.4 | 8.59 | 0.5 | 8.11 | 5.45 | 5.821% | 315.065 | 8.4779 | 0.5855 | 8.3935 | 1.0101 | 8.6764 | 1105.53 | 1138.56
2012-02-25 18:00 | 10.21 | 9.95 | 9.39 | 8.86 | 8.43 | 7.99 | 7.55 | 7.05 | 6.51 | 5.76 | 319.7 | 319.5 | 318.8 | 318.1 | 317.2 | 316.2 | 315.1 | 314 | 313.1 | 311.7 | 307.7 | 8.12 | 0.67 | 7.71 | 5.44 | 8.251% | 316.035 | 8.0401 | 0.52344 | 7.9254 | 1.0145 | 8.2375 | 933.04 | 977.08
2012-02-25 18:10 | 9.89 | 9.65 | 9.18 | 8.68 | 8.17 | 7.64 | 7.12 | 6.58 | 6.06 | 5.43 | 321.7 | 321.1 | 319.8 | 318.5 | 317 | 315.5 | 313.8 | 312.3 | 311.3 | 310.5 | 306.4 | 7.83 | 0.45 | 7.33 | 5.32 | 5.747% | 315.245 | 7.7233 | 0.6514 | 7.5632 | 1.0212 | 7.9957 | 837.83 | 889
2012-02-25 18:20 | 9.75 | 9.5 | 8.97 | 8.48 | 8.02 | 7.51 | 7.04 | 6.57 | 6.11 | 5.45 | 319.9 | 319.4 | 318.5 | 317 | 315.7 | 314.1 | 312.3 | 310.5 | 309.2 | 309.4 | 306 | 7.69 | 0.57 | 7.29 | 5.31 | 7.412% | 313.83 | 7.6052 | 0.59722 | 7.4408 | 1.0221 | 7.8599 | 795.69 | 846.86
2012-02-25 18:30 | 10.02 | 9.76 | 9.24 | 8.81 | 8.35 | 7.83 | 7.32 | 6.83 | 6.27 | 5.54 | 318.7 | 318.1 | 316.9 | 315.4 | 313.8 | 312.5 | 311.5 | 310.6 | 310 | 308.8 | 305.6 | 7.94 | 0.62 | 7.45 | 5.3 | 7.809% | 312.35 | 7.8832 | 0.6224 | 7.7548 | 1.0166 | 8.0714 | 870.94 | 914.69
2012-02-25 18:40 | 9.88 | 9.66 | 9.25 | 8.82 | 8.41 | 7.95 | 7.45 | 6.93 | 6.46 | 5.68 | 318.1 | 317.9 | 317 | 316 | 315 | 313.8 | 312.8 | 311.7 | 310.4 | 308.9 | 305.6 | 7.96 | 0.72 | 7.58 | 5.27 | 9.045% | 313.65 | 7.9535 | 0.60027 | 7.8764 | 1.0098 | 8.038 | 876.96 | 903.68
2012-02-25 18:50 | 9.61 | 9.37 | 8.95 | 8.44 | 7.98 | 7.48 | 7.01 | 6.58 | 6.12 | 5.31 | 318.9 | 317.9 | 315.7 | 313.8 | 312.3 | 310.8 | 309.1 | 308.1 | 307.8 | 308.5 | 304 | 7.65 | 0.71 | 7.24 | 4.94 | 9.281% | 310.545 | 7.5699 | 0.59969 | 7.4108 | 1.0215 | 7.8142 | 783.65 | 831.81
2012-02-25 19:00 | 9.58 | 9.3 | 8.81 | 8.25 | 7.78 | 7.25 | 6.73 | 6.24 | 5.77 | 5.12 | 318 | 317.4 | 315.9 | 314.6 | 313.3 | 311.5 | 309.5 | 308.3 | 307.3 | 305.9 | 302.9 | 7.2 | 0.65 | 6.74 | 4.75 | 9.028% | 311.2 | 7.3557 | 0.68777 | 7.1731 | 1.0255 | 7.3833 | 648.2 | 702.38
2012-02-25 19:10 | 10.52 | 10.23 | 9.66 | 8.91 | 8.22 | 7.56 | 6.89 | 6.25 | 5.67 | 4.91 | 319.6 | 319.1 | 318.2 | 316.5 | 314.6 | 313 | 312.3 | 311.6 | 310.2 | 308.6 | 305.3 | 7.8 | 1.05 | 7.21 | 4.96 | 13.46% | 312.895 | 7.7745 | 0.85756 | 7.4601 | 1.0421 | 8.1287 | 828.8 | 936.71
2012-02-25 19:20 | 10.25 | 10.1 | 9.72 | 9.23 | 8.71 | 8.17 | 7.58 | 6.96 | 6.33 | 5.5 | 319.1 | 318.6 | 317.5 | 316.4 | 315.3 | 313.8 | 312.4 | 311.6 | 311.6 | 311.7 | 306 | 8.28 | 0.71 | 7.78 | 5.32 | 8.575% | 313.59 | 8.1914 | 0.69266 | 8.0827 | 1.0134 | 8.3913 | 991.76 | 1032.13
2012-02-25 19:30 | 10.34 | 10.13 | 9.61 | 9.03 | 8.46 | 7.96 | 7.45 | 6.94 | 6.37 | 5.64 | 319.3 | 318.7 | 317.4 | 316.3 | 315 | 314 | 313.4 | 312.7 | 312.6 | 313.6 | 304.9 | 8.12 | 1.08 | 7.67 | 5.07 | 13.3% | 313.91 | 8.0716 | 0.61189 | 7.8848 | 1.0237 | 8.3123 | 933.04 | 1002.77
2012-02-25 19:40 | 10.23 | 9.99 | 9.38 | 8.7 | 7.97 | 7.26 | 6.62 | 6.02 | 5.52 | 4.88 | 319.8 | 318.9 | 317.7 | 316.4 | 314.9 | 313.6 | 312.6 | 311.8 | 311.2 | 310.8 | 306.2 | 7.33 | 1.07 | 6.89 | 4.91 | 14.6% | 313.45 | 7.5455 | 0.8528 | 7.1646 | 1.0532 | 7.7197 | 687.33 | 804.72
2012-02-25 19:50 | 10.09 | 9.82 | 9.31 | 8.75 | 8.21 | 7.56 | 6.96 | 6.41 | 5.98 | 5.39 | 323.6 | 323.1 | 321.6 | 320.5 | 319.1 | 317.7 | 316.4 | 315.8 | 315.1 | 314.5 | 309.3 | 7.78 | 1.13 | 7.34 | 4.79 | 14.52% | 317.505 | 7.7227 | 0.76415 | 7.471 | 1.0337 | 8.0422 | 822.78 | 903.68
2012-02-25 20:00 | 9.59 | 9.4 | 9.1 | 8.62 | 8.15 | 7.65 | 7.18 | 6.67 | 6.11 | 5.29 | 325.2 | 324.4 | 323.2 | 322.3 | 321.2 | 319.6 | 318.5 | 317.8 | 316.9 | 316.3 | 312.7 | 7.91 | 1.09 | 7.58 | 5.16 | 13.78% | 319.435 | 7.7038 | 0.58594 | 7.5808 | 1.0162 | 8.0384 | 861.91 | 903.68
2012-02-25 20:10 | 10.1 | 9.92 | 9.46 | 8.85 | 8.25 | 7.7 | 7.25 | 6.77 | 6.19 | 5.46 | 324.4 | 323.8 | 323.2 | 322.4 | 321.1 | 319.8 | 318.5 | 317.6 | 316.4 | 316.6 | 311.2 | 7.99 | 0.96 | 7.57 | 5.06 | 12.02% | 319.605 | 7.8796 | 0.55648 | 7.6339 | 1.0322 | 8.2472 | 885.99 | 980.75
2012-02-25 20:20 | 9.79 | 9.61 | 9.14 | 8.77 | 8.37 | 7.93 | 7.49 | 6.95 | 6.46 | 5.79 | 326.3 | 325.6 | 324.2 | 323.5 | 322.6 | 321.5 | 319.8 | 318.4 | 317.6 | 316.3 | 314.3 | 7.87 | 1.41 | 7.48 | 5.56 | 17.92% | 321.245 | 7.9282 | 0.52751 | 7.8654 | 1.008 | 7.9328 | 849.87 | 867.93
2012-02-25 20:30 | 10.14 | 10 | 9.69 | 9.37 | 8.98 | 8.46 | 7.86 | 7.32 | 6.79 | 6.08 | 325.7 | 325.4 | 324.5 | 323 | 321.7 | 320.7 | 320.2 | 320.5 | 320.9 | 319.5 | 312 | 8.21 | 1.39 | 7.79 | 5.84 | 16.93% | 320.625 | 8.4073 | 0.67979 | 8.3713 | 1.0043 | 8.2453 | 966.07 | 980.75
2012-02-25 20:40 | 9.83 | 9.66 | 9.31 | 9 | 8.68 | 8.23 | 7.76 | 7.31 | 6.95 | 6.48 | 324.9 | 324.6 | 324.1 | 323.5 | 322.5 | 321.3 | 321.3 | 321.6 | 321.1 | 320.5 | 309.9 | 8.21 | 1.45 | 7.86 | 6.21 | 17.66% | 321.3 | 8.2162 | 0.5434 | 8.161 | 1.0068 | 8.2656 | 966.07 | 988.09
2012-02-25 20:50 | 9.84 | 9.7 | 9.32 | 8.84 | 8.37 | 7.97 | 7.53 | 6.99 | 6.46 | 5.91 | 326.3 | 325.9 | 324.7 | 323.1 | 321.9 | 321.8 | 321.9 | 322 | 321.8 | 320.1 | 312.1 | 8.12 | 1.01 | 7.65 | 5.89 | 12.44% | 321.815 | 7.9912 | 0.52479 | 7.9054 | 1.0109 | 8.2081 | 933.04 | 966.07
2012-02-25 21:00 | 9.96 | 9.76 | 9.32 | 8.83 | 8.47 | 8.09 | 7.72 | 7.35 | 6.9 | 6.2 | 326.6 | 326.1 | 326 | 326.3 | 325.9 | 325.8 | 325.4 | 324.3 | 323.2 | 322.3 | 314.6 | 7.92 | 1.1 | 7.57 | 5.76 | 13.89% | 325.74 | 8.1363 | 0.43261 | 8.0359 | 1.0125 | 8.0189 | 864.92 | 896.34
2012-02-25 21:10 | 9.71 | 9.49 | 9.08 | 8.58 | 8.14 | 7.77 | 7.41 | 7.04 | 6.56 | 5.84 | 327 | 326.2 | 324.9 | 323 | 321.2 | 319.4 | 318.4 | 318.3 | 318.3 | 319.1 | 313.5 | 8.06 | 1.25 | 7.69 | 5.73 | 15.51% | 319.25 | 7.8295 | 0.43839 | 7.7174 | 1.0145 | 8.1771 | 911.02 | 955.06
2012-02-25 21:20 | 8.82 | 8.6 | 8.21 | 7.84 | 7.42 | 7.02 | 6.78 | 6.53 | 6.26 | 5.83 | 326.6 | 326.4 | 325.4 | 324.4 | 322.4 | 320.6 | 319.7 | 319.8 | 320 | 320.4 | 312.2 | 7.6 | 1.2 | 7.24 | 5.48 | 15.79% | 320.465 | 7.1792 | 0.32146 | 6.9851 | 1.0278 | 7.8111 | 768.6 | 831.81
2012-02-25 21:30 | 8.82 | 8.57 | 8.23 | 8 | 7.71 | 7.36 | 7.04 | 6.82 | 6.55 | 5.96 | 323.1 | 322.9 | 322.8 | 322.8 | 322.4 | 321.5 | 320.6 | 319.9 | 319.3 | 319.4 | 313.2 | 7.66 | 1.23 | 7.35 | 5.59 | 16.06% | 321.365 | 7.3982 | 0.41078 | 7.3133 | 1.0116 | 7.749 | 786.66 | 813.75
2012-02-25 21:40 | 9.07 | 8.9 | 8.6 | 8.1 | 7.64 | 7.2 | 6.77 | 6.44 | 6.09 | 5.5 | 324.8 | 324.3 | 323.2 | 321.9 | 320.9 | 319.2 | 317.4 | 317 | 316.9 | 316.8 | 310.8 | 7.39 | 1.14 | 7.04 | 5.49 | 15.43% | 318.93 | 7.3121 | 0.56906 | 7.1368 | 1.0246 | 7.5715 | 705.39 | 759.57
2012-02-25 21:50 | 9.52 | 9.26 | 8.73 | 8.24 | 7.69 | 7.14 | 6.63 | 6.16 | 5.68 | 4.99 | 325.2 | 324.3 | 322.6 | 320.9 | 319.8 | 319 | 317.9 | 317.1 | 316 | 315.8 | 309.7 | 7.34 | 0.86 | 6.96 | 4.95 | 11.72% | 318.835 | 7.2878 | 0.68483 | 7.0646 | 1.0316 | 7.5719 | 690.34 | 759.57
2012-02-25 22:00 | 8.72 | 8.74 | 8.66 | 8.41 | 8.03 | 7.58 | 7.07 | 6.5 | 6.06 | 5.39 | 322.9 | 322.3 | 321.6 | 320.4 | 319.3 | 317.3 | 316.1 | 314.9 | 314 | 313.3 | 308.9 | 7.94 | 0.76 | 7.5 | 5.09 | 9.572% | 317.12 | 7.5048 | 0.64366 | 7.5047 | 1 | 7.9401 | 870.94 | 870.94
2012-02-25 22:10 | 9 | 8.93 | 8.7 | 8.42 | 8.03 | 7.52 | 6.97 | 6.36 | 5.8 | 5.04 | 323.6 | 323.7 | 323 | 321.7 | 320.5 | 319.2 | 317.7 | 316.2 | 314.8 | 314.6 | 310.2 | 7.61 | 0.62 | 7.13 | 4.72 | 8.147% | 318.975 | 7.4613 | 0.70186 | 7.4386 | 1.003 | 7.6332 | 771.61 | 777.63
2012-02-25 22:20 | 8.22 | 8.06 | 7.82 | 7.46 | 7.05 | 6.52 | 6.09 | 5.69 | 5.24 | 4.62 | 321.5 | 320.6 | 319 | 316.9 | 315.4 | 314.4 | 313.5 | 312.7 | 311.8 | 309.1 | 306.7 | 6.8 | 0.83 | 6.38 | 4.34 | 12.21% | 314.265 | 6.6119 | 0.63048 | 6.4566 | 1.0241 | 6.9635 | 542.8 | 578.96
2012-02-25 22:30 | 7.57 | 7.36 | 7.03 | 6.76 | 6.47 | 6.21 | 5.87 | 5.59 | 5.33 | 4.97 | 319.9 | 318.6 | 316.2 | 313.9 | 312.4 | 310.4 | 308.4 | 306.8 | 305.9 | 304 | 302.8 | 6.42 | 0.84 | 6.21 | 4.49 | 13.08% | 310.1 | 6.1945 | 0.52033 | 6.1601 | 1.0056 | 6.4559 | 456.92 | 465.96
2012-02-25 22:40 | 8.05 | 7.89 | 7.51 | 7.11 | 6.78 | 6.41 | 6.13 | 5.76 | 5.36 | 4.95 | 314.9 | 314.1 | 312.8 | 311.5 | 310.8 | 309.8 | 308.9 | 308.2 | 308.4 | 307.3 | 301.7 | 6.7 | 0.92 | 6.39 | 4.75 | 13.73% | 309.665 | 6.4842 | 0.41274 | 6.3691 | 1.0181 | 6.8211 | 520.2 | 547.32
2012-02-25 22:50 | 8.8 | 8.63 | 8.27 | 7.96 | 7.64 | 7.26 | 6.84 | 6.41 | 6.01 | 5.39 | 320.6 | 319.9 | 318.4 | 316.2 | 314.6 | 313.3 | 312.3 | 311.4 | 310.8 | 308.9 | 305.6 | 7.51 | 0.77 | 7.09 | 4.85 | 10.25% | 313.15 | 7.2288 | 0.55069 | 7.1983 | 1.0042 | 7.5419 | 741.51 | 750.54
2012-02-25 23:00 | 8.76 | 8.59 | 8.17 | 7.75 | 7.29 | 6.87 | 6.54 | 6.2 | 5.82 | 5.22 | 319.8 | 318.7 | 316.8 | 315.6 | 314.5 | 313.9 | 313.3 | 311.6 | 310.6 | 309.8 | 304.9 | 7.08 | 0.74 | 6.77 | 4.83 | 10.45% | 313.81 | 7.0004 | 0.45491 | 6.8217 | 1.0262 | 7.2654 | 612.08 | 669.27
2012-02-25 23:10 | 8.65 | 8.36 | 7.87 | 7.4 | 7.01 | 6.74 | 6.37 | 5.97 | 5.59 | 5.07 | 318.9 | 317.9 | 315.9 | 314.4 | 313.1 | 311.7 | 309.8 | 308.2 | 307 | 306.9 | 303.4 | 6.86 | 0.88 | 6.51 | 4.79 | 12.83% | 311.415 | 6.7564 | 0.52175 | 6.6857 | 1.0106 | 6.9325 | 556.36 | 572.18
2012-02-25 23:20 | 8.85 | 8.52 | 8.05 | 7.63 | 7.28 | 6.86 | 6.45 | 6.02 | 5.63 | 5.15 | 319.8 | 318.9 | 317.7 | 316.3 | 315 | 313.3 | 312.4 | 312.1 | 311.7 | 311.1 | 306.2 | 6.99 | 0.68 | 6.68 | 4.91 | 9.728% | 313.165 | 6.9073 | 0.5695 | 6.7997 | 1.0158 | 7.1006 | 585.74 | 618.1
2012-02-25 23:30 | 8.47 | 8.25 | 7.81 | 7.4 | 7.05 | 6.66 | 6.24 | 5.77 | 5.35 | 4.85 | 320.8 | 320 | 318.3 | 317.3 | 316.3 | 314.9 | 313.1 | 312.1 | 310.7 | 308.6 | 306.8 | 6.86 | 0.57 | 6.52 | 4.69 | 8.309% | 314.63 | 6.6756 | 0.60195 | 6.5981 | 1.0117 | 6.9406 | 556.36 | 574.44
2012-02-25 23:40 | 8.96 | 8.67 | 8.16 | 7.67 | 7.2 | 6.73 | 6.26 | 5.81 | 5.47 | 5.03 | 322.2 | 321.5 | 319.4 | 317.7 | 316.2 | 314.5 | 313.1 | 311.8 | 309.6 | 307.7 | 305.6 | 6.79 | 0.88 | 6.5 | 4.51 | 12.96% | 314.29 | 6.8441 | 0.669 | 6.6606 | 1.0276 | 6.9771 | 540.54 | 583.48
2012-02-25 23:50 | 8.58 | 8.3 | 7.79 | 7.27 | 6.82 | 6.38 | 6.05 | 5.69 | 5.34 | 4.85 | 323.4 | 323 | 321.9 | 320.3 | 318.9 | 317.4 | 315.3 | 312.7 | 310 | 308.8 | 308.1 | 6.64 | 0.62 | 6.33 | 4.41 | 9.337% | 317.085 | 6.5456 | 0.49079 | 6.3316 | 1.0338 | 6.8644 | 506.64 | 556.36
2012-02-26 | 9.07 | 8.81 | 8.36 | 7.88 | 7.37 | 6.81 | 6.3 | 5.82 | 5.4 | 4.74 | 320.9 | 320.2 | 319.3 | 318.5 | 317.3 | 315.7 | 314.3 | 313.5 | 313.2 | 313.1 | 306.8 | 6.76 | 0.91 | 6.43 | 4.51 | 13.46% | 315.49 | 6.9528 | 0.71934 | 6.7345 | 1.0324 | 6.9791 | 533.76 | 583.48
2012-02-26 00:10 | 9.19 | 8.95 | 8.49 | 8.02 | 7.63 | 7.15 | 6.69 | 6.3 | 5.88 | 5.33 | 318.4 | 317.6 | 315.9 | 314.9 | 314 | 313.3 | 312 | 311.2 | 310.6 | 310.1 | 305 | 7.13 | 0.66 | 6.71 | 4.72 | 9.257% | 313.105 | 7.2374 | 0.61451 | 7.0822 | 1.0219 | 7.2863 | 627.13 | 675.29
2012-02-26 00:20 | 9.16 | 8.91 | 8.42 | 7.93 | 7.5 | 7.09 | 6.7 | 6.24 | 5.82 | 5.31 | 320.7 | 319.8 | 317.9 | 315.8 | 314 | 312.7 | 312.1 | 311.7 | 311.8 | 313.2 | 305 | 7.01 | 0.87 | 6.62 | 4.99 | 12.41% | 312.61 | 7.1659 | 0.52283 | 7.0328 | 1.0189 | 7.1427 | 591.01 | 630.14
2012-02-26 00:30 | 9.68 | 9.44 | 8.97 | 8.38 | 7.88 | 7.45 | 7.07 | 6.67 | 6.24 | 5.56 | 323.8 | 323.1 | 321.3 | 319.5 | 317.9 | 316.6 | 315.5 | 314.9 | 314.7 | 314.5 | 308.6 | 7.42 | 0.91 | 6.96 | 4.98 | 12.26% | 316.435 | 7.5855 | 0.4838 | 7.3943 | 1.0259 | 7.6119 | 714.42 | 771.61
2012-02-26 00:40 | 10.13 | 9.98 | 9.66 | 9.12 | 8.54 | 7.85 | 7.18 | 6.57 | 6.11 | 5.48 | 326.5 | 325.8 | 324.3 | 322.2 | 320.6 | 318.6 | 316.8 | 315.3 | 314 | 312.4 | 309.3 | 8.01 | 0.77 | 7.46 | 5.03 | 9.613% | 318.33 | 7.9753 | 0.82443 | 7.7503 | 1.029 | 8.2425 | 892.67 | 977.08
2012-02-26 00:50 | 9.5 | 9.4 | 9.11 | 8.65 | 8.08 | 7.48 | 6.93 | 6.37 | 5.86 | 5.17 | 322.7 | 322 | 320 | 317.6 | 315.6 | 314.2 | 313.7 | 312.8 | 312.3 | 312 | 305.9 | 7.73 | 0.61 | 7.29 | 4.84 | 7.891% | 314.125 | 7.5873 | 0.70576 | 7.3986 | 1.0255 | 7.9272 | 807.73 | 867.93
2012-02-26 01:00 | 9.11 | 9.01 | 8.82 | 8.62 | 8.34 | 7.98 | 7.51 | 6.99 | 6.36 | 5.38 | 322.5 | 321.7 | 320.3 | 318.7 | 316.6 | 314.6 | 313.1 | 312.2 | 311.6 | 310.8 | 305.8 | 8.07 | 0.6 | 7.58 | 4.93 | 7.435% | 314.375 | 7.8043 | 0.56095 | 7.9109 | 0.98653 | 7.9613 | 914.69 | 876.96
2012-02-26 01:10 | 8.72 | 8.64 | 8.52 | 8.35 | 8.07 | 7.69 | 7.21 | 6.7 | 6.08 | 5.24 | 320.9 | 319.7 | 318 | 316.3 | 314.6 | 313.3 | 312.3 | 311.5 | 310.6 | 309.4 | 304.6 | 7.67 | 0.87 | 7.27 | 5.07 | 11.34% | 313.15 | 7.5278 | 0.5956 | 7.6193 | 0.98799 | 7.5779 | 789.67 | 762.58
2012-02-26 01:20 | 8.89 | 8.85 | 8.67 | 8.38 | 7.97 | 7.46 | 6.92 | 6.37 | 5.9 | 5.23 | 323 | 321.8 | 319.9 | 318.3 | 316.5 | 314.4 | 312.5 | 310.7 | 309.2 | 309.2 | 306.1 | 7.81 | 0.54 | 7.38 | 5.17 | 6.914% | 314.115 | 7.425 | 0.69436 | 7.3801 | 1.0061 | 7.8575 | 831.81 | 846.86
2012-02-26 01:30 | 9.38 | 9.3 | 9.08 | 8.66 | 8.08 | 7.43 | 6.84 | 6.35 | 5.96 | 5.41 | 326.2 | 325.1 | 323.3 | 321.1 | 318.6 | 315.7 | 313.5 | 312.6 | 312 | 311.1 | 306.9 | 7.75 | 0.86 | 7.3 | 5.08 | 11.1% | 315.37 | 7.5561 | 0.76458 | 7.3424 | 1.0291 | 7.9755 | 813.75 | 882.98
2012-02-26 01:40 | 9.03 | 8.99 | 8.85 | 8.49 | 7.94 | 7.34 | 6.81 | 6.38 | 5.97 | 5.39 | 327.2 | 326.1 | 324.1 | 321.8 | 319.5 | 317.1 | 314.7 | 313 | 312 | 311.2 | 308.4 | 7.55 | 0.5 | 7.03 | 5.07 | 6.623% | 316.74 | 7.4439 | 0.69258 | 7.2616 | 1.0251 | 7.7396 | 753.55 | 810.74
2012-02-26 01:50 | 8.71 | 8.63 | 8.49 | 8.28 | 7.95 | 7.37 | 6.69 | 6.03 | 5.45 | 4.65 | 328.3 | 327.6 | 326 | 324.1 | 322.3 | 320 | 317.7 | 316 | 315.2 | 314.3 | 310.6 | 7.43 | 0.58 | 6.87 | 4.45 | 7.806% | 319.655 | 7.2448 | 0.89456 | 7.2685 | 0.99674 | 7.4058 | 717.43 | 711.41
2012-02-26 02:00 | 8.17 | 8.09 | 7.98 | 7.88 | 7.7 | 7.31 | 6.76 | 6.11 | 5.49 | 4.76 | 326.2 | 325.6 | 324.6 | 323.4 | 322 | 320.3 | 318.6 | 316.3 | 313.4 | 310.6 | 311.3 | 7.44 | 0.59 | 7 | 4.48 | 7.93% | 320.045 | 7.0581 | 0.72283 | 7.2285 | 0.97642 | 7.2646 | 720.44 | 666.26
2012-02-26 02:10 | 8.54 | 8.43 | 8.26 | 8.04 | 7.64 | 7.01 | 6.37 | 5.75 | 5.22 | 4.55 | 324.8 | 324 | 322.8 | 321.5 | 319.4 | 316.8 | 314.3 | 312.1 | 310.1 | 307.8 | 307.9 | 7.07 | 0.68 | 6.57 | 4.31 | 9.618% | 316.425 | 6.9743 | 0.88472 | 6.9145 | 1.0087 | 7.1312 | 609.07 | 627.13
2012-02-26 02:20 | 8.93 | 8.78 | 8.5 | 8.27 | 7.99 | 7.55 | 6.96 | 6.28 | 5.67 | 4.89 | 328.4 | 327.6 | 325.8 | 323.9 | 322.1 | 319.9 | 317.2 | 315 | 313.2 | 311.1 | 311.5 | 7.59 | 0.65 | 7.2 | 4.85 | 8.564% | 319.495 | 7.3617 | 0.75192 | 7.4625 | 0.9865 | 7.4875 | 765.59 | 735.49
2012-02-26 02:30 | 8.75 | 8.61 | 8.32 | 7.97 | 7.56 | 7.07 | 6.57 | 6.12 | 5.68 | 5.01 | 332.6 | 332.2 | 331.2 | 329.8 | 328.1 | 326 | 323.4 | 319.8 | 317 | 315 | 317.3 | 7.17 | 0.72 | 6.67 | 4.63 | 10.04% | 325.61 | 7.0834 | 0.6778 | 6.9961 | 1.0125 | 7.2594 | 639.17 | 666.26
2012-02-26 02:40 | 8.57 | 8.37 | 7.96 | 7.58 | 7.1 | 6.46 | 5.88 | 5.37 | 4.94 | 4.51 | 330.6 | 329.5 | 327.6 | 325.8 | 323.9 | 321.6 | 319.7 | 317.8 | 315.7 | 313.2 | 312.6 | 6.51 | 0.76 | 6.06 | 4.36 | 11.67% | 321.315 | 6.5824 | 0.86932 | 6.3735 | 1.0328 | 6.7233 | 477.26 | 524.72
2012-02-26 02:50 | 8.51 | 8.34 | 7.98 | 7.56 | 7.09 | 6.55 | 6.09 | 5.62 | 5.18 | 4.62 | 329.4 | 328.5 | 326.7 | 324.7 | 322.5 | 319.5 | 316.3 | 313.8 | 311.4 | 307.3 | 311 | 6.71 | 0.61 | 6.33 | 4.3 | 9.091% | 319.02 | 6.6439 | 0.6729 | 6.482 | 1.025 | 6.8776 | 522.46 | 560.88
2012-02-26 03:00 | 7.89 | 7.7 | 7.35 | 7.01 | 6.78 | 6.56 | 6.28 | 5.87 | 5.41 | 4.66 | 330.1 | 329.2 | 327.3 | 325.5 | 324.2 | 322.5 | 320.2 | 317 | 314 | 310.4 | 313.1 | 6.62 | 0.38 | 6.42 | 4.12 | 5.74% | 322.155 | 6.467 | 0.4031 | 6.5191 | 0.992 | 6.567 | 502.12 | 490.82
2012-02-26 03:10 | 6.99 | 6.96 | 6.92 | 6.83 | 6.63 | 6.33 | 5.93 | 5.51 | 5.14 | 4.47 | 322.1 | 321.5 | 320 | 318.4 | 316.9 | 315.1 | 313.3 | 311.6 | 309.5 | 306.5 | 307.3 | 6.47 | 0.34 | 6.14 | 4.04 | 5.255% | 314.83 | 6.1771 | 0.60321 | 6.2711 | 0.98502 | 6.3731 | 468.22 | 445.62
2012-02-26 03:20 | 8.24 | 8.16 | 8.01 | 7.79 | 7.41 | 6.94 | 6.47 | 5.96 | 5.47 | 4.81 | 324.9 | 324.2 | 322.5 | 320.3 | 318.3 | 315.8 | 313.8 | 312.2 | 310.1 | 308 | 307.4 | 7.23 | 0.56 | 6.83 | 4.39 | 7.746% | 315.5 | 6.8916 | 0.64803 | 6.8706 | 1.0031 | 7.2521 | 657.23 | 663.25
2012-02-26 03:30 | 8.57 | 8.47 | 8.3 | 8.05 | 7.71 | 7.24 | 6.72 | 6.21 | 5.76 | 5.1 | 324.3 | 323.4 | 321.5 | 319.5 | 317.8 | 315.6 | 313.2 | 311.4 | 310.4 | 309.1 | 306.8 | 7.31 | 0.57 | 6.76 | 4.47 | 7.798% | 315.24 | 7.1702 | 0.68876 | 7.1631 | 1.001 | 7.3172 | 681.31 | 684.32
2012-02-26 03:40 | 8.13 | 8.06 | 7.92 | 7.75 | 7.49 | 7.07 | 6.57 | 6.1 | 5.65 | 5.02 | 321.5 | 320.4 | 318.7 | 317.6 | 316.4 | 314.6 | 313.2 | 312 | 310 | 306.4 | 305.8 | 7.11 | 0.65 | 6.78 | 4.62 | 9.142% | 314.39 | 6.9572 | 0.6778 | 6.9961 | 0.99443 | 7.0704 | 621.11 | 609.07
2012-02-26 03:50 | 7.44 | 7.35 | 7.13 | 6.89 | 6.64 | 6.34 | 6.03 | 5.68 | 5.28 | 4.66 | 319.6 | 318.3 | 316.1 | 314.9 | 314.6 | 313.9 | 312.9 | 312.1 | 310.9 | 309.4 | 305.8 | 6.47 | 0.7 | 6.21 | 4.34 | 10.82% | 313.75 | 6.2981 | 0.46327 | 6.2946 | 1.0006 | 6.4736 | 468.22 | 468.22
2012-02-26 04:00 | 8.24 | 8.04 | 7.63 | 7.27 | 6.95 | 6.57 | 6.12 | 5.7 | 5.25 | 4.64 | 321.9 | 321.4 | 319.9 | 319 | 318.2 | 317.3 | 316.6 | 315.9 | 314.9 | 312.9 | 308.1 | 6.8 | 0.67 | 6.45 | 4.47 | 9.853% | 317.195 | 6.5579 | 0.65566 | 6.5036 | 1.0083 | 6.8568 | 542.8 | 556.36
2012-02-26 04:10 | 8.59 | 8.38 | 8.01 | 7.64 | 7.28 | 6.88 | 6.49 | 6.1 | 5.65 | 4.91 | 324.2 | 323.3 | 321.4 | 319.6 | 318.1 | 316.8 | 315.6 | 314.5 | 313.6 | 312.2 | 308.8 | 6.92 | 0.63 | 6.64 | 4.59 | 9.104% | 316.62 | 6.902 | 0.53927 | 6.8227 | 1.0116 | 7.0004 | 569.92 | 588
2012-02-26 04:20 | 8.7 | 8.47 | 8.02 | 7.62 | 7.26 | 6.85 | 6.46 | 6.07 | 5.68 | 5.06 | 322 | 320.8 | 318.6 | 317.2 | 316 | 314.6 | 313 | 311.3 | 309.4 | 305.8 | 307.4 | 6.92 | 0.86 | 6.69 | 4.37 | 12.43% | 314.36 | 6.8977 | 0.5417 | 6.7927 | 1.0155 | 7.0269 | 569.92 | 597.03
2012-02-26 04:30 | 8.47 | 8.23 | 7.86 | 7.43 | 7.01 | 6.57 | 6.24 | 5.97 | 5.69 | 5.23 | 319.8 | 318.6 | 316.7 | 314.7 | 313 | 311.7 | 310.1 | 307.9 | 305.6 | 301.9 | 303.8 | 6.81 | 0.76 | 6.52 | 4.82 | 11.16% | 311.46 | 6.7198 | 0.47622 | 6.5217 | 1.0304 | 7.0169 | 545.06 | 594.02
2012-02-26 04:40 | 8.61 | 8.4 | 8.01 | 7.62 | 7.28 | 6.85 | 6.43 | 6.03 | 5.63 | 5 | 321.1 | 320.3 | 318.9 | 317.6 | 316.4 | 315.8 | 315.4 | 315.2 | 314.3 | 311.5 | 307.3 | 7.07 | 0.91 | 6.78 | 4.8 | 12.87% | 315.74 | 6.8891 | 0.58472 | 6.7882 | 1.0149 | 7.1751 | 609.07 | 642.18
2012-02-26 04:50 | 9.32 | 9.09 | 8.72 | 8.4 | 8.06 | 7.64 | 7.13 | 6.57 | 6.01 | 5.41 | 320.9 | 320.2 | 319.3 | 318.1 | 317.1 | 316.7 | 316.6 | 315.9 | 315.4 | 314.9 | 308.9 | 7.62 | 1.05 | 7.23 | 4.93 | 13.78% | 316.685 | 7.5659 | 0.63843 | 7.5648 | 1.0001 | 7.6211 | 774.62 | 774.62
2012-02-26 05:00 | 9.59 | 9.38 | 8.91 | 8.43 | 7.95 | 7.45 | 7.01 | 6.54 | 6.04 | 5.3 | 323.9 | 323.2 | 322.1 | 321.3 | 320.6 | 319.8 | 319.2 | 319.3 | 319.6 | 319.8 | 312.2 | 7.72 | 0.8 | 7.33 | 4.96 | 10.36% | 319.71 | 7.5557 | 0.56256 | 7.3853 | 1.0231 | 7.8982 | 804.72 | 858.9
2012-02-26 05:10 | 10.35 | 10.19 | 9.84 | 9.42 | 8.93 | 8.38 | 7.81 | 7.23 | 6.66 | 5.93 | 322.3 | 321.6 | 320.3 | 319.1 | 317.7 | 316.1 | 314.6 | 313.7 | 313.5 | 314 | 307.2 | 8.6 | 0.51 | 8.12 | 5.48 | 5.93% | 315.875 | 8.3947 | 0.65096 | 8.2958 | 1.0119 | 8.7025 | 1109.2 | 1145.9
2012-02-26 05:20 | 10.84 | 10.71 | 10.43 | 10.03 | 9.49 | 8.85 | 8.24 | 7.71 | 7.21 | 6.35 | 326.2 | 325.5 | 323.9 | 322 | 320 | 318 | 316.3 | 315.1 | 314.3 | 313.6 | 308.7 | 9.05 | 0.8 | 8.51 | 5.89 | 8.84% | 317.745 | 8.9019 | 0.65996 | 8.7599 | 1.0162 | 9.1966 | 1275.05 | 1332.2
2012-02-26 05:30 | 10.54 | 10.32 | 9.89 | 9.39 | 8.93 | 8.43 | 7.92 | 7.45 | 7.07 | 6.4 | 327.1 | 326 | 323.8 | 321.8 | 320.4 | 319.4 | 318.8 | 318.3 | 316.9 | 315.8 | 310.1 | 8.4 | 0.93 | 8 | 6.01 | 11.07% | 319.31 | 8.4963 | 0.57669 | 8.355 | 1.0169 | 8.5421 | 1035.8 | 1087.18
2012-02-26 05:40 | 10.2 | 10 | 9.64 | 9.19 | 8.62 | 8.02 | 7.54 | 7.13 | 6.76 | 6.25 | 326.6 | 325.3 | 322.8 | 321.2 | 320 | 319 | 318 | 316.6 | 315.9 | 314.8 | 309.2 | 8.14 | 1.19 | 7.65 | 5.95 | 14.62% | 318.85 | 8.1982 | 0.57032 | 7.9494 | 1.0313 | 8.3948 | 940.38 | 1032.13
2012-02-26 05:50 | 10.21 | 10 | 9.58 | 9.04 | 8.49 | 7.93 | 7.36 | 6.77 | 6.22 | 5.49 | 326.8 | 325.6 | 322.8 | 319.7 | 317.3 | 315.3 | 314 | 312.5 | 311.6 | 312.1 | 306.4 | 8.04 | 0.65 | 7.53 | 5 | 8.085% | 315.105 | 7.9924 | 0.68931 | 7.8457 | 1.0187 | 8.1903 | 903.68 | 958.73
2012-02-26 06:00 | 10.07 | 9.82 | 9.29 | 8.69 | 8.12 | 7.5 | 6.89 | 6.33 | 5.87 | 5.24 | 326.4 | 325.4 | 323.7 | 321.7 | 320 | 318.5 | 317.1 | 315.9 | 315.4 | 315.9 | 309 | 7.63 | 0.89 | 7.19 | 4.84 | 11.66% | 318.29 | 7.6554 | 0.78393 | 7.4094 | 1.0332 | 7.8833 | 777.63 | 852.88
2012-02-26 06:10 | 10.19 | 10.01 | 9.52 | 8.92 | 8.28 | 7.64 | 7.12 | 6.67 | 6.16 | 5.47 | 324.8 | 324.1 | 322.5 | 320.8 | 319.2 | 317.4 | 315.6 | 314.8 | 314.9 | 315.5 | 307.3 | 7.95 | 1.37 | 7.45 | 5 | 17.23% | 317.13 | 7.8677 | 0.6514 | 7.5632 | 1.0403 | 8.2701 | 873.95 | 988.09
2012-02-26 06:20 | 10.06 | 9.89 | 9.41 | 8.85 | 8.3 | 7.71 | 7.1 | 6.51 | 5.99 | 5.27 | 324.9 | 324.3 | 322.8 | 321.1 | 319.4 | 317.8 | 316.3 | 315.4 | 314.6 | 311.9 | 308 | 8.11 | 1.03 | 7.62 | 4.54 | 12.7% | 317.575 | 7.8097 | 0.76167 | 7.6195 | 1.025 | 8.3124 | 929.37 | 1002.77
2012-02-26 06:30 | 10.02 | 9.83 | 9.44 | 8.98 | 8.48 | 8 | 7.52 | 6.99 | 6.43 | 5.71 | 324.1 | 323.3 | 321.8 | 319.8 | 317.8 | 315.6 | 313.9 | 312.7 | 312 | 311.7 | 306.7 | 8.11 | 1.14 | 7.58 | 5.04 | 14.06% | 315.345 | 8.031 | 0.57179 | 7.9294 | 1.0128 | 8.2139 | 929.37 | 966.07
2012-02-26 06:40 | 10.18 | 10.06 | 9.8 | 9.49 | 9.11 | 8.68 | 8.26 | 7.78 | 7.33 | 6.71 | 321.1 | 320.5 | 319.1 | 317.9 | 316.8 | 315.7 | 314.4 | 313.7 | 313.3 | 313.7 | 306.9 | 8.98 | 1.08 | 8.59 | 6.2 | 12.03% | 315.505 | 8.6566 | 0.45832 | 8.6185 | 1.0044 | 9.0196 | 1248.66 | 1263.62
2012-02-26 06:50 | 10.52 | 10.44 | 10.24 | 9.96 | 9.53 | 8.96 | 8.28 | 7.63 | 7.1 | 6.38 | 321 | 320.1 | 318.3 | 316.6 | 314.8 | 313.4 | 311.9 | 310.8 | 310.4 | 310.9 | 304.2 | 9.26 | 1.06 | 8.68 | 5.41 | 11.45% | 313.175 | 8.8649 | 0.72937 | 8.8592 | 1.0006 | 9.2659 | 1355.06 | 1358.87
2012-02-26 07:00 | 10.13 | 10.07 | 9.94 | 9.67 | 9.18 | 8.51 | 7.87 | 7.31 | 6.81 | 5.98 | 321.7 | 320.9 | 319.6 | 318.3 | 316.9 | 315.2 | 313.4 | 312.3 | 311.7 | 311.8 | 306.8 | 8.82 | 0.92 | 8.19 | 5.56 | 10.43% | 314.93 | 8.5232 | 0.7225 | 8.4152 | 1.0128 | 8.9332 | 1189.94 | 1230.31
2012-02-26 07:10 | 10.04 | 10.02 | 9.96 | 9.69 | 9.17 | 8.49 | 7.86 | 7.3 | 6.78 | 5.99 | 324.1 | 323.4 | 321.6 | 319.9 | 318.1 | 316.1 | 314.5 | 313.4 | 312.3 | 311.2 | 307 | 8.82 | 0.7 | 8.26 | 5.39 | 7.937% | 315.86 | 8.5109 | 0.7125 | 8.3967 | 1.0136 | 8.94 | 1189.94 | 1233.98
2012-02-26 07:20 | 10 | 9.97 | 9.83 | 9.51 | 9.02 | 8.34 | 7.63 | 6.91 | 6.2 | 5.31 | 324.2 | 323.4 | 321.8 | 319.4 | 317.3 | 315.5 | 314.3 | 313.5 | 313.8 | 314.3 | 306.7 | 8.53 | 0.6 | 7.95 | 4.64 | 7.034% | 315.32 | 8.2907 | 0.82222 | 8.2344 | 1.0068 | 8.5884 | 1083.51 | 1105.53
2012-02-26 07:30 | 9.8 | 9.79 | 9.78 | 9.57 | 9.07 | 8.33 | 7.61 | 6.97 | 6.28 | 5.14 | 322.2 | 321.4 | 320.1 | 318.3 | 316.2 | 313.9 | 312.2 | 311.6 | 311.4 | 310.7 | 305.3 | 8.44 | 0.56 | 7.76 | 4.43 | 6.635% | 313.645 | 8.2921 | 0.83539 | 8.2228 | 1.0084 | 8.5112 | 1050.48 | 1076.17
2012-02-26 07:40 | 9.99 | 10.02 | 10.07 | 10.03 | 9.72 | 9.02 | 8.17 | 7.39 | 6.66 | 5.69 | 319.7 | 319.3 | 318.5 | 317.6 | 316.2 | 314.8 | 313.7 | 312.6 | 311.9 | 311.6 | 305.6 | 9.31 | 0.77 | 8.53 | 5 | 8.271% | 314.635 | 8.7852 | 0.91463 | 8.893 | 0.98788 | 9.1971 | 1374.11 | 1332.2
2012-02-26 07:50 | 10.18 | 10.17 | 10.15 | 10.02 | 9.69 | 9.1 | 8.42 | 7.66 | 6.88 | 5.95 | 320.5 | 319.9 | 318.9 | 317.5 | 315.8 | 313.6 | 311.9 | 311.6 | 311.8 | 311.7 | 305.2 | 9.43 | 0.71 | 8.87 | 5.15 | 7.529% | 313.345 | 8.881 | 0.7177 | 8.9993 | 0.98685 | 9.306 | 1419.83 | 1374.11
2012-02-26 08:00 | 9.64 | 9.6 | 9.49 | 9.27 | 8.9 | 8.38 | 7.84 | 7.28 | 6.66 | 5.73 | 321.6 | 320.8 | 319.1 | 316.8 | 315.1 | 313.7 | 312.6 | 312 | 311.3 | 311.1 | 305.4 | 8.62 | 0.62 | 8.13 | 5.01 | 7.193% | 313.535 | 8.2809 | 0.61553 | 8.3004 | 0.99765 | 8.5998 | 1116.54 | 1109.2
2012-02-26 08:10 | 9.24 | 9.21 | 9.13 | 8.97 | 8.63 | 8.1 | 7.54 | 6.97 | 6.38 | 5.54 | 321.7 | 321 | 319.2 | 317.1 | 315.3 | 313.9 | 312.9 | 311.9 | 311.1 | 311.3 | 305.3 | 8.45 | 0.53 | 7.97 | 4.91 | 6.272% | 313.75 | 7.984 | 0.66204 | 8.0173 | 0.99585 | 8.4149 | 1054.15 | 1039.47
2012-02-26 08:20 | 9.05 | 8.97 | 8.76 | 8.44 | 8.03 | 7.5 | 6.95 | 6.5 | 6.06 | 5.35 | 318.5 | 317.6 | 315.9 | 314.1 | 312.9 | 311.7 | 310.4 | 309.2 | 308.9 | 310.2 | 303.5 | 7.82 | 0.74 | 7.4 | 4.69 | 9.463% | 311.505 | 7.512 | 0.70381 | 7.4186 | 1.0126 | 7.9184 | 834.82 | 864.92
2012-02-26 08:30 | 8.52 | 8.34 | 7.97 | 7.58 | 7.22 | 6.81 | 6.43 | 6.09 | 5.73 | 5.16 | 322.8 | 322 | 320.9 | 319.7 | 319 | 318.2 | 317.1 | 315.9 | 314.9 | 314.2 | 311.2 | 6.98 | 0.85 | 6.62 | 4.7 | 12.18% | 318.035 | 6.878 | 0.53059 | 6.7542 | 1.0183 | 7.108 | 583.48 | 621.11
2012-02-26 08:40 | 8.16 | 7.88 | 7.38 | 6.87 | 6.35 | 5.86 | 5.41 | 5.04 | 4.68 | 4.04 | 325 | 324.3 | 322.1 | 320.2 | 319 | 318.1 | 316.9 | 315.6 | 316.4 | 318 | 310.4 | 5.88 | 0.98 | 5.42 | 4.01 | 16.67% | 317.92 | 6.051 | 0.73836 | 5.7933 | 1.0445 | 6.1415 | 342.56 | 393.64
2012-02-26 08:50 | 8.56 | 8.29 | 7.69 | 7.06 | 6.51 | 5.97 | 5.44 | 4.96 | 4.56 | 3.97 | 326 | 324.9 | 322.8 | 321 | 319.3 | 318.3 | 317.9 | 317.2 | 317 | 319.9 | 310.9 | 6.05 | 0.79 | 5.61 | 3.5 | 13.06% | 318.24 | 6.1852 | 0.85911 | 5.891 | 1.0499 | 6.3521 | 373.3 | 441.1
2012-02-26 09:00 | 8.48 | 8.24 | 7.72 | 7.16 | 6.61 | 5.98 | 5.4 | 4.91 | 4.53 | 3.99 | 323.6 | 322.4 | 320.2 | 318.6 | 317.2 | 315.8 | 315.5 | 316.1 | 317.6 | 321.2 | 309.1 | 6.08 | 0.57 | 5.6 | 3.46 | 9.375% | 315.755 | 6.2081 | 0.94278 | 5.8932 | 1.0534 | 6.4048 | 380.08 | 452.4
2012-02-26 09:10 | 8.4 | 8.22 | 7.78 | 7.25 | 6.71 | 6.11 | 5.56 | 5.09 | 4.67 | 3.98 | 321.6 | 320.4 | 318.5 | 317.1 | 315.6 | 314.8 | 314.6 | 315 | 315.1 | 314.1 | 306.9 | 6.19 | 0.76 | 5.73 | 3.54 | 12.28% | 314.77 | 6.3079 | 0.87169 | 6.028 | 1.0464 | 6.4775 | 404.94 | 470.48
2012-02-26 09:20 | 8.44 | 8.35 | 8.14 | 7.81 | 7.38 | 6.87 | 6.35 | 5.87 | 5.42 | 4.74 | 318.7 | 317.7 | 316.1 | 315 | 314.2 | 313.5 | 312.9 | 312.7 | 312.9 | 314.4 | 304.9 | 6.91 | 0.66 | 6.51 | 4.2 | 9.551% | 313.41 | 6.903 | 0.72735 | 6.793 | 1.0162 | 7.022 | 567.66 | 594.02
2012-02-26 09:30 | 8.22 | 8.04 | 7.71 | 7.35 | 6.99 | 6.59 | 6.18 | 5.82 | 5.51 | 4.96 | 315.2 | 314.4 | 313.2 | 312.2 | 311.7 | 311.2 | 311 | 310.5 | 309.4 | 308.4 | 302.8 | 6.72 | 0.83 | 6.38 | 4.25 | 12.35% | 311.17 | 6.6422 | 0.5936 | 6.5296 | 1.0172 | 6.8358 | 524.72 | 551.84
2012-02-26 09:40 | 7.7 | 7.47 | 7.07 | 6.66 | 6.26 | 5.81 | 5.39 | 5.04 | 4.73 | 4.27 | 315.4 | 314.6 | 313.3 | 312.8 | 312.5 | 312 | 311.9 | 312 | 312.6 | 312.3 | 302.7 | 6.07 | 0.73 | 5.85 | 4.14 | 12.03% | 311.985 | 5.9354 | 0.6934 | 5.7479 | 1.0326 | 6.268 | 377.82 | 423.02
2012-02-26 09:50 | 7.42 | 7.29 | 7.02 | 6.78 | 6.58 | 6.39 | 6.2 | 5.96 | 5.76 | 5.47 | 308.1 | 307.6 | 306.8 | 306.3 | 305.2 | 303.5 | 302.2 | 301.2 | 300.9 | 301.8 | 296.3 | 6.34 | 0.86 | 6.2 | 5.38 | 13.56% | 303.305 | 6.3878 | 0.27894 | 6.3624 | 1.004 | 6.3652 | 438.84 | 445.62
2012-02-26 10:00 | 7.51 | 7.42 | 7.28 | 7.04 | 6.82 | 6.6 | 6.35 | 6.07 | 5.83 | 5.48 | 307.3 | 306.7 | 305.5 | 304.1 | 302.6 | 302.2 | 302.1 | 301.9 | 302.2 | 303.6 | 295.9 | 6.73 | 0.74 | 6.51 | 5.42 | 11% | 302.185 | 6.5704 | 0.35684 | 6.5636 | 1.001 | 6.737 | 526.98 | 529.24
2012-02-26 10:10 | 6.96 | 6.89 | 6.7 | 6.53 | 6.36 | 6.21 | 6.03 | 5.78 | 5.48 | 5.1 | 310.6 | 310.3 | 309.5 | 308.6 | 307.9 | 307.1 | 306.5 | 306.4 | 306.4 | 307.5 | 300.4 | 6.41 | 0.59 | 6.26 | 5.17 | 9.204% | 307.01 | 6.1506 | 0.27181 | 6.1839 | 0.99462 | 6.3755 | 454.66 | 447.88
2012-02-26 10:20 | 6.58 | 6.46 | 6.28 | 6.12 | 6.02 | 5.88 | 5.69 | 5.53 | 5.37 | 5.02 | 311.1 | 310.8 | 310.4 | 310.1 | 310.2 | 310.4 | 310.8 | 310.8 | 310.1 | 309.5 | 302.6 | 5.86 | 0.59 | 5.7 | 4.97 | 10.07% | 310.46 | 5.8358 | 0.30353 | 5.8524 | 0.99717 | 5.8434 | 339.32 | 336.08
2012-02-26 10:30 | 6.09 | 5.98 | 5.82 | 5.66 | 5.5 | 5.33 | 5.21 | 5.16 | 5.11 | 4.96 | 309.4 | 309.2 | 309 | 308.5 | 308.4 | 308.8 | 308.2 | 307 | 305.8 | 305.4 | 300.1 | 5.68 | 0.81 | 5.53 | 4.92 | 14.26% | 308.71 | 5.4007 | 0.21043 | 5.3126 | 1.0166 | 5.7741 | 310.16 | 324.74
2012-02-26 10:40 | 6.47 | 6.39 | 6.23 | 6.08 | 5.92 | 5.85 | 5.77 | 5.62 | 5.49 | 5.36 | 310.3 | 310.2 | 310.1 | 309 | 307.7 | 307.2 | 307.4 | 307.7 | 307.2 | 306.4 | 301.1 | 6.18 | 0.68 | 6.11 | 5.6 | 11% | 307.23 | 5.8491 | 0.12724 | 5.8385 | 1.0018 | 6.1913 | 402.68 | 404.94
2012-02-26 10:50 | 6.92 | 6.91 | 6.88 | 6.83 | 6.75 | 6.64 | 6.49 | 6.39 | 6.26 | 6.09 | 304.3 | 304 | 303.6 | 303 | 302.2 | 301.3 | 300.4 | 299.8 | 299.6 | 300.1 | 294.5 | 6.8 | 0.61 | 6.74 | 5.99 | 8.971% | 301.165 | 6.5905 | 0.21115 | 6.6183 | 0.99579 | 6.7714 | 542.8 | 536.02
2012-02-26 11:00 | 6.69 | 6.66 | 6.62 | 6.52 | 6.41 | 6.32 | 6.24 | 6.12 | 5.98 | 5.82 | 301.8 | 301.6 | 301.5 | 301.3 | 301.3 | 300.7 | 300.1 | 299.6 | 299.1 | 298.1 | 293.2 | 6.47 | 0.76 | 6.43 | 5.62 | 11.75% | 300.61 | 6.3036 | 0.11772 | 6.3085 | 0.99922 | 6.465 | 468.22 | 465.96
2012-02-26 11:10 | 5.56 | 5.56 | 5.53 | 5.43 | 5.38 | 5.3 | 5.25 | 5.14 | 5.01 | 4.78 | 310.2 | 310.1 | 309.8 | 310 | 309.9 | 309.3 | 308.7 | 307.7 | 306.9 | 305.6 | 299.9 | 5.43 | 0.52 | 5.4 | 5.07 | 9.576% | 309.21 | 5.2759 | 0.087593 | 5.2928 | 0.99681 | 5.4127 | 269.66 | 266.42
2012-02-26 11:20 | 5 | 4.94 | 4.91 | 4.88 | 4.88 | 4.86 | 4.86 | 4.82 | 4.75 | 4.7 | 309 | 308.4 | 307.4 | 306.7 | 306.4 | 307 | 307.4 | 307.9 | 307.6 | 306.7 | 297.2 | 5.16 | 0.76 | 5.14 | 4.68 | 14.73% | 307.06 | 4.8466 | 0 | 4.86 | 0.99725 | 5.1458 | 225.92 | 224.3
2012-02-26 11:30 | 5.97 | 5.94 | 5.89 | 5.76 | 5.61 | 5.5 | 5.37 | 5.29 | 5.24 | 5.13 | 308.1 | 307.8 | 307.2 | 306.3 | 305.9 | 305.9 | 306.4 | 306.1 | 306.1 | 307.5 | 301.6 | 5.77 | 0.93 | 5.69 | 5.35 | 16.12% | 305.975 | 5.5191 | 0.22105 | 5.4812 | 1.0069 | 5.81 | 324.74 | 331.22
2012-02-26 11:40 | 6.67 | 6.61 | 6.57 | 6.62 | 6.58 | 6.57 | 6.58 | 6.6 | 6.6 | 6.55 | 301.1 | 301.1 | 300.5 | 299.8 | 299.2 | 298.6 | 298.2 | 297.9 | 298.1 | 299 | 292.9 | 6.81 | 0.72 | 6.78 | 6.47 | 10.57% | 298.54 | 6.5866 | -0.014055 | 6.5714 | 1.0023 | 6.8257 | 545.06 | 549.58
2012-02-26 11:50 | 6.66 | 6.67 | 6.66 | 6.64 | 6.64 | 6.62 | 6.48 | 6.38 | 6.27 | 5.98 | 297.3 | 297 | 296.7 | 296.4 | 296.4 | 295.9 | 295.3 | 294.6 | 294.6 | 294.4 | 289.7 | 6.73 | 0.66 | 6.65 | 5.96 | 9.807% | 295.81 | 6.5065 | 0.19752 | 6.5998 | 0.98587 | 6.6349 | 526.98 | 504.38
2012-02-26 12:00 | 6.34 | 6.25 | 6.18 | 6.15 | 6.1 | 6.03 | 5.91 | 5.77 | 5.65 | 5.57 | 305.6 | 305.1 | 304 | 303 | 302 | 300.6 | 299.4 | 298.7 | 297.6 | 295.3 | 296.1 | 6.02 | 0.76 | 5.95 | 5.7 | 12.62% | 300.42 | 5.9573 | 0.18575 | 6.0127 | 0.9908 | 5.9646 | 366.52 | 355.52
2012-02-26 12:10 | 6.1 | 6.08 | 6.12 | 6.1 | 6.04 | 5.92 | 5.82 | 5.68 | 5.51 | 5.42 | 311 | 311.1 | 311.5 | 311.8 | 312.2 | 312.1 | 312 | 311.5 | 311.3 | 311.6 | 303 | 5.8 | 0.97 | 5.74 | 5.37 | 16.72% | 312.085 | 5.8703 | 0.15743 | 5.9056 | 0.99403 | 5.7654 | 329.6 | 324.74
2012-02-26 12:20 | 5.89 | 5.95 | 5.97 | 5.98 | 5.91 | 5.89 | 5.85 | 5.73 | 5.6 | 5.47 | 300 | 299.8 | 299.4 | 299.3 | 299.4 | 299.6 | 299.3 | 299.3 | 300 | 301.5 | 293.6 | 6.2 | 0.8 | 6.15 | 5.42 | 12.9% | 299.555 | 5.8322 | 0.062971 | 5.8843 | 0.99116 | 6.1452 | 407.2 | 395.9
2012-02-26 12:30 | 6.82 | 6.78 | 6.72 | 6.66 | 6.61 | 6.56 | 6.55 | 6.54 | 6.48 | 6.2 | 300.6 | 300.3 | 300.1 | 300.2 | 300.4 | 300.3 | 300.3 | 300.7 | 301.2 | 300.6 | 294.3 | 7.02 | 1.08 | 7.02 | 6.27 | 15.38% | 300.3 | 6.5745 | 0.014098 | 6.5586 | 1.0024 | 7.0371 | 594.02 | 600.04
2012-02-26 12:40 | 6.82 | 6.75 | 6.66 | 6.65 | 6.63 | 6.6 | 6.56 | 6.54 | 6.48 | 6.28 | 310.3 | 309.9 | 310.1 | 309.9 | 309.7 | 309.1 | 307.9 | 307.3 | 307.6 | 307.9 | 301.1 | 6.7 | 1.05 | 6.65 | 6.09 | 15.67% | 308.92 | 6.5781 | 0.056176 | 6.5943 | 0.99754 | 6.6835 | 520.2 | 515.68
2012-02-26 12:50 | 6.41 | 6.4 | 6.34 | 6.21 | 6.11 | 6.08 | 6.03 | 5.93 | 5.84 | 5.72 | 316.9 | 316.7 | 316.5 | 316.2 | 316.6 | 317.3 | 317.9 | 317.9 | 317.5 | 316.1 | 309.5 | 6.16 | 1.05 | 6.03 | 5.77 | 17.05% | 317.39 | 6.0697 | 0.076309 | 6.0728 | 0.9995 | 6.1569 | 398.16 | 398.16
2012-02-26 13:00 | 6.46 | 6.43 | 6.37 | 6.28 | 6.18 | 6.05 | 5.99 | 5.96 | 5.86 | 5.64 | 317.9 | 317.7 | 317.1 | 316.6 | 316.2 | 315.6 | 315.1 | 314.1 | 313.2 | 313 | 310.2 | 6.41 | 0.72 | 6.32 | 5.72 | 11.23% | 315.525 | 6.0851 | 0.092104 | 6.0414 | 1.0072 | 6.4564 | 454.66 | 465.96
2012-02-26 13:10 | 6.52 | 6.43 | 6.29 | 6.12 | 6.03 | 5.94 | 5.82 | 5.7 | 5.62 | 5.4 | 318.4 | 317.9 | 316.9 | 317 | 317 | 317.8 | 318.7 | 319.4 | 319.4 | 319.7 | 311 | 5.97 | 0.71 | 5.87 | 5.46 | 11.89% | 317.935 | 5.9257 | 0.1886 | 5.9227 | 1.0005 | 5.9731 | 357.14 | 357.14
2012-02-26 13:20 | 6.13 | 6.08 | 5.96 | 5.9 | 5.83 | 5.8 | 5.79 | 5.77 | 5.71 | 5.46 | 310.7 | 310.4 | 309.9 | 309.6 | 309.4 | 309.4 | 309.6 | 309.3 | 308.8 | 308.8 | 301.5 | 5.87 | 0.61 | 5.76 | 5.28 | 10.39% | 309.43 | 5.8136 | 0.015946 | 5.7986 | 1.0026 | 5.8852 | 340.94 | 344.18
2012-02-26 13:30 | 6.8 | 6.81 | 6.76 | 6.7 | 6.57 | 6.44 | 6.33 | 6.22 | 6.12 | 5.95 | 308.6 | 308.3 | 308.2 | 307.9 | 307.8 | 307.5 | 307.7 | 308 | 308 | 307.5 | 299.5 | 6.47 | 0.95 | 6.42 | 5.72 | 14.68% | 307.53 | 6.438 | 0.15921 | 6.4241 | 1.0022 | 6.484 | 468.22 | 470.48
2012-02-26 13:40 | 7.51 | 7.49 | 7.35 | 7.23 | 7.16 | 7.1 | 7.05 | 6.9 | 6.76 | 6.53 | 309.1 | 309.2 | 308.7 | 308.5 | 308 | 307.3 | 307.3 | 307.9 | 308.5 | 309.6 | 300.5 | 7.2 | 0.59 | 7.08 | 6.25 | 8.194% | 307.3 | 7.0672 | 0.065308 | 7.0928 | 0.99639 | 7.174 | 648.2 | 639.17
2012-02-26 13:50 | 7.03 | 6.94 | 6.76 | 6.59 | 6.49 | 6.44 | 6.39 | 6.31 | 6.19 | 5.98 | 311.5 | 311 | 310.4 | 310.5 | 310.7 | 311.1 | 310.8 | 310.8 | 311.1 | 311.4 | 301.7 | 6.43 | 0.76 | 6.34 | 5.81 | 11.82% | 311.055 | 6.4482 | 0.072027 | 6.4328 | 1.0024 | 6.4454 | 459.18 | 463.7
2012-02-26 14:00 | 6.99 | 6.95 | 6.85 | 6.73 | 6.61 | 6.51 | 6.42 | 6.31 | 6.19 | 6.05 | 307.3 | 306.9 | 306.1 | 305.4 | 305.4 | 305.5 | 305.2 | 305.1 | 305.2 | 305.3 | 296.7 | 6.64 | 0.76 | 6.54 | 5.74 | 11.45% | 305.455 | 6.5107 | 0.12865 | 6.497 | 1.0021 | 6.654 | 506.64 | 508.9
2012-02-26 14:10 | 7.28 | 7.3 | 7.29 | 7.27 | 7.23 | 7.18 | 7.09 | 6.95 | 6.79 | 6.57 | 305.2 | 304.7 | 304.7 | 304.4 | 304 | 303.3 | 302.9 | 302.9 | 302.8 | 302.6 | 296 | 7.23 | 0.49 | 7.16 | 6.53 | 6.777% | 303.24 | 7.0949 | 0.11657 | 7.167 | 0.98994 | 7.1572 | 657.23 | 636.16
2012-02-26 14:20 | 7.75 | 7.67 | 7.54 | 7.34 | 7.18 | 6.97 | 6.78 | 6.55 | 6.33 | 6.03 | 305.6 | 305.3 | 305.3 | 305.5 | 305.8 | 305.6 | 305.3 | 304.9 | 304.2 | 304.2 | 297.3 | 6.96 | 0.8 | 6.88 | 5.93 | 11.49% | 305.555 | 6.9507 | 0.2554 | 6.9425 | 1.0012 | 6.9683 | 578.96 | 581.22
2012-02-26 14:30 | 6.63 | 6.63 | 6.6 | 6.53 | 6.44 | 6.31 | 6.17 | 6.06 | 6.02 | 5.91 | 306.3 | 306.1 | 306.1 | 306.2 | 305.4 | 305.2 | 304.9 | 305.2 | 305.4 | 306.3 | 299.5 | 6.52 | 0.88 | 6.44 | 5.7 | 13.5% | 305.155 | 6.2967 | 0.20734 | 6.2897 | 1.0011 | 6.5272 | 479.52 | 481.78
2012-02-26 14:40 | 6.05 | 6.01 | 5.9 | 5.84 | 5.71 | 5.52 | 5.37 | 5.23 | 5.1 | 4.95 | 310.4 | 310.3 | 309.9 | 308.9 | 308.1 | 307.4 | 306.8 | 306.2 | 305.5 | 305.2 | 299.4 | 5.61 | 0.49 | 5.48 | 4.81 | 8.734% | 307.31 | 5.5197 | 0.25459 | 5.4983 | 1.0039 | 5.6319 | 298.82 | 302.06
2012-02-26 14:50 | 6.27 | 6.17 | 6.06 | 5.89 | 5.69 | 5.51 | 5.34 | 5.2 | 5.07 | 4.86 | 315.6 | 315.1 | 314.9 | 314.7 | 314 | 313 | 312.7 | 312.2 | 312.1 | 312.1 | 303.6 | 5.69 | 0.72 | 5.57 | 4.76 | 12.65% | 312.955 | 5.5368 | 0.2896 | 5.4853 | 1.0094 | 5.7434 | 311.78 | 319.88
2012-02-26 15:00 | 7.19 | 7.14 | 6.94 | 6.75 | 6.63 | 6.51 | 6.33 | 6.07 | 5.75 | 5.46 | 313.9 | 313.4 | 312.5 | 311.5 | 310.7 | 309.8 | 308.7 | 308 | 307.5 | 307.4 | 302.1 | 6.56 | 0.54 | 6.38 | 5.2 | 8.232% | 309.635 | 6.42 | 0.25911 | 6.4839 | 0.99014 | 6.4953 | 488.56 | 475
2012-02-26 15:10 | 6.56 | 6.48 | 6.31 | 6.18 | 6 | 5.84 | 5.75 | 5.6 | 5.38 | 5.01 | 312.7 | 312.5 | 311.9 | 311.1 | 310.2 | 309.8 | 309.3 | 308.6 | 308.2 | 308.2 | 301.9 | 6.11 | 0.42 | 5.99 | 4.8 | 6.874% | 309.725 | 5.8554 | 0.14352 | 5.827 | 1.0049 | 6.1398 | 386.86 | 393.64
2012-02-26 15:20 | 6.76 | 6.66 | 6.53 | 6.34 | 6.2 | 6.03 | 5.89 | 5.77 | 5.56 | 5.14 | 306.9 | 306.1 | 305.5 | 304.6 | 303.4 | 301.9 | 300.3 | 299.2 | 298.3 | 297.2 | 293.9 | 6.15 | 0.38 | 5.99 | 4.84 | 6.179% | 301.66 | 6.0273 | 0.21708 | 6.0097 | 1.0029 | 6.168 | 395.9 | 400.42
2012-02-26 15:30 | 6.1 | 6.07 | 5.98 | 5.86 | 5.68 | 5.53 | 5.4 | 5.24 | 5.1 | 4.82 | 311.3 | 310.8 | 309.4 | 308.2 | 307 | 305.5 | 303.9 | 302.9 | 301.8 | 300.2 | 297.3 | 5.68 | 0.46 | 5.59 | 4.51 | 8.099% | 305.26 | 5.5267 | 0.21983 | 5.5112 | 1.0028 | 5.696 | 310.16 | 313.4
2012-02-26 15:40 | 6.23 | 6.16 | 5.97 | 5.79 | 5.59 | 5.39 | 5.22 | 5.05 | 4.88 | 4.58 | 310.7 | 310.2 | 309 | 307.5 | 306.2 | 305.1 | 304.1 | 302.9 | 301.9 | 300.9 | 297.9 | 5.67 | 0.46 | 5.57 | 4.47 | 8.113% | 304.95 | 5.4116 | 0.29615 | 5.3653 | 1.0086 | 5.7189 | 308.54 | 316.64
2012-02-26 15:50 | 6.41 | 6.34 | 6.2 | 6.08 | 5.92 | 5.75 | 5.58 | 5.38 | 5.1 | 4.65 | 318.6 | 318.1 | 317 | 316.4 | 315.2 | 314.3 | 313.3 | 312.7 | 312.6 | 311.6 | 307.4 | 5.94 | 0.31 | 5.81 | 4.48 | 5.219% | 314.15 | 5.703 | 0.27733 | 5.7253 | 0.9961 | 5.9169 | 352.28 | 349.04
2012-02-26 16:00 | 6.81 | 6.76 | 6.62 | 6.48 | 6.29 | 6.06 | 5.85 | 5.64 | 5.38 | 4.9 | 320.8 | 320.7 | 319.9 | 319.4 | 318.5 | 317.7 | 317.1 | 316.4 | 316.2 | 315.3 | 309.9 | 6.22 | 0.43 | 6.02 | 4.69 | 6.913% | 317.61 | 6.0373 | 0.32591 | 6.0295 | 1.0013 | 6.2281 | 411.72 | 413.98
2012-02-26 16:10 | 7.63 | 7.55 | 7.39 | 7.19 | 6.95 | 6.65 | 6.41 | 6.16 | 5.93 | 5.56 | 320.8 | 320.3 | 319.6 | 318.9 | 318.2 | 317.4 | 316.4 | 315.5 | 315.3 | 314.7 | 309.4 | 6.8 | 0.3 | 6.57 | 5.25 | 4.412% | 317.25 | 6.6709 | 0.33968 | 6.6151 | 1.0084 | 6.8574 | 542.8 | 556.36
2012-02-26 16:20 | 8.54 | 8.4 | 8.17 | 7.95 | 7.65 | 7.26 | 6.91 | 6.52 | 6.09 | 5.39 | 322.1 | 321.7 | 321 | 320.2 | 319.5 | 318.8 | 318 | 317.1 | 316.5 | 314.9 | 310.4 | 7.46 | 0.41 | 7.15 | 5.19 | 5.496% | 318.68 | 7.2368 | 0.4566 | 7.2088 | 1.0039 | 7.489 | 726.46 | 735.49
2012-02-26 16:30 | 8.16 | 8.05 | 7.79 | 7.5 | 7.21 | 6.87 | 6.53 | 6.17 | 5.73 | 4.97 | 322.9 | 322 | 321 | 320.2 | 318.9 | 317.9 | 317 | 316.1 | 315.3 | 313.3 | 308.9 | 6.98 | 0.49 | 6.71 | 4.49 | 7.02% | 317.765 | 6.8441 | 0.46905 | 6.8202 | 1.0035 | 7.0044 | 583.48 | 588
2012-02-26 16:40 | 7.12 | 7.02 | 6.8 | 6.58 | 6.33 | 6.07 | 5.72 | 5.34 | 4.99 | 4.52 | 312.9 | 312.3 | 311.1 | 310 | 309.4 | 308.5 | 307.8 | 306.7 | 305.7 | 303.2 | 301.1 | 6.15 | 0.39 | 5.96 | 4.47 | 6.341% | 308.395 | 5.9975 | 0.54882 | 6.0186 | 0.9965 | 6.1285 | 395.9 | 391.38
2012-02-26 16:50 | 6.95 | 6.94 | 6.82 | 6.64 | 6.41 | 6.02 | 5.56 | 5.15 | 4.75 | 4.13 | 312.2 | 311.9 | 311.4 | 310.7 | 309 | 307.5 | 306.4 | 305.3 | 303.9 | 303.3 | 299.2 | 6.04 | 0.61 | 5.72 | 3.82 | 10.1% | 307.335 | 5.9356 | 0.73456 | 5.9518 | 0.99727 | 6.0235 | 371.04 | 366.52
2012-02-26 17:00 | 7.64 | 7.57 | 7.51 | 7.38 | 7.2 | 6.92 | 6.52 | 6.13 | 5.74 | 5.08 | 317.3 | 317.3 | 316.5 | 316.1 | 315.3 | 314 | 312.5 | 311.4 | 310.8 | 310.1 | 305.6 | 6.97 | 0.6 | 6.65 | 4.67 | 8.608% | 313.775 | 6.7655 | 0.55022 | 6.8612 | 0.98606 | 6.8728 | 581.22 | 558.62
2012-02-26 17:10 | 7.85 | 7.83 | 7.79 | 7.64 | 7.36 | 6.92 | 6.43 | 5.95 | 5.4 | 4.47 | 320.1 | 320.1 | 320.1 | 319.8 | 319.3 | 318.3 | 317.3 | 316.5 | 316 | 314.4 | 310.2 | 6.88 | 0.61 | 6.49 | 4.12 | 8.866% | 318.15 | 6.8087 | 0.67867 | 6.8476 | 0.99433 | 6.841 | 560.88 | 551.84
2012-02-26 17:20 | 7.21 | 7.21 | 7.15 | 7.03 | 6.88 | 6.6 | 6.19 | 5.74 | 5.27 | 4.54 | 325.4 | 325.3 | 325.4 | 325.5 | 325.1 | 324.6 | 323.8 | 322.3 | 320.9 | 318.3 | 315.9 | 6.65 | 0.37 | 6.38 | 3.95 | 5.564% | 324.48 | 6.4116 | 0.59267 | 6.5396 | 0.98042 | 6.5198 | 508.9 | 479.52
2012-02-26 17:30 | 7.18 | 7.1 | 6.97 | 6.83 | 6.62 | 6.29 | 5.83 | 5.31 | 4.8 | 4.08 | 325.6 | 325.1 | 324.4 | 323.6 | 323.1 | 322.9 | 322.2 | 321.1 | 319.6 | 316.6 | 314.1 | 6.49 | 0.38 | 6.15 | 3.53 | 5.855% | 322.795 | 6.1246 | 0.7018 | 6.2219 | 0.98436 | 6.3885 | 472.74 | 450.14
2012-02-26 17:40 | 7.32 | 7.23 | 6.99 | 6.69 | 6.31 | 5.81 | 5.35 | 4.92 | 4.52 | 3.79 | 324.6 | 324.3 | 323.7 | 322.5 | 320.8 | 319.3 | 317.2 | 314.8 | 312.2 | 308.7 | 310.7 | 6 | 0.44 | 5.58 | 3.36 | 7.333% | 318.985 | 5.8623 | 0.76223 | 5.7417 | 1.021 | 6.126 | 362 | 391.38
2012-02-26 17:50 | 7.06 | 6.93 | 6.71 | 6.45 | 6.15 | 5.81 | 5.44 | 5.04 | 4.69 | 4.2 | 330.9 | 330.1 | 329.4 | 328.8 | 328.3 | 328.1 | 327.5 | 326.6 | 325.7 | 323.6 | 318.4 | 5.97 | 0.54 | 5.67 | 3.77 | 9.045% | 328.01 | 5.7976 | 0.60807 | 5.7555 | 1.0073 | 6.0137 | 357.14 | 364.26
2012-02-26 18:00 | 6.71 | 6.61 | 6.34 | 6.05 | 5.85 | 5.55 | 5.16 | 4.77 | 4.4 | 3.86 | 335 | 334.2 | 332.7 | 331.8 | 331.6 | 331 | 330.6 | 330.2 | 329.7 | 329.1 | 322.6 | 5.72 | 0.35 | 5.37 | 3.35 | 6.119% | 330.94 | 5.4877 | 0.67331 | 5.4924 | 0.99916 | 5.7152 | 316.64 | 316.64
2012-02-26 18:10 | 6.26 | 6.13 | 5.84 | 5.48 | 5.13 | 4.8 | 4.47 | 4.17 | 3.88 | 3.41 | 332.6 | 331.4 | 330 | 328.8 | 327.5 | 325.9 | 324.7 | 323.9 | 322.9 | 320.2 | 316.8 | 5.02 | 0.44 | 4.72 | 3.08 | 8.765% | 325.72 | 4.8813 | 0.65821 | 4.7513 | 1.0274 | 5.1574 | 203.24 | 225.92
2012-02-26 18:20 | 6.2 | 6.16 | 5.96 | 5.66 | 5.34 | 5.04 | 4.73 | 4.44 | 4.1 | 3.65 | 331.7 | 330.4 | 327.8 | 326 | 324.5 | 323.4 | 322 | 320.2 | 319.1 | 317.1 | 315.4 | 5.28 | 0.19 | 5.07 | 3.41 | 3.598% | 323.19 | 5.0719 | 0.58663 | 4.9944 | 1.0155 | 5.362 | 245.36 | 258.32
2012-02-26 18:30 | 5.54 | 5.51 | 5.31 | 5.09 | 4.94 | 4.72 | 4.48 | 4.19 | 3.89 | 3.47 | 329.1 | 328.3 | 326.7 | 324.9 | 323.8 | 323 | 322.5 | 322.5 | 322.1 | 321.1 | 315.2 | 4.89 | 0.37 | 4.66 | 3.28 | 7.566% | 322.925 | 4.6755 | 0.48225 | 4.6848 | 0.99801 | 4.8803 | 188.01 | 186.92
2012-02-26 18:40 | 5.59 | 5.47 | 5.23 | 5 | 4.87 | 4.72 | 4.58 | 4.3 | 4 | 3.49 | 326.2 | 325.4 | 324.2 | 322.5 | 321.4 | 320.8 | 320.3 | 319.8 | 319.5 | 317.8 | 312.6 | 4.88 | 0.25 | 4.75 | 3.38 | 5.123% | 320.725 | 4.6754 | 0.27824 | 4.6997 | 0.99483 | 4.8548 | 186.92 | 183.65
2012-02-26 18:50 | 5.5 | 5.39 | 5.27 | 5.33 | 5.35 | 5.19 | 4.85 | 4.37 | 3.98 | 3.61 | 322.2 | 321.1 | 319.3 | 317.8 | 315.9 | 314.1 | 313 | 311.8 | 310.4 | 308.7 | 306.2 | 5.43 | 0.34 | 5.22 | 3.3 | 6.262% | 313.935 | 4.9072 | 0.62612 | 5.1399 | 0.95473 | 5.1842 | 269.66 | 229.16
2012-02-26 19:00 | 5.41 | 5.35 | 5.31 | 5.21 | 5.02 | 4.71 | 4.35 | 3.96 | 3.56 | 3.01 | 316.8 | 315.7 | 314.2 | 312.3 | 310.5 | 308.5 | 306.7 | 304.4 | 302.7 | 300.7 | 300.4 | 4.99 | 0.24 | 4.73 | 2.98 | 4.81% | 308.23 | 4.6074 | 0.73477 | 4.6566 | 0.98941 | 4.9372 | 198.91 | 193.46
2012-02-26 19:10 | 5.25 | 5.22 | 5.22 | 5.23 | 5.21 | 5.1 | 4.8 | 4.38 | 3.94 | 3.24 | 314 | 313.1 | 310.9 | 309.6 | 308.8 | 308.5 | 307.8 | 307 | 305.5 | 302.1 | 300.9 | 5.23 | 0.29 | 5.08 | 3.03 | 5.545% | 308.395 | 4.8279 | 0.56023 | 5.0559 | 0.9549 | 4.9941 | 237.26 | 198.91
2012-02-26 19:20 | 4.97 | 4.85 | 4.6 | 4.47 | 4.46 | 4.48 | 4.36 | 4.02 | 3.59 | 3.04 | 322 | 320.9 | 319 | 317.4 | 316.6 | 315.9 | 314.7 | 312.9 | 310.2 | 305.3 | 307.8 | 4.66 | 0.31 | 4.62 | 2.85 | 6.652% | 315.72 | 4.2749 | 0.2509 | 4.4626 | 0.95794 | 4.464 | 162.94 | 141.14
2012-02-26 19:30 | 5.16 | 5.12 | 4.98 | 4.81 | 4.65 | 4.5 | 4.25 | 3.87 | 3.4 | 2.84 | 332.6 | 330.4 | 327 | 324.6 | 323.6 | 322.4 | 320.9 | 318.7 | 315.4 | 311.2 | 314.1 | 4.61 | 0.19 | 4.45 | 2.33 | 4.121% | 322.175 | 4.3622 | 0.5282 | 4.4633 | 0.97735 | 4.5056 | 157.49 | 146.59
2012-02-26 19:40 | 4.82 | 4.85 | 4.75 | 4.63 | 4.5 | 4.36 | 4.12 | 3.82 | 3.41 | 2.79 | 345.1 | 343.9 | 341.2 | 337.8 | 334.1 | 330.9 | 328.8 | 326 | 322.2 | 315.7 | 321.6 | 4.44 | 0.16 | 4.29 | 2.31 | 3.604% | 330.585 | 4.2008 | 0.52321 | 4.3248 | 0.97133 | 4.3127 | 138.96 | 124.79
2012-02-26 19:50 | 4.48 | 4.42 | 4.33 | 4.26 | 4.2 | 4.26 | 4.32 | 4.21 | 3.92 | 3.23 | 349.1 | 348 | 345.7 | 344.5 | 342.6 | 340.6 | 339 | 337 | 334.9 | 331 | 330.9 | 4.33 | 0.2 | 4.41 | 2.9 | 4.619% | 340.36 | 4.1745 | -0.12925 | 4.2685 | 0.97796 | 4.2346 | 126.97 | 116.07
2012-02-26 20:00 | 3.93 | 3.99 | 4.02 | 3.99 | 3.98 | 3.95 | 3.92 | 3.81 | 3.54 | 2.87 | 0.3 | 358.6 | 355.2 | 352.3 | 350 | 347.8 | 345.8 | 343.6 | 341.7 | 337.6 | 336.3 | 4.16 | 0.22 | 4.07 | 2.44 | 5.288% | 347.5 | 3.839 | 0.070453 | 3.9457 | 0.97296 | 4.0475 | 108.44 | 96.45
2012-02-26 20:10 | 3.74 | 3.85 | 4 | 3.94 | 3.71 | 3.48 | 3.3 | 3.13 | 2.91 | 2.49 | 357.6 | 357 | 354.6 | 350.8 | 346.7 | 342.8 | 340.1 | 337.2 | 333.7 | 326.8 | 332.1 | 3.68 | 0.35 | 3.46 | 2.12 | 9.511% | 342.395 | 3.4582 | 0.49079 | 3.4536 | 1.0013 | 3.6849 | 61.88 | 61.88
2012-02-26 20:20 | 3.12 | 3.14 | 3.2 | 3.32 | 3.4 | 3.42 | 3.23 | 3.02 | 2.73 | 2.16 | 9.4 | 9.2 | 7.7 | 5.9 | 3.9 | 359.9 | 355.3 | 350.5 | 345.5 | 339.3 | 347.6 | 3.64 | 0.21 | 3.45 | 1.7 | 5.769% | 359.21 | 3.139 | 0.5282 | 3.3921 | 0.92538 | 3.3684 | 58.24 | 33.67
2012-02-26 20:30 | 2.94 | 2.94 | 2.89 | 2.91 | 2.99 | 3.05 | 3 | 2.85 | 2.58 | 2.12 | 8.5 | 7 | 5.7 | 4.7 | 3.2 | 359.8 | 355.1 | 349.3 | 343.5 | 333.3 | 348.8 | 3.15 | 0.12 | 3.12 | 1.71 | 3.81% | 359.095 | 2.8489 | 0.15275 | 3.0428 | 0.93629 | 2.9493 | 13.65 | 0
2012-02-26 20:40 | 2.58 | 2.53 | 2.44 | 2.39 | 2.43 | 2.59 | 2.66 | 2.69 | 2.5 | 1.94 | 6.2 | 5.9 | 4.8 | 3 | 1.8 | 359.5 | 354.8 | 349.1 | 342.8 | 330 | 348.5 | 2.64 | 0.12 | 2.71 | 1.68 | 4.545% | 358.795 | 2.4843 | -0.24644 | 2.5999 | 0.95553 | 2.5226 | 0 | 0
2012-02-26 20:50 | 2.63 | 2.51 | 2.28 | 2.26 | 2.4 | 2.64 | 2.84 | 2.9 | 2.73 | 2.2 | 356.9 | 355.1 | 350.8 | 349.2 | 347.8 | 345.1 | 340.4 | 335.7 | 331 | 322.9 | 336.1 | 2.65 | 0.19 | 2.8 | 2.06 | 7.17% | 344.395 | 2.564 | -0.67482 | 2.6678 | 0.96112 | 2.547 | 0 | 0
2012-02-26 21:00 | 2.49 | 2.5 | 2.56 | 2.73 | 2.82 | 2.74 | 2.59 | 2.49 | 2.4 | 2.14 | 338.9 | 337.4 | 334.9 | 332.6 | 329.9 | 326.5 | 323 | 319 | 314.3 | 304.5 | 318 | 2.96 | 0.35 | 2.82 | 2.08 | 11.82% | 325.975 | 2.5809 | 0.52027 | 2.718 | 0.94956 | 2.8107 | 0 | 0
2012-02-26 21:10 | 1.89 | 1.83 | 1.76 | 1.86 | 1.91 | 1.81 | 1.65 | 1.53 | 1.46 | 1.23 | 4.2 | 1.1 | 354.6 | 348.2 | 343.5 | 338.5 | 333.7 | 328.8 | 323.8 | 316.2 | 326.9 | 2.13 | 0.09 | 1.95 | 1.14 | 4.225% | 337.78 | 1.6811 | 0.85527 | 1.7862 | 0.94116 | 2.0047 | 0 | 0
2012-02-26 21:20 | 1.84 | 1.78 | 1.61 | 1.6 | 1.72 | 1.77 | 1.66 | 1.55 | 1.47 | 1.33 | 18.6 | 15.7 | 6.2 | 356.5 | 348.7 | 343.2 | 335.8 | 328.8 | 327.4 | 328.1 | 333.6 | 1.95 | 0.07 | 1.84 | 1.25 | 3.59% | 342.09 | 1.5809 | 0.59292 | 1.7538 | 0.90139 | 1.7577 | 0 | 0
2012-02-26 21:30 | 1.38 | 1.33 | 1.22 | 1.17 | 1.19 | 1.25 | 1.25 | 1.18 | 1.11 | 1.11 | 20.5 | 18.3 | 9.5 | 357.8 | 350 | 340.8 | 330.5 | 321.1 | 314 | 311.1 | 333.5 | 1.35 | 0.2 | 1.32 | 1.16 | 14.81% | 339.255 | 1.1336 | 0 | 1.25 | 0.90687 | 1.2243 | 0 | 0
2012-02-26 21:40 | 0.98 | 1.02 | 1.09 | 1.05 | 1.01 | 1 | 1.01 | 1.07 | 1.1 | 0.89 | 41.5 | 34.9 | 23.4 | 15.2 | 9.8 | 359.6 | 348.2 | 340.1 | 332.3 | 318 | 345.5 | 1.05 | 0.08 | 1 | 0.82 | 7.619% | 357.89 | 0.97826 | -0.091951 | 1.0014 | 0.97687 | 1.0257 | 0 | 0
2012-02-26 21:50 | 1.32 | 1.16 | 0.85 | 0.65 | 0.59 | 0.66 | 0.77 | 0.82 | 0.76 | 0.75 | 92.9 | 92.6 | 87.2 | 71 | 51.3 | 34.9 | 22.7 | 10.9 | 359.3 | 345.5 | 348.9 | 0.7 | 0.13 | 0.81 | 0.82 | 18.57% | 33.07 | 0.63802 | -1.4245 | 0.67474 | 0.94558 | 0.6619 | 0 | 0
2012-02-26 22:00 | 1.48 | 1.4 | 1.28 | 1.06 | 0.88 | 0.68 | 0.56 | 0.52 | 0.44 | 0.42 | 109.1 | 107.2 | 109 | 107.9 | 104.3 | 99.5 | 90.7 | 70 | 61 | 40.7 | 4.5 | 0.75 | 0.35 | 0.54 | 0.41 | 46.67% | 98.18 | 0.86401 | 1.7942 | 0.66134 | 1.3064 | 0.97983 | 0 | 0
2012-02-26 23:10 | 2.74 | 2.72 | 2.72 | 2.8 | 2.79 | 2.86 | 2.92 | 2.93 | 2.94 | 2.89 | 154.7 | 154.5 | 155.8 | 155.8 | 156 | 155.4 | 155 | 155 | 154.2 | 153.9 | 145.5 | 3.09 | 0.09 | 3.16 | 2.77 | 2.913% | 155.34 | 2.8536 | -0.19186 | 2.8685 | 0.99478 | 3.0739 | 8.19 | 6.37
2012-02-26 23:20 | 2.97 | 2.96 | 2.97 | 3 | 3.02 | 3 | 3 | 3 | 2.98 | 2.93 | 155.1 | 155.7 | 155.7 | 156 | 156.1 | 156 | 155.1 | 154.7 | 154.5 | 154.9 | 145.8 | 3.17 | 0.32 | 3.2 | 2.7 | 10.09% | 155.865 | 2.9914 | 0 | 3 | 0.99715 | 3.161 | 15.47 | 14.56
2012-02-26 23:30 | 2.94 | 2.87 | 2.81 | 2.76 | 2.73 | 2.69 | 2.69 | 2.69 | 2.73 | 2.73 | 163.8 | 163.9 | 164.7 | 166 | 166.8 | 166.9 | 167.5 | 167.9 | 166.7 | 167.3 | 158.7 | 2.9 | 0.45 | 2.91 | 2.52 | 15.52% | 166.99 | 2.7324 | 0 | 2.69 | 1.0158 | 2.9457 | 0 | 0
2012-02-26 23:40 | 3.17 | 3.07 | 3.02 | 2.93 | 2.88 | 2.82 | 2.74 | 2.68 | 2.69 | 2.78 | 165 | 166.4 | 167.3 | 167.3 | 167.7 | 167.4 | 167.9 | 167 | 166.7 | 166.1 | 157.1 | 2.85 | 0.38 | 2.82 | 2.75 | 13.33% | 167.475 | 2.8307 | 0.26595 | 2.8084 | 1.0079 | 2.8726 | 0 | 0
2012-02-26 23:50 | 3.04 | 2.98 | 3.03 | 3.06 | 3.02 | 2.98 | 2.96 | 2.99 | 3.06 | 3.24 | 173.2 | 173.8 | 172.6 | 172.2 | 171.6 | 172.5 | 171.2 | 169.2 | 168.4 | 168.9 | 166 | 3.06 | 0.49 | 3 | 3.28 | 16.01% | 172.305 | 3.0222 | 0.062229 | 2.9771 | 1.0151 | 3.1063 | 5.46 | 10.01
2012-02-27 | 3.05 | 3.03 | 2.84 | 2.7 | 2.67 | 2.76 | 2.88 | 2.97 | 3.06 | 3.32 | 166.2 | 165.9 | 166 | 166.9 | 169.6 | 170.8 | 170.8 | 168.8 | 168 | 168.3 | 161.8 | 2.5 | 0.43 | 2.59 | 3.56 | 17.2% | 170.8 | 2.8802 | -0.39329 | 2.7769 | 1.0372 | 2.593 | 0 | 0
2012-02-27 00:10 | 3.07 | 2.97 | 2.81 | 2.82 | 2.9 | 2.98 | 3.1 | 3.23 | 3.39 | 3.59 | 166.2 | 166.4 | 167.2 | 167.3 | 166.7 | 167.4 | 167.6 | 166.8 | 166.4 | 166.5 | 160.1 | 2.73 | 0.62 | 2.87 | 3.85 | 22.71% | 167.43 | 3.0827 | -0.36482 | 2.9969 | 1.0286 | 2.8082 | 0 | 0
2012-02-27 00:20 | 4.05 | 3.98 | 3.81 | 3.72 | 3.76 | 3.81 | 3.86 | 4.02 | 4.25 | 4.39 | 175 | 175.4 | 177.1 | 178.1 | 178.7 | 180.5 | 182 | 181.6 | 180.7 | 178.6 | 167.1 | 3.81 | 0.54 | 3.82 | 4.46 | 14.17% | 180.725 | 3.9295 | -0.12048 | 3.8171 | 1.0294 | 3.9222 | 73.71 | 83.72
2012-02-27 00:30 | 4.47 | 4.32 | 3.96 | 3.67 | 3.52 | 3.58 | 3.68 | 3.86 | 4.06 | 4.28 | 167.9 | 168.1 | 168.9 | 170.1 | 171.2 | 171.7 | 171.5 | 170.8 | 170.1 | 168.6 | 161 | 3.28 | 0.55 | 3.26 | 4.34 | 16.77% | 171.67 | 3.8194 | -0.25459 | 3.5942 | 1.0627 | 3.4856 | 25.48 | 44.59
2012-02-27 00:40 | 4.91 | 4.72 | 4.38 | 4.17 | 4.05 | 4.02 | 4 | 4.11 | 4.3 | 4.45 | 170.1 | 169.4 | 170.9 | 171.9 | 171.5 | 170.4 | 169.6 | 169.5 | 169 | 167 | 160.4 | 3.46 | 0.64 | 3.57 | 4.41 | 18.5% | 170.28 | 4.1876 | 0.04609 | 4.0171 | 1.0424 | 3.6068 | 41.86 | 55.51
2012-02-27 00:50 | 4.44 | 4.31 | 4.16 | 4.06 | 3.97 | 3.98 | 3.99 | 4.02 | 4.13 | 4.15 | 167.6 | 166.9 | 165.5 | 165.3 | 165.3 | 164.6 | 164.1 | 163.8 | 163.7 | 161.2 | 156.7 | 3.91 | 0.61 | 3.96 | 4.19 | 15.6% | 164.525 | 4.0586 | -0.023189 | 3.9814 | 1.0194 | 3.9858 | 82.81 | 90.09
2012-02-27 01:00 | 5.02 | 4.89 | 4.65 | 4.46 | 4.33 | 4.32 | 4.39 | 4.42 | 4.45 | 4.41 | 169.6 | 169.4 | 168.6 | 166.9 | 164.2 | 163.8 | 164.5 | 164.2 | 163.6 | 162.8 | 159.4 | 4.13 | 0.7 | 4.13 | 4.36 | 16.95% | 163.905 | 4.4437 | -0.14854 | 4.33 | 1.0263 | 4.2385 | 105.17 | 117.16
2012-02-27 01:10 | 5.32 | 5.18 | 5 | 4.8 | 4.74 | 4.72 | 4.77 | 4.77 | 4.82 | 4.8 | 163.5 | 163.5 | 162.9 | 162.9 | 162.3 | 161.8 | 161.7 | 161.3 | 161.6 | 161.5 | 158.6 | 4.45 | 0.74 | 4.54 | 4.56 | 16.63% | 161.785 | 4.8156 | -0.097377 | 4.7271 | 1.0187 | 4.5333 | 140.05 | 148.77
2012-02-27 01:20 | 5.32 | 5.16 | 5.04 | 4.98 | 4.87 | 4.73 | 4.61 | 4.61 | 4.76 | 4.89 | 163.5 | 163.5 | 163.9 | 163.5 | 163.8 | 164.4 | 164.2 | 162.7 | 162.6 | 163 | 158 | 3.96 | 0.68 | 4.1 | 4.93 | 17.17% | 164.37 | 4.8169 | 0.23747 | 4.7126 | 1.0221 | 4.0476 | 87.36 | 96.45
2012-02-27 01:30 | 6.07 | 5.92 | 5.63 | 5.36 | 5.13 | 4.97 | 4.88 | 4.93 | 4.97 | 4.99 | 165 | 165 | 164.9 | 164.4 | 163.2 | 161.4 | 160.5 | 160 | 160.1 | 160.4 | 155.1 | 4.57 | 0.77 | 4.7 | 4.93 | 16.85% | 161.265 | 5.1477 | 0.16888 | 4.957 | 1.0385 | 4.7459 | 153.13 | 172.75
2012-02-27 01:40 | 6.55 | 6.3 | 5.81 | 5.42 | 5.26 | 5.22 | 5.29 | 5.36 | 5.44 | 5.48 | 166.2 | 165.8 | 164.6 | 164 | 164.4 | 164.8 | 165.2 | 164.9 | 163.8 | 162.4 | 158.3 | 4.78 | 0.8 | 4.84 | 5.46 | 16.74% | 164.86 | 5.4428 | -0.1231 | 5.23 | 1.0407 | 4.9745 | 176.02 | 196.73
2012-02-27 01:50 | 6.82 | 6.59 | 6.18 | 5.75 | 5.5 | 5.45 | 5.5 | 5.63 | 5.86 | 5.97 | 170.9 | 171.5 | 172.9 | 172.7 | 171.9 | 171.5 | 170.3 | 168.3 | 167 | 165.8 | 163.3 | 4.67 | 0.79 | 4.69 | 5.78 | 16.92% | 171.32 | 5.7429 | -0.084393 | 5.4571 | 1.0524 | 4.9145 | 164.03 | 190.19
2012-02-27 02:00 | 6.99 | 6.76 | 6.29 | 5.86 | 5.53 | 5.27 | 5.28 | 5.63 | 5.96 | 6.1 | 167.5 | 167.3 | 166.6 | 166.2 | 166.8 | 167.2 | 167.3 | 167.1 | 166.5 | 164.7 | 160.9 | 4.54 | 0.75 | 4.65 | 6.12 | 16.52% | 167.215 | 5.7617 | -0.017518 | 5.2714 | 1.093 | 4.9622 | 149.86 | 195.64
2012-02-27 02:10 | 6.52 | 6.33 | 6.01 | 5.72 | 5.45 | 5.24 | 5.13 | 5.23 | 5.44 | 5.35 | 176.7 | 177.2 | 178.3 | 179.6 | 179.8 | 178.3 | 175.8 | 173.1 | 172.5 | 171.2 | 164.9 | 4.43 | 0.86 | 4.4 | 5.37 | 19.41% | 177.925 | 5.484 | 0.19606 | 5.2241 | 1.0497 | 4.6504 | 137.87 | 161.85
2012-02-27 02:20 | 6.68 | 6.48 | 6.07 | 5.77 | 5.6 | 5.48 | 5.45 | 5.6 | 5.72 | 5.66 | 177.9 | 178.2 | 178.3 | 177.9 | 177.2 | 176 | 174.9 | 173.9 | 173.7 | 172.5 | 163.8 | 4.89 | 0.94 | 4.73 | 5.65 | 19.22% | 175.835 | 5.6993 | 0.050728 | 5.4757 | 1.0408 | 5.0897 | 188.01 | 214.58
2012-02-27 02:30 | 7.46 | 7.35 | 7.06 | 6.72 | 6.47 | 6.31 | 6.11 | 5.96 | 5.96 | 6.16 | 181.6 | 181.6 | 182.1 | 182.1 | 181.6 | 180.5 | 179.9 | 180.3 | 180 | 178.4 | 167.7 | 6.21 | 0.85 | 5.9 | 6.13 | 13.69% | 180.41 | 6.4061 | 0.29764 | 6.2809 | 1.0199 | 6.3338 | 409.46 | 436.58
2012-02-27 02:40 | 7.69 | 7.51 | 7.25 | 7.03 | 6.85 | 6.73 | 6.65 | 6.65 | 6.66 | 6.52 | 183.5 | 183.5 | 184.2 | 184.7 | 185.1 | 184.9 | 184.6 | 184.3 | 183.1 | 179.7 | 169.3 | 7.09 | 0.8 | 6.85 | 6.35 | 11.28% | 184.855 | 6.8391 | 0.11051 | 6.7185 | 1.0179 | 7.2172 | 615.09 | 654.22
2012-02-27 02:50 | 7.69 | 7.51 | 7.23 | 6.98 | 6.75 | 6.55 | 6.48 | 6.52 | 6.56 | 6.69 | 182.9 | 183.2 | 183.2 | 182.2 | 181.5 | 180.4 | 179 | 178 | 177 | 175.6 | 166 | 6.12 | 1.41 | 5.92 | 6.71 | 23.04% | 180.19 | 6.7467 | 0.09929 | 6.5399 | 1.0316 | 6.3135 | 389.12 | 432.06
2012-02-27 03:00 | 7.87 | 7.68 | 7.44 | 7.15 | 6.75 | 6.35 | 6.13 | 6.1 | 6.07 | 6.16 | 179.8 | 179.9 | 180.8 | 180.6 | 178.9 | 176.5 | 175 | 174.4 | 173.9 | 172.7 | 166.6 | 6.1 | 1.15 | 5.72 | 6.14 | 18.85% | 176.275 | 6.6016 | 0.32584 | 6.318 | 1.0449 | 6.3738 | 384.6 | 445.62
2012-02-27 03:10 | 8.05 | 7.84 | 7.49 | 7.2 | 6.9 | 6.71 | 6.58 | 6.58 | 6.6 | 6.49 | 179.2 | 179.2 | 179.4 | 179.6 | 179 | 177.5 | 176.4 | 176.1 | 176.5 | 176.2 | 166.2 | 6.42 | 1.13 | 6.19 | 6.35 | 17.6% | 177.335 | 6.8866 | 0.18079 | 6.6912 | 1.0292 | 6.6075 | 456.92 | 499.86
2012-02-27 03:20 | 8.4 | 8.19 | 7.84 | 7.49 | 7.22 | 7 | 6.8 | 6.63 | 6.57 | 6.6 | 180.9 | 180.4 | 180.3 | 180.3 | 180 | 179.3 | 178.4 | 176.6 | 175.6 | 174.3 | 165.3 | 6.61 | 1.11 | 6.17 | 6.57 | 16.79% | 179.165 | 7.1074 | 0.26787 | 6.971 | 1.0196 | 6.7394 | 499.86 | 529.24
2012-02-27 03:30 | 8.92 | 8.76 | 8.25 | 7.7 | 7.26 | 6.85 | 6.52 | 6.35 | 6.31 | 6.44 | 179.2 | 178.6 | 177.3 | 175.2 | 173.2 | 170.8 | 169 | 167.5 | 166.9 | 168.4 | 163.9 | 6.38 | 1.14 | 6.04 | 6.47 | 17.87% | 170.53 | 7.0974 | 0.45627 | 6.8017 | 1.0435 | 6.6574 | 447.88 | 511.16
2012-02-27 03:40 | 8.88 | 8.63 | 8.04 | 7.57 | 7.31 | 7.13 | 7.05 | 7.02 | 7.11 | 7.23 | 171.8 | 171.3 | 171.3 | 170.8 | 170 | 169.7 | 168.6 | 167.6 | 167.2 | 165.1 | 162 | 5.54 | 0.87 | 5.65 | 7.21 | 15.7% | 169.535 | 7.3703 | 0.10427 | 7.1185 | 1.0354 | 5.736 | 287.48 | 319.88
2012-02-27 03:50 | 9.39 | 9.17 | 8.82 | 8.57 | 8.35 | 8.12 | 8.06 | 7.99 | 8.01 | 8.09 | 169.4 | 169.4 | 168.3 | 167.8 | 167.5 | 167.2 | 166.6 | 165.6 | 164.1 | 163.1 | 161.3 | 6.56 | 1.06 | 6.87 | 8.25 | 16.16% | 167.11 | 8.2966 | 0.068537 | 8.1114 | 1.0228 | 6.7098 | 488.56 | 522.46
2012-02-27 04:00 | 9.41 | 9.25 | 8.98 | 8.63 | 8.21 | 7.85 | 7.71 | 7.67 | 7.8 | 7.71 | 172.1 | 171 | 169.9 | 169.1 | 168.4 | 167.6 | 166.5 | 164.6 | 162.8 | 160.9 | 162 | 6.8 | 1.1 | 7.15 | 7.69 | 16.18% | 167.435 | 8.1415 | 0.16629 | 7.8298 | 1.0398 | 7.0707 | 542.8 | 609.07
2012-02-27 04:10 | 9.11 | 8.91 | 8.47 | 8.14 | 7.9 | 7.83 | 7.89 | 8.09 | 8.31 | 8.12 | 178.3 | 178.1 | 177.6 | 175.6 | 173.8 | 171.8 | 169.7 | 167.4 | 165.6 | 164.6 | 162.8 | 6.38 | 0.89 | 6.47 | 7.73 | 13.95% | 171.485 | 8.0984 | -0.070542 | 7.8386 | 1.0332 | 6.5915 | 447.88 | 495.34
2012-02-27 04:20 | 9.39 | 9.25 | 9.06 | 8.96 | 8.65 | 8.45 | 8.36 | 8.47 | 8.56 | 8.25 | 178.5 | 178.6 | 179.1 | 178.9 | 178.1 | 176.7 | 174.7 | 172.1 | 169.5 | 167.4 | 164.8 | 7.63 | 1.23 | 7.48 | 7.86 | 16.12% | 176.4 | 8.6236 | 0.098953 | 8.437 | 1.0221 | 7.7987 | 777.63 | 828.8
2012-02-27 04:30 | 10.1 | 9.98 | 9.72 | 9.5 | 9.28 | 8.99 | 8.69 | 8.48 | 8.26 | 7.79 | 182.3 | 182.1 | 181.4 | 180.1 | 178.8 | 178.1 | 177.1 | 175.7 | 173.5 | 171.4 | 166.4 | 9.15 | 1.44 | 8.56 | 7.5 | 15.74% | 177.95 | 8.9745 | 0.31364 | 8.9464 | 1.0031 | 9.1788 | 1313.15 | 1324.58
2012-02-27 04:40 | 11.39 | 11.33 | 11.25 | 11.05 | 10.74 | 10.36 | 9.9 | 9.5 | 9.14 | 8.3 | 185.3 | 185.2 | 184.3 | 183.6 | 182.9 | 181.8 | 180.1 | 178.3 | 177.1 | 175 | 168.5 | 10.82 | 1.14 | 10.33 | 7.77 | 10.54% | 181.545 | 10.2489 | 0.4197 | 10.2928 | 0.99573 | 10.7738 | 1855.94 | 1842.59
2012-02-27 04:50 | 12.01 | 11.97 | 11.91 | 11.82 | 11.68 | 11.46 | 11.1 | 10.58 | 10.03 | 9.22 | 185.8 | 185.5 | 185.2 | 184.2 | 183.3 | 182.2 | 181.1 | 179.9 | 178.2 | 175.9 | 171.7 | 11.9 | 0.38 | 11.57 | 8.77 | 3.193% | 182.035 | 11.1789 | 0.29495 | 11.4077 | 0.97994 | 11.6613 | 1979.6 | 1959.44
2012-02-27 05:00 | 11.88 | 11.86 | 11.77 | 11.74 | 11.53 | 11.14 | 10.65 | 10.09 | 9.57 | 8.97 | 184.8 | 184.8 | 183.8 | 182.9 | 181.6 | 180.1 | 178.3 | 176.6 | 175.8 | 174.4 | 168.6 | 11.75 | 0.86 | 11.17 | 8.41 | 7.319% | 179.83 | 10.8988 | 0.41568 | 11.0684 | 0.98468 | 11.5699 | 1967 | 1951.88
2012-02-27 05:10 | 12.24 | 12.23 | 12.3 | 12.23 | 12.03 | 11.8 | 11.34 | 10.67 | 10.13 | 9.56 | 183.6 | 183.7 | 183.3 | 183.3 | 182.2 | 180.9 | 178.6 | 176.9 | 175.4 | 173.6 | 169.4 | 12.39 | 0.63 | 11.75 | 8.77 | 5.085% | 180.555 | 11.4578 | 0.36745 | 11.733 | 0.97654 | 12.0994 | 1992.29 | 1989.1
2012-02-27 05:20 | 13.12 | 13.04 | 12.8 | 12.42 | 12.08 | 11.67 | 11.15 | 10.64 | 9.95 | 9.01 | 192 | 191.9 | 190.3 | 188.5 | 186.4 | 184.2 | 182 | 180.5 | 178.3 | 176.6 | 173.6 | 12.12 | 0.6 | 11.64 | 8.25 | 4.95% | 183.87 | 11.4949 | 0.42122 | 11.594 | 0.99145 | 12.0164 | 1989.32 | 1988.22
2012-02-27 05:30 | 12.71 | 12.47 | 12.12 | 11.85 | 11.52 | 11.12 | 10.64 | 10.19 | 9.52 | 8.37 | 191.2 | 190.2 | 188.3 | 187 | 184.9 | 183.1 | 181.5 | 179.9 | 178.6 | 175.6 | 172.7 | 11.33 | 0.7 | 10.79 | 7.86 | 6.178% | 182.86 | 10.9633 | 0.40776 | 11.0499 | 0.99216 | 11.2412 | 1931.72 | 1924.16
2012-02-27 07:00 | 15.26 | 15.19 | 14.93 | 14.41 | 13.86 | 13.06 | 12.28 | 11.25 | 10.45 | 9.34 | 188.5 | 187.6 | 185.8 | 183 | 180.7 | 178.8 | 176.3 | 173.3 | 170 | 167.1 | 169.1 | 13.57 | 0.67 | 12.93 | 8.72 | 4.937% | 178.425 | 12.9116 | 0.56908 | 12.9453 | 0.9974 | 13.5347 | 1999.57 | 1999.53
2012-02-27 07:10 | 15.55 | 15.4 | 15.1 | 14.61 | 14.04 | 13.2 | 12.32 | 11.39 | 10.72 | 9.6 | 187.5 | 186.2 | 184.1 | 182.4 | 180.8 | 179 | 176.9 | 174.7 | 172.5 | 169 | 169.2 | 13.62 | 0.78 | 12.92 | 8.73 | 5.727% | 178.685 | 13.0967 | 0.63756 | 13.0702 | 1.002 | 13.6477 | 1999.62 | 1999.65
2012-02-27 07:20 | 15.61 | 15.35 | 14.73 | 13.92 | 13.21 | 12.58 | 12.02 | 11.31 | 10.61 | 9.61 | 188 | 187.3 | 185.5 | 184.1 | 182.6 | 181.2 | 179.9 | 177.8 | 175.9 | 174.1 | 171.4 | 13.04 | 1.24 | 12.44 | 9 | 9.509% | 181.005 | 12.6844 | 0.4208 | 12.4982 | 1.0149 | 13.2343 | 1999.04 | 1999.23
2012-02-27 07:30 | 16.17 | 15.94 | 15.35 | 14.63 | 13.98 | 13.38 | 12.73 | 12 | 11.28 | 9.95 | 189.1 | 188.5 | 186.6 | 184.8 | 183.2 | 181.8 | 180.4 | 178.9 | 177.4 | 175.1 | 172.5 | 13.63 | 1.18 | 12.89 | 9.44 | 8.657% | 181.59 | 13.3676 | 0.4602 | 13.2849 | 1.0062 | 13.7149 | 1999.63 | 1999.71
2012-02-27 08:00 | 15.63 | 15.44 | 15 | 14.45 | 13.94 | 13.52 | 13.08 | 12.59 | 12.08 | 11.15 | 184.4 | 183.4 | 181.6 | 180.4 | 179.3 | 178.1 | 177.1 | 176.4 | 175.6 | 174.4 | 169.3 | 13.99 | 1.41 | 13.4 | 10.31 | 10.08% | 177.95 | 13.5168 | 0.30574 | 13.4561 | 1.0045 | 14.0532 | 1999.99 | 2000
2012-02-27 08:10 | 15.81 | 15.55 | 15.01 | 14.36 | 13.71 | 13.12 | 12.56 | 12.12 | 11.56 | 10.34 | 184.1 | 183.3 | 181.7 | 180.1 | 178.4 | 177.4 | 176 | 174.8 | 174.1 | 171.4 | 167.4 | 13.57 | 1.7 | 13.09 | 10.14 | 12.53% | 177.19 | 13.218 | 0.4031 | 13.0383 | 1.0138 | 13.7571 | 1999.57 | 1999.76
2012-02-27 09:30 | 17.11 | 17.13 | 16.78 | 16.39 | 15.95 | 15.42 | 14.63 | 13.7 | 12.97 | 11.77 | 186.1 | 185.4 | 183.5 | 181.6 | 180.2 | 178.3 | 176.2 | 174 | 172.7 | 171.1 | 168.4 | 15.62 | 1 | 14.98 | 10.64 | 6.402% | 177.985 | 15.0969 | 0.48599 | 15.3042 | 0.98645 | 15.4083 | 2000 | 2000
2012-02-27 10:20 | 14.66 | 14.36 | 13.75 | 13.2 | 12.71 | 12.21 | 11.7 | 11.25 | 10.74 | 9.45 | 182.9 | 182 | 180.2 | 178.3 | 176.4 | 174.2 | 173.1 | 172.3 | 171.1 | 169.7 | 164.4 | 12.53 | 1.37 | 11.92 | 9.07 | 10.93% | 174.035 | 12.2154 | 0.39428 | 12.1356 | 1.0066 | 12.6124 | 1993.83 | 1994.71
2012-02-27 10:30 | 14 | 13.75 | 13.14 | 12.54 | 12 | 11.35 | 10.71 | 10.22 | 9.73 | 9.03 | 182.1 | 181.6 | 180.6 | 179.4 | 178.7 | 178 | 176.7 | 175.5 | 174.3 | 172.1 | 164.6 | 11.86 | 1.53 | 11.28 | 8.36 | 12.9% | 177.805 | 11.4502 | 0.53635 | 11.256 | 1.0173 | 12.0646 | 1976.24 | 1988.66
2012-02-27 10:40 | 13.39 | 13.1 | 12.55 | 11.85 | 11.27 | 10.82 | 10.28 | 9.66 | 9.01 | 8.4 | 181.9 | 181.2 | 179.7 | 178 | 176.7 | 175.8 | 174.6 | 173.5 | 172.5 | 171.2 | 166.6 | 11.44 | 1.72 | 10.84 | 8.11 | 15.03% | 175.62 | 10.8421 | 0.4731 | 10.7409 | 1.0094 | 11.5478 | 1940.96 | 1950.2
2012-02-27 10:50 | 13.8 | 13.52 | 12.95 | 12.28 | 11.71 | 11.26 | 10.78 | 10.16 | 9.65 | 8.81 | 182.7 | 182.1 | 181.1 | 180.2 | 179.1 | 177.8 | 176.8 | 175.9 | 175.3 | 175.6 | 167.4 | 11.85 | 1.69 | 11.34 | 8.49 | 14.26% | 177.65 | 11.3031 | 0.40257 | 11.1899 | 1.0101 | 11.9699 | 1975.4 | 1985.48
2012-02-27 11:00 | 14.3 | 13.96 | 13.37 | 12.89 | 12.23 | 11.44 | 10.82 | 10.33 | 9.8 | 8.95 | 183.8 | 182.7 | 180.9 | 179.7 | 178.3 | 176.6 | 175.1 | 173.6 | 172.6 | 171.7 | 166.1 | 11.93 | 1.32 | 11.33 | 8.14 | 11.06% | 176.375 | 11.6122 | 0.5149 | 11.349 | 1.0232 | 12.2067 | 1982.12 | 1990.31
2012-02-27 11:10 | 13.42 | 13.16 | 12.59 | 12.03 | 11.6 | 10.94 | 10.15 | 9.45 | 8.94 | 8.38 | 183.4 | 182.9 | 181.3 | 180 | 178.4 | 176.8 | 175.6 | 175 | 174.2 | 173.5 | 167 | 11.14 | 1.67 | 10.58 | 7.78 | 14.99% | 176.62 | 10.898 | 0.69263 | 10.8231 | 1.0069 | 11.2171 | 1915.76 | 1922.48
2012-02-27 11:20 | 12.88 | 12.52 | 11.87 | 11.26 | 10.84 | 10.36 | 9.91 | 9.33 | 8.88 | 8.46 | 182.7 | 182.1 | 180.9 | 180.2 | 179.4 | 178.3 | 176.5 | 175.8 | 174.6 | 173 | 166.4 | 10.7 | 1.62 | 10.15 | 7.95 | 15.14% | 178.03 | 10.4118 | 0.41037 | 10.2943 | 1.0114 | 10.8221 | 1823.9 | 1855.94
2012-02-27 11:30 | 13.66 | 13.39 | 12.93 | 12.35 | 11.8 | 11.27 | 10.68 | 10.13 | 9.47 | 8.74 | 183.8 | 183.2 | 181.5 | 180.4 | 178.8 | 177 | 176.6 | 175.2 | 173.2 | 171.8 | 168.9 | 11.44 | 1.71 | 10.97 | 8.23 | 14.95% | 176.94 | 11.2733 | 0.4969 | 11.1835 | 1.008 | 11.5319 | 1940.96 | 1948.52
2012-02-27 11:40 | 13.93 | 13.62 | 13 | 12.5 | 12.02 | 11.53 | 10.95 | 10.49 | 10.02 | 9.33 | 183.2 | 182.4 | 181.2 | 180.1 | 179.2 | 178.3 | 177.1 | 176.3 | 175.4 | 173.8 | 167.4 | 11.81 | 1.4 | 11.36 | 8.62 | 11.85% | 178.12 | 11.5413 | 0.47695 | 11.4451 | 1.0084 | 11.9094 | 1972.04 | 1980.44
2012-02-27 11:50 | 13.02 | 12.64 | 12.12 | 11.77 | 11.31 | 10.89 | 10.36 | 9.88 | 9.31 | 8.72 | 182.4 | 181.7 | 179.9 | 178.9 | 178.2 | 177.3 | 176.2 | 175.2 | 175.4 | 176.3 | 165.5 | 10.96 | 1.81 | 10.5 | 8.44 | 16.51% | 177.135 | 10.8374 | 0.46106 | 10.8124 | 1.0023 | 10.9854 | 1893.32 | 1901.33
2012-02-27 12:00 | 12.44 | 12.14 | 11.68 | 11.33 | 10.96 | 10.48 | 10.13 | 9.65 | 9.11 | 8.17 | 182.6 | 182.3 | 181.5 | 180.8 | 179.9 | 179 | 178.3 | 177.9 | 177.7 | 176.7 | 168 | 10.99 | 1.57 | 10.52 | 7.87 | 14.29% | 178.895 | 10.4867 | 0.31389 | 10.4291 | 1.0055 | 11.0507 | 1901.33 | 1908.2
2012-02-27 12:10 | 11.84 | 11.66 | 11.33 | 10.86 | 10.34 | 9.97 | 9.75 | 9.56 | 9.32 | 8.57 | 182.9 | 182.7 | 181.9 | 181 | 180.2 | 179.5 | 178.6 | 177 | 175.6 | 174.1 | 166.6 | 10.65 | 1.56 | 10.16 | 8.17 | 14.65% | 179.365 | 10.1585 | 0.2062 | 9.9382 | 1.0222 | 10.8861 | 1810.55 | 1874.63
2012-02-27 12:20 | 12.19 | 11.87 | 11.29 | 10.85 | 10.5 | 10.07 | 9.63 | 9.26 | 8.79 | 8.17 | 180.8 | 180.2 | 179.8 | 179.2 | 178 | 176.8 | 175.7 | 174.3 | 172.2 | 169.6 | 163.3 | 10.08 | 1.7 | 9.79 | 7.83 | 16.87% | 176.635 | 10.0808 | 0.41286 | 10.0057 | 1.0075 | 10.1556 | 1658.36 | 1679.72
2012-02-27 12:30 | 11.64 | 11.31 | 10.87 | 10.47 | 10.14 | 9.7 | 9.2 | 8.69 | 8.28 | 7.98 | 181.8 | 181.1 | 179.5 | 178.2 | 176.6 | 175.5 | 174.4 | 172.7 | 171.8 | 170.1 | 164.2 | 10.12 | 1.46 | 9.65 | 7.74 | 14.43% | 175.335 | 9.6572 | 0.48906 | 9.6267 | 1.0032 | 10.1521 | 1669.04 | 1677.05
2012-02-27 12:40 | 11.66 | 11.43 | 10.88 | 10.35 | 9.93 | 9.5 | 9.05 | 8.59 | 8.11 | 7.47 | 181.3 | 180.7 | 179.9 | 179.1 | 177.8 | 176.1 | 174.8 | 173.3 | 172.1 | 171.3 | 165.3 | 9.71 | 1.65 | 9.2 | 7.3 | 16.99% | 175.905 | 9.5276 | 0.44844 | 9.4342 | 1.0099 | 9.8061 | 1526.51 | 1564.61
2012-02-27 12:50 | 10.81 | 10.49 | 9.93 | 9.46 | 9.05 | 8.63 | 8.34 | 7.97 | 7.67 | 7.11 | 178.9 | 178.8 | 177.9 | 176.9 | 176.7 | 176.3 | 175.5 | 174 | 172.6 | 169.9 | 160.8 | 8 | 1.42 | 7.77 | 7.12 | 17.75% | 176.18 | 8.7604 | 0.31587 | 8.5878 | 1.0201 | 8.1607 | 889 | 947.72
2012-02-27 13:00 | 10.51 | 10.16 | 9.5 | 9.05 | 8.71 | 8.46 | 8.38 | 8.24 | 8.1 | 7.85 | 166.2 | 165.4 | 164.4 | 164 | 162.9 | 161.5 | 160.6 | 159.9 | 159.3 | 158.6 | 153.2 | 7.95 | 1.28 | 8.1 | 7.96 | 16.1% | 161.365 | 8.6647 | 0.087801 | 8.4485 | 1.0256 | 8.1535 | 873.95 | 944.05
2012-02-27 13:10 | 10.11 | 9.75 | 9.14 | 8.56 | 8.08 | 7.69 | 7.32 | 7.22 | 7.06 | 6.88 | 167.2 | 166.5 | 165.1 | 163.5 | 162.6 | 161.5 | 160.6 | 159.9 | 159.5 | 158.2 | 154.9 | 7.05 | 1.28 | 6.99 | 6.65 | 18.16% | 161.365 | 7.9326 | 0.45568 | 7.6359 | 1.0389 | 7.324 | 603.05 | 684.32
2012-02-27 13:20 | 10.62 | 10.34 | 9.89 | 9.46 | 8.96 | 8.45 | 8 | 7.6 | 7.38 | 7.05 | 176.7 | 176.2 | 175.9 | 175.3 | 173.9 | 171.9 | 170 | 167.1 | 164.8 | 163.9 | 160.2 | 7.43 | 1.24 | 7.24 | 6.93 | 16.69% | 171.615 | 8.5816 | 0.50571 | 8.384 | 1.0236 | 7.6051 | 717.43 | 771.61
2012-02-27 13:30 | 11.42 | 11.18 | 10.68 | 10.24 | 9.94 | 9.49 | 8.86 | 8.35 | 8.03 | 7.71 | 182.7 | 182.3 | 181.3 | 179.9 | 178.8 | 177.8 | 175.9 | 173.4 | 171.4 | 169.7 | 164.9 | 9.26 | 1.76 | 8.88 | 7.49 | 19.01% | 177.515 | 9.4173 | 0.63478 | 9.3971 | 1.0022 | 9.28 | 1355.06 | 1362.68
2012-02-27 13:40 | 11.35 | 11.1 | 10.68 | 10.25 | 9.87 | 9.43 | 8.95 | 8.52 | 8.17 | 7.65 | 182.4 | 182 | 180.9 | 179.7 | 178.3 | 176.6 | 175.2 | 173.5 | 171.8 | 169.2 | 163.5 | 9.4 | 1.6 | 9.03 | 7.25 | 17.02% | 176.39 | 9.4341 | 0.48277 | 9.3597 | 1.008 | 9.4748 | 1408.4 | 1435.07
2012-02-27 15:00 | 9.67 | 9.42 | 8.99 | 8.61 | 8.25 | 7.8 | 7.39 | 7.05 | 6.78 | 6.37 | 180.8 | 180.5 | 180.1 | 179.3 | 178.2 | 176.8 | 175 | 173.3 | 172 | 170 | 163.1 | 7.57 | 1.22 | 7.2 | 6.48 | 16.12% | 176.53 | 7.8773 | 0.49898 | 7.7399 | 1.0178 | 7.7044 | 759.57 | 798.7
2012-02-27 15:10 | 11.1 | 10.9 | 10.5 | 10.07 | 9.74 | 9.41 | 9.05 | 8.61 | 8.16 | 7.52 | 182.9 | 182.6 | 181.7 | 180.6 | 179.4 | 177.8 | 176 | 174.2 | 172.4 | 170 | 165 | 9.79 | 1.65 | 9.23 | 7.11 | 16.85% | 177.53 | 9.3677 | 0.36047 | 9.3576 | 1.0011 | 9.8006 | 1556.99 | 1560.8
2012-02-27 15:20 | 12.48 | 12.34 | 12.04 | 11.71 | 11.31 | 10.8 | 10.28 | 9.74 | 9.2 | 8.44 | 183 | 182.6 | 181.7 | 180.5 | 179.5 | 178.6 | 177.6 | 176.3 | 174.8 | 171.9 | 168.4 | 11.24 | 0.98 | 10.63 | 7.94 | 8.719% | 178.45 | 10.7382 | 0.456 | 10.7239 | 1.0013 | 11.255 | 1924.16 | 1925
2012-02-27 15:30 | 12.55 | 12.46 | 12.21 | 11.87 | 11.52 | 11.14 | 10.71 | 10.14 | 9.55 | 8.61 | 186.6 | 186.2 | 185.5 | 185.2 | 184.8 | 183.8 | 182.5 | 181.5 | 180.8 | 179.7 | 173.7 | 11.21 | 0.8 | 10.75 | 7.7 | 7.136% | 183.605 | 11.013 | 0.36377 | 11.0773 | 0.99419 | 11.1449 | 1921.64 | 1915.76
2012-02-27 15:40 | 12.63 | 12.58 | 12.44 | 12.21 | 11.88 | 11.45 | 10.99 | 10.49 | 9.89 | 8.81 | 187.3 | 186.8 | 185.8 | 185 | 184.3 | 183.3 | 182.3 | 181.3 | 180.2 | 178.2 | 174.1 | 11.73 | 0.54 | 11.3 | 8.17 | 4.604% | 183.15 | 11.309 | 0.37892 | 11.3829 | 0.99351 | 11.6538 | 1965.32 | 1958.6
2012-02-27 15:50 | 12.65 | 12.59 | 12.42 | 12.18 | 11.87 | 11.47 | 11 | 10.53 | 9.99 | 9.05 | 185.6 | 185 | 183.9 | 183.2 | 182.6 | 182.1 | 181.4 | 180.4 | 179.4 | 178.5 | 172.6 | 11.58 | 0.68 | 11.27 | 8.42 | 5.872% | 181.995 | 11.3309 | 0.38664 | 11.4014 | 0.99382 | 11.5084 | 1952.72 | 1946.84
2012-02-27 16:00 | 13.27 | 13.15 | 12.94 | 12.7 | 12.43 | 12.07 | 11.69 | 11.27 | 10.79 | 10.03 | 182.9 | 182.4 | 181.1 | 179.8 | 178.8 | 178 | 177.1 | 176 | 174.6 | 173.1 | 169.1 | 12.57 | 0.71 | 12.12 | 9.6 | 5.648% | 177.865 | 11.9546 | 0.29561 | 12.0148 | 0.99499 | 12.507 | 1994.27 | 1993.61
2012-02-27 16:10 | 13.35 | 13.13 | 12.7 | 12.32 | 12.03 | 11.77 | 11.48 | 11.15 | 10.8 | 10.35 | 181.8 | 181.3 | 180 | 178.6 | 177.4 | 176.6 | 176 | 175.7 | 175.2 | 173.4 | 165.8 | 12.69 | 1.04 | 12.26 | 10.05 | 8.195% | 176.51 | 11.746 | 0.23054 | 11.728 | 1.0015 | 12.7095 | 1995.59 | 1995.81
2012-02-27 16:20 | 13.39 | 13.16 | 12.72 | 12.34 | 12.01 | 11.67 | 11.41 | 11.2 | 10.92 | 10.54 | 181.6 | 180.9 | 179.6 | 178.3 | 177.5 | 176.9 | 176.5 | 176.4 | 176.1 | 174.9 | 167.1 | 12.39 | 0.92 | 11.97 | 10.36 | 7.425% | 176.84 | 11.757 | 0.20821 | 11.6324 | 1.0107 | 12.5227 | 1992.29 | 1993.72
2012-02-27 16:30 | 14.21 | 13.92 | 13.38 | 12.79 | 12.25 | 11.78 | 11.42 | 11.11 | 10.87 | 10.45 | 181.1 | 180.3 | 178.6 | 177.4 | 176.6 | 175.8 | 175.2 | 174.9 | 174.5 | 173.6 | 164.9 | 12.31 | 1.33 | 11.94 | 9.83 | 10.8% | 175.71 | 11.9759 | 0.28681 | 11.7277 | 1.0212 | 12.5705 | 1991.41 | 1994.27
2012-02-27 16:40 | 14.07 | 13.89 | 13.51 | 13.03 | 12.6 | 12.25 | 11.99 | 11.62 | 11.15 | 10.49 | 182.6 | 181.8 | 180.5 | 178.8 | 177.3 | 176.2 | 176.1 | 176.1 | 175.9 | 175.1 | 167.5 | 12.81 | 1.13 | 12.36 | 10.19 | 8.821% | 176.185 | 12.2968 | 0.19825 | 12.2124 | 1.0069 | 12.8985 | 1996.91 | 1997.9
2012-02-27 16:50 | 14.29 | 14.14 | 13.85 | 13.55 | 13.26 | 12.91 | 12.39 | 11.81 | 11.29 | 10.75 | 182 | 181.5 | 180.5 | 179 | 177.6 | 176.7 | 176.1 | 175.4 | 174.6 | 173.7 | 167.6 | 13.18 | 1.01 | 12.68 | 10.12 | 7.663% | 176.61 | 12.7145 | 0.37992 | 12.8342 | 0.99067 | 13.0571 | 1999.18 | 1999.06
2012-02-27 17:00 | 15.14 | 15.03 | 14.69 | 14.22 | 13.76 | 13.34 | 12.94 | 12.56 | 12.25 | 11.64 | 182.4 | 181.8 | 180.6 | 179.2 | 178 | 177.2 | 176.6 | 176 | 175.2 | 173.7 | 167.9 | 13.73 | 0.93 | 13.17 | 10.97 | 6.773% | 177.11 | 13.3887 | 0.28133 | 13.2819 | 1.008 | 13.8404 | 1999.73 | 1999.84
2012-02-27 17:10 | 14.25 | 14.14 | 13.86 | 13.51 | 13.14 | 12.71 | 12.27 | 11.85 | 11.43 | 10.75 | 182.6 | 182.2 | 181.4 | 180.7 | 179.9 | 179.2 | 178.7 | 178.2 | 177.3 | 175.9 | 169.2 | 12.96 | 1.15 | 12.47 | 10.21 | 8.873% | 179.125 | 12.6726 | 0.32558 | 12.646 | 1.0021 | 12.9873 | 1998.56 | 1998.89
2012-02-27 17:20 | 13.86 | 13.68 | 13.27 | 12.97 | 12.63 | 12.25 | 11.87 | 11.53 | 11.19 | 10.59 | 180.9 | 180.5 | 179.4 | 178.3 | 177.8 | 177.5 | 177 | 176.6 | 176.4 | 175.3 | 168.2 | 12.52 | 1.04 | 12.21 | 10.22 | 8.307% | 177.425 | 12.2417 | 0.2912 | 12.1948 | 1.0038 | 12.5681 | 1993.72 | 1994.27
2012-02-27 17:30 | 14.76 | 14.71 | 14.54 | 14.28 | 14.02 | 13.7 | 13.38 | 13.07 | 12.8 | 12.3 | 181.5 | 181.2 | 180.7 | 180 | 179.1 | 178.1 | 177.2 | 176.6 | 175.7 | 174.9 | 169 | 13.97 | 1 | 13.63 | 11.63 | 7.158% | 177.965 | 13.6567 | 0.21841 | 13.6537 | 1.0002 | 13.9731 | 1999.97 | 1999.97
2012-02-27 17:40 | 15.09 | 15.08 | 15.03 | 14.84 | 14.6 | 14.22 | 13.85 | 13.47 | 13.02 | 12.13 | 182.8 | 182.7 | 182 | 181.3 | 180.9 | 180.4 | 179.8 | 179.3 | 178.5 | 176.5 | 171.3 | 14.03 | 1.18 | 13.65 | 11.1 | 8.411% | 180.31 | 14.0985 | 0.24363 | 14.1664 | 0.99521 | 13.9627 | 2000 | 1999.96
2012-02-27 17:50 | 15.55 | 15.58 | 15.64 | 15.61 | 15.52 | 15.44 | 15.26 | 14.99 | 14.63 | 13.64 | 185.1 | 185 | 184.7 | 184.3 | 183.9 | 183.5 | 183 | 182.6 | 182.1 | 181.4 | 173.5 | 15.31 | 0.9 | 15.07 | 12.31 | 5.879% | 183.425 | 15.2295 | 0.10836 | 15.4141 | 0.98803 | 15.1267 | 2000 | 2000
2012-02-27 18:00 | 15.81 | 15.82 | 15.86 | 15.83 | 15.73 | 15.55 | 15.19 | 14.74 | 14.27 | 13.47 | 184.5 | 184.4 | 184.3 | 184.3 | 184.1 | 183.6 | 183.1 | 182.5 | 182 | 181.3 | 173.1 | 15.19 | 0.88 | 14.85 | 12.38 | 5.793% | 183.525 | 15.2508 | 0.21645 | 15.4979 | 0.98406 | 14.9479 | 2000 | 2000
2012-02-27 18:10 | 15.24 | 15.18 | 15.12 | 15.08 | 15 | 14.84 | 14.58 | 14.23 | 13.81 | 13 | 184 | 183.7 | 183.5 | 183.7 | 183.6 | 183.4 | 182.8 | 182 | 181.6 | 181.3 | 173.3 | 14.44 | 0.95 | 14.12 | 11.79 | 6.579% | 183.31 | 14.6113 | 0.16334 | 14.8025 | 0.98708 | 14.2535 | 2000 | 2000
2012-02-27 18:20 | 15.36 | 15.29 | 15.22 | 15.22 | 15.18 | 15.07 | 14.87 | 14.66 | 14.29 | 13.66 | 183.8 | 183.4 | 183 | 183.1 | 183.5 | 183.3 | 182.7 | 182.3 | 181.8 | 182 | 173.3 | 14.64 | 0.91 | 14.53 | 12.6 | 6.216% | 183.21 | 14.8839 | 0.12346 | 15.0412 | 0.98954 | 14.4869 | 2000 | 2000
2012-02-27 18:30 | 15.53 | 15.5 | 15.47 | 15.4 | 15.24 | 14.98 | 14.62 | 14.19 | 13.7 | 12.68 | 184.4 | 184.1 | 183.8 | 183.5 | 183.1 | 182.4 | 181.4 | 180.8 | 179.9 | 179.4 | 172.6 | 14.36 | 1.18 | 14.14 | 11.71 | 8.217% | 182.25 | 14.7364 | 0.22479 | 14.9279 | 0.98717 | 14.1758 | 2000 | 2000
2012-02-27 18:40 | 15.95 | 15.94 | 15.94 | 15.92 | 15.89 | 15.79 | 15.47 | 15.1 | 14.71 | 13.96 | 182.8 | 182.5 | 182.2 | 181.7 | 181.3 | 181.1 | 180.7 | 180.3 | 179.5 | 178.1 | 172.1 | 14.96 | 0.94 | 14.79 | 13.03 | 6.283% | 181.04 | 15.4891 | 0.1892 | 15.7437 | 0.98383 | 14.718 | 2000 | 2000
2012-02-27 18:50 | 15.67 | 15.62 | 15.55 | 15.39 | 15.2 | 14.92 | 14.66 | 14.36 | 14.02 | 13.45 | 182.6 | 182.5 | 182.2 | 181.4 | 180.7 | 180.6 | 180.1 | 179.2 | 178.4 | 177.2 | 171.6 | 14.25 | 1.02 | 14.12 | 12.83 | 7.158% | 180.525 | 14.8302 | 0.16246 | 14.8825 | 0.99649 | 14.1999 | 2000 | 2000
2012-02-27 19:00 | 15.48 | 15.45 | 15.39 | 15.32 | 15.14 | 14.82 | 14.48 | 14.15 | 13.74 | 12.92 | 182.6 | 182.4 | 182 | 181.6 | 181.3 | 181.3 | 181.4 | 181.4 | 181.2 | 181.2 | 171.6 | 14.07 | 1.01 | 13.9 | 11.94 | 7.178% | 181.315 | 14.6708 | 0.21448 | 14.7708 | 0.99323 | 13.9748 | 2000 | 1999.97
2012-02-27 19:10 | 15.36 | 15.32 | 15.29 | 15.15 | 14.87 | 14.51 | 14.17 | 13.78 | 13.25 | 12.3 | 181.7 | 181.5 | 181.2 | 180.8 | 180.5 | 179.9 | 179.4 | 179 | 178.8 | 178.3 | 170.9 | 13.57 | 1.14 | 13.36 | 11.18 | 8.401% | 179.825 | 14.3784 | 0.21911 | 14.4608 | 0.9943 | 13.4926 | 1999.57 | 1999.49
2012-02-27 19:20 | 15.71 | 15.71 | 15.75 | 15.67 | 15.44 | 15.1 | 14.66 | 14.17 | 13.68 | 12.8 | 183.3 | 183.2 | 182.9 | 182.3 | 181.8 | 181.4 | 181.1 | 181 | 181 | 180.3 | 171.5 | 14.19 | 1 | 13.99 | 11.93 | 7.047% | 181.355 | 14.8706 | 0.27327 | 15.0362 | 0.98899 | 14.0338 | 2000 | 2000
2012-02-27 23:10 | 18.38 | 18.2 | 17.84 | 17.44 | 17.02 | 16.55 | 16.12 | 15.65 | 15.11 | 14.24 | 192.5 | 192.2 | 191.7 | 191 | 190.4 | 189.9 | 189.4 | 189.1 | 188.7 | 188.4 | 181.4 | 16.78 | 1.23 | 14.4 | 12.46 | 7.33% | 189.825 | 16.5106 | 0.24327 | 16.4877 | 1.0014 | 16.8033 | 2000 | 2000
2012-02-27 23:50 | 19.52 | 19.27 | 18.72 | 18.13 | 17.65 | 17.23 | 16.82 | 16.42 | 15.93 | 14.9 | 199.5 | 199.1 | 198.6 | 198 | 197.6 | 197.2 | 196.6 | 195.9 | 195 | 193.8 | 186.9 | 16.8 | 1.51 | 13.45 | 12.34 | 8.988% | 197.11 | 17.2552 | 0.22255 | 17.1706 | 1.0049 | 16.8827 | 2000 | 2000
2012-02-28 | 18.83 | 18.6 | 18.24 | 17.85 | 17.49 | 17.06 | 16.56 | 16 | 15.37 | 14.5 | 202.9 | 202.7 | 202.4 | 202.1 | 201.7 | 201.1 | 200.7 | 200.1 | 199.6 | 198.9 | 190.7 | 16.34 | 1.81 | 12.98 | 11.48 | 11.08% | 201.04 | 16.9156 | 0.27489 | 16.9874 | 0.99577 | 16.2709 | 2000 | 2000
2012-02-28 00:10 | 18.19 | 17.94 | 17.57 | 17.28 | 16.93 | 16.46 | 15.98 | 15.57 | 15.1 | 14.13 | 204.3 | 204.2 | 204.1 | 203.9 | 203.6 | 202.9 | 202 | 201.3 | 200.6 | 199.7 | 191.5 | 15.66 | 1.58 | 12.35 | 10.97 | 10.09% | 202.765 | 16.3822 | 0.27349 | 16.3904 | 0.9995 | 15.6522 | 2000 | 2000
2012-02-28 00:20 | 17.79 | 17.64 | 17.36 | 17.12 | 16.82 | 16.36 | 15.89 | 15.44 | 14.95 | 13.98 | 204.5 | 204.4 | 204.2 | 203.9 | 203.4 | 202.8 | 202.3 | 201.8 | 201.1 | 199.8 | 193 | 15.46 | 1.84 | 12.32 | 10.72 | 11.9% | 202.725 | 16.2401 | 0.26937 | 16.2918 | 0.99683 | 15.4109 | 2000 | 2000
2012-02-28 00:30 | 17.05 | 16.91 | 16.67 | 16.44 | 16.09 | 15.58 | 15.08 | 14.6 | 14.1 | 13.27 | 206 | 205.7 | 204.9 | 204.4 | 203.9 | 203 | 202.2 | 201.4 | 200.8 | 199.9 | 193.7 | 15.09 | 1.47 | 11.93 | 10.69 | 9.742% | 202.88 | 15.4791 | 0.30143 | 15.5074 | 0.99818 | 15.0625 | 2000 | 2000
2012-02-28 00:40 | 16.59 | 16.43 | 16.23 | 16.14 | 16 | 15.66 | 15.15 | 14.58 | 14.06 | 13.12 | 206.2 | 205.8 | 205.2 | 204.8 | 204.4 | 203.8 | 203 | 202.8 | 202.2 | 200.4 | 194.5 | 14.99 | 1.32 | 11.79 | 10.12 | 8.806% | 203.68 | 15.3582 | 0.30596 | 15.5859 | 0.98539 | 14.7711 | 2000 | 2000
2012-02-28 00:50 | 16.21 | 16.07 | 15.85 | 15.67 | 15.47 | 15.21 | 14.78 | 14.24 | 13.75 | 13.06 | 205.9 | 205.5 | 204.6 | 203.7 | 203.2 | 202.4 | 201.4 | 200.4 | 199.3 | 198.4 | 192.2 | 14.27 | 1.63 | 11.4 | 10.13 | 11.42% | 202.25 | 14.9575 | 0.26501 | 15.1476 | 0.98745 | 14.0909 | 2000 | 2000
2012-02-28 01:00 | 15.35 | 15.23 | 15.09 | 15.02 | 14.85 | 14.53 | 14.06 | 13.47 | 12.84 | 12.26 | 205.2 | 204.5 | 203.1 | 202.1 | 201.7 | 201.5 | 201 | 199.9 | 199.1 | 197.9 | 191.3 | 13.35 | 1.66 | 10.74 | 9.65 | 12.43% | 201.425 | 14.2329 | 0.30386 | 14.4617 | 0.98418 | 13.1388 | 1999.35 | 1999.14
2012-02-28 01:10 | 15.24 | 14.99 | 14.6 | 14.32 | 14.18 | 14.05 | 13.81 | 13.47 | 13.08 | 12.29 | 206.1 | 205.3 | 203.4 | 202 | 201.9 | 202.5 | 202.9 | 202.1 | 201.2 | 200.1 | 193 | 13.33 | 1.33 | 10.57 | 9.38 | 9.977% | 202.56 | 13.8999 | 0.15922 | 14.0154 | 0.99176 | 13.2202 | 1999.33 | 1999.22
2012-02-28 01:20 | 15.31 | 15.01 | 14.48 | 14.03 | 13.73 | 13.54 | 13.44 | 13.31 | 13.18 | 12.66 | 209.1 | 208.7 | 207.8 | 206.2 | 204.9 | 204 | 203.8 | 204.1 | 203.6 | 201.9 | 195.8 | 13.25 | 1.22 | 10.56 | 9.91 | 9.208% | 203.97 | 13.6666 | 0.068503 | 13.5256 | 1.0104 | 13.3881 | 1999.25 | 1999.39
2012-02-28 01:30 | 16.34 | 16.06 | 15.5 | 14.95 | 14.57 | 14.31 | 14.11 | 13.87 | 13.62 | 13.21 | 212 | 211.3 | 209.8 | 208.1 | 206.2 | 204.4 | 203.4 | 203.9 | 204 | 203.2 | 197.5 | 13.77 | 0.85 | 10.81 | 10.08 | 6.173% | 204.25 | 14.4088 | 0.13007 | 14.2812 | 1.0089 | 13.8931 | 1999.77 | 1999.89
2012-02-28 01:40 | 15.87 | 15.62 | 15.14 | 14.67 | 14.28 | 13.94 | 13.74 | 13.57 | 13.43 | 13.16 | 211.6 | 210.9 | 209.5 | 208.1 | 206.2 | 203.4 | 201.5 | 201.2 | 201.9 | 202 | 197 | 13.73 | 0.93 | 10.84 | 10 | 6.773% | 203.115 | 14.0936 | 0.13354 | 13.9112 | 1.0131 | 13.91 | 1999.73 | 1999.91
2012-02-28 01:50 | 15.88 | 15.64 | 15.2 | 14.74 | 14.29 | 13.81 | 13.39 | 13.08 | 12.87 | 12.57 | 214.1 | 213.4 | 212.2 | 211 | 209.8 | 208 | 205.9 | 204 | 203.4 | 204 | 199.8 | 13.31 | 0.91 | 10.66 | 9.79 | 6.837% | 207.685 | 13.9095 | 0.28541 | 13.749 | 1.0117 | 13.4654 | 1999.31 | 1999.47
2012-02-28 02:00 | 15.91 | 15.68 | 15.3 | 14.93 | 14.54 | 14.1 | 13.65 | 13.19 | 12.76 | 12.24 | 218 | 217.6 | 216.8 | 215.9 | 214.8 | 213.8 | 212.6 | 211 | 209 | 207.6 | 204.8 | 13.34 | 0.96 | 11.2 | 9.69 | 7.196% | 213.62 | 14.0556 | 0.29973 | 14.0346 | 1.0015 | 13.3599 | 1999.34 | 1999.36
2012-02-28 02:10 | 15.49 | 15.25 | 14.82 | 14.39 | 13.99 | 13.64 | 13.28 | 12.9 | 12.49 | 11.93 | 223 | 221.5 | 219 | 216.8 | 215.5 | 214.6 | 213.9 | 213 | 211.8 | 211.4 | 208.7 | 13.26 | 0.91 | 11.8 | 9.55 | 6.863% | 214.495 | 13.6299 | 0.24717 | 13.5878 | 1.0031 | 13.301 | 1999.26 | 1999.3
2012-02-28 02:20 | 15.17 | 14.91 | 14.59 | 14.38 | 14.17 | 13.88 | 13.51 | 13.05 | 12.53 | 11.83 | 222.8 | 221.3 | 218.7 | 217 | 216 | 215.1 | 214.6 | 213.8 | 213 | 211.5 | 209.4 | 13.26 | 0.89 | 11.89 | 9.26 | 6.712% | 215.025 | 13.6956 | 0.24968 | 13.8264 | 0.99054 | 13.1346 | 1999.26 | 1999.13
2012-02-28 05:40 | 15.83 | 15.67 | 15.34 | 15.01 | 14.71 | 14.31 | 13.85 | 13.39 | 12.96 | 12.23 | 281.1 | 280.3 | 278.9 | 277.7 | 276.5 | 275.3 | 274.3 | 273.3 | 272.4 | 271.1 | 268.5 | 13.65 | 1.26 | 13.68 | 11.24 | 9.231% | 275.15 | 14.1979 | 0.30193 | 14.2432 | 0.99682 | 13.6066 | 1999.65 | 1999.61
2012-02-28 05:50 | 15.7 | 15.59 | 15.34 | 15.03 | 14.69 | 14.28 | 13.77 | 13.17 | 12.51 | 11.47 | 284.2 | 283.7 | 282.8 | 282 | 281 | 279.7 | 278.3 | 277.2 | 276 | 274.7 | 271.6 | 13.29 | 1.17 | 13.28 | 10.68 | 8.804% | 279.49 | 14.078 | 0.33607 | 14.2058 | 0.991 | 13.1704 | 1999.29 | 1999.17
2012-02-28 06:00 | 14.11 | 13.91 | 13.5 | 13.08 | 12.73 | 12.38 | 11.98 | 11.58 | 11.33 | 10.92 | 282.8 | 282.4 | 281.4 | 280.1 | 279.1 | 278 | 276.6 | 275.1 | 273.3 | 271 | 270.2 | 12.04 | 0.65 | 12.15 | 10.12 | 5.399% | 277.79 | 12.3657 | 0.30351 | 12.3219 | 1.0036 | 12.0828 | 1988.44 | 1988.88
2012-02-28 06:10 | 12.68 | 12.57 | 12.29 | 11.99 | 11.7 | 11.42 | 11.15 | 10.84 | 10.47 | 9.97 | 284 | 283 | 281.2 | 279.5 | 278.2 | 277.3 | 276.1 | 274.9 | 273.3 | 271 | 270.6 | 11.23 | 1.18 | 11.35 | 9.41 | 10.51% | 277.12 | 11.3845 | 0.22111 | 11.3809 | 1.0003 | 11.2336 | 1923.32 | 1923.32
2012-02-28 06:20 | 12.62 | 12.51 | 12.25 | 11.92 | 11.57 | 11.2 | 10.87 | 10.59 | 10.3 | 9.79 | 285.1 | 284.2 | 282.7 | 281.4 | 280.1 | 278.5 | 276.7 | 275.1 | 273.3 | 270.9 | 271.2 | 10.68 | 0.89 | 10.89 | 9.35 | 8.333% | 278.23 | 11.2191 | 0.27637 | 11.1521 | 1.006 | 10.7442 | 1818.56 | 1834.58
2012-02-28 06:30 | 12.37 | 12.19 | 11.81 | 11.48 | 11.17 | 10.84 | 10.54 | 10.37 | 10.18 | 9.71 | 285.4 | 285 | 284 | 282.6 | 281.3 | 279.6 | 278 | 276.4 | 274.6 | 272.4 | 272.2 | 10.82 | 0.78 | 10.97 | 9.49 | 7.209% | 279.36 | 10.896 | 0.25935 | 10.7965 | 1.0092 | 10.9197 | 1855.94 | 1882.64
2012-02-28 06:40 | 14.5 | 14.28 | 13.85 | 13.4 | 13.05 | 12.76 | 12.5 | 12.3 | 11.94 | 11.17 | 283.2 | 282.5 | 281.2 | 279.6 | 278.2 | 277.2 | 276.3 | 275 | 273.5 | 271.5 | 269.8 | 12.47 | 1.51 | 12.58 | 10.23 | 12.11% | 277.065 | 12.802 | 0.19024 | 12.7224 | 1.0063 | 12.548 | 1993.17 | 1994.05
2012-02-28 06:50 | 13.62 | 13.52 | 13.35 | 13.11 | 12.92 | 12.73 | 12.43 | 12.01 | 11.58 | 10.89 | 283.1 | 282.5 | 281.6 | 280.8 | 279.9 | 278.8 | 277.4 | 276.2 | 275.5 | 275.4 | 270.8 | 12.46 | 1.03 | 12.42 | 10.54 | 8.266% | 278.59 | 12.5498 | 0.22038 | 12.6866 | 0.98922 | 12.3256 | 1993.06 | 1991.63
2012-02-28 07:00 | 12.79 | 12.67 | 12.51 | 12.33 | 12.12 | 11.9 | 11.64 | 11.35 | 10.94 | 10.18 | 283.3 | 282.8 | 282 | 281.3 | 280.4 | 278.9 | 277.2 | 276.3 | 275.8 | 275.2 | 271.5 | 12.03 | 1.36 | 12.06 | 9.72 | 11.31% | 278.645 | 11.7815 | 0.20414 | 11.8624 | 0.99318 | 11.948 | 1988.33 | 1983.8
2012-02-28 07:10 | 12.8 | 12.68 | 12.43 | 12.2 | 12 | 11.78 | 11.48 | 11.13 | 10.8 | 10.26 | 285.8 | 285.3 | 284.3 | 283.2 | 281.9 | 280.8 | 280 | 279.2 | 278 | 276.5 | 273.1 | 11.89 | 1.43 | 11.86 | 10.09 | 12.03% | 280.68 | 11.6614 | 0.23839 | 11.7365 | 0.9936 | 11.8139 | 1978.76 | 1972.04
2012-02-28 07:20 | 12.41 | 12.38 | 12.25 | 12.02 | 11.77 | 11.48 | 11.18 | 10.92 | 10.69 | 10.21 | 286.2 | 285.8 | 285 | 284.2 | 283.4 | 282.5 | 281.7 | 280.6 | 279.1 | 276.9 | 274.1 | 11.7 | 1.03 | 11.7 | 9.75 | 8.803% | 282.38 | 11.4463 | 0.2447 | 11.4365 | 1.0009 | 11.71 | 1962.8 | 1963.64
2012-02-28 07:30 | 12.04 | 11.85 | 11.54 | 11.27 | 11 | 10.71 | 10.55 | 10.44 | 10.19 | 9.68 | 289.9 | 289.5 | 288.5 | 287.4 | 286.3 | 285.3 | 284.2 | 283.4 | 282.5 | 280.3 | 277.4 | 11.09 | 0.95 | 11.06 | 9.19 | 8.566% | 285.135 | 10.7947 | 0.1391 | 10.6869 | 1.0101 | 11.2018 | 1911.56 | 1920.8
2012-02-28 07:40 | 11.15 | 10.99 | 10.71 | 10.49 | 10.33 | 10.11 | 9.85 | 9.68 | 9.49 | 8.93 | 289.9 | 289.4 | 288.1 | 286.7 | 285.9 | 285.5 | 285.1 | 284.3 | 283.9 | 283.8 | 277.9 | 10.45 | 1.29 | 10.34 | 8.78 | 12.34% | 285.44 | 10.076 | 0.24076 | 10.0723 | 1.0004 | 10.4538 | 1757.15 | 1757.15
2012-02-28 07:50 | 11.32 | 11.23 | 10.99 | 10.71 | 10.46 | 10.23 | 10.02 | 9.78 | 9.52 | 8.95 | 291.3 | 290.7 | 289.7 | 288.9 | 288 | 287 | 285.9 | 284.8 | 284.2 | 284.2 | 280.1 | 10.1 | 1.12 | 9.95 | 8.52 | 11.09% | 286.835 | 10.2229 | 0.19167 | 10.1996 | 1.0023 | 10.123 | 1663.7 | 1669.04
2012-02-28 08:00 | 11.29 | 11.15 | 10.89 | 10.67 | 10.49 | 10.29 | 9.99 | 9.57 | 9.16 | 8.69 | 291.7 | 291.5 | 291 | 290.3 | 289.4 | 288.4 | 288 | 287.9 | 287.6 | 287.2 | 281.9 | 10.2 | 1.35 | 9.96 | 8.34 | 13.24% | 288.34 | 10.139 | 0.27342 | 10.2465 | 0.98951 | 10.093 | 1690.4 | 1661.03
2012-02-28 08:10 | 11.99 | 11.84 | 11.62 | 11.4 | 11.12 | 10.83 | 10.53 | 10.21 | 9.88 | 9.43 | 291.4 | 291.1 | 290.6 | 290.1 | 289.4 | 288.3 | 287.5 | 287 | 286.6 | 285.7 | 280.9 | 11.26 | 1.07 | 11.18 | 9.61 | 9.503% | 288.18 | 10.7848 | 0.2596 | 10.7865 | 0.99984 | 11.2583 | 1925.84 | 1925.84
2012-02-28 08:20 | 10.7 | 10.59 | 10.31 | 10.05 | 9.87 | 9.7 | 9.53 | 9.33 | 9.09 | 8.72 | 287.7 | 287.3 | 286 | 284.5 | 283.6 | 283.3 | 282.9 | 281.7 | 280.8 | 278.8 | 276.6 | 9.87 | 1.07 | 9.85 | 8.87 | 10.84% | 283.24 | 9.6844 | 0.16339 | 9.6755 | 1.0009 | 9.8791 | 1587.47 | 1591.28
2012-02-28 08:30 | 10.22 | 10.03 | 9.73 | 9.5 | 9.27 | 9.02 | 8.84 | 8.61 | 8.38 | 8.15 | 285.6 | 284.9 | 284 | 283 | 281.9 | 280.7 | 279.5 | 278.5 | 277.2 | 275.3 | 274.1 | 9.14 | 1.21 | 9.16 | 8.08 | 13.24% | 280.52 | 9.0452 | 0.18627 | 8.994 | 1.0057 | 9.192 | 1309.34 | 1328.39
2012-02-28 08:40 | 9.54 | 9.43 | 9.11 | 8.74 | 8.45 | 8.24 | 8.04 | 7.9 | 7.78 | 7.47 | 285.5 | 285.1 | 284.2 | 283.4 | 282.6 | 282.2 | 281.5 | 280.7 | 279.6 | 278.2 | 274.9 | 8.51 | 1.25 | 8.41 | 7.58 | 14.69% | 282.095 | 8.3301 | 0.22706 | 8.211 | 1.0145 | 8.6333 | 1076.17 | 1120.21
2012-02-28 08:50 | 10.91 | 10.85 | 10.65 | 10.42 | 10.2 | 10.01 | 9.83 | 9.6 | 9.35 | 8.9 | 289.6 | 288.7 | 287 | 285.5 | 284.1 | 283 | 282.4 | 282.4 | 282 | 280.7 | 276.9 | 10.05 | 1.4 | 9.9 | 8.42 | 13.93% | 282.91 | 9.9851 | 0.16768 | 9.984 | 1.0001 | 10.0511 | 1650.35 | 1650.35
2012-02-28 09:00 | 10.22 | 10.05 | 9.75 | 9.45 | 9.21 | 9.08 | 8.95 | 8.78 | 8.58 | 8.31 | 292.5 | 292.2 | 292 | 291.8 | 291.4 | 290.7 | 290.1 | 289.5 | 288.9 | 288 | 283.7 | 9.69 | 1.25 | 9.66 | 8.49 | 12.9% | 290.61 | 9.1134 | 0.13326 | 9.0613 | 1.0058 | 9.7457 | 1518.89 | 1541.75
2012-02-28 09:10 | 12.23 | 12.09 | 11.89 | 11.72 | 11.54 | 11.26 | 10.99 | 10.69 | 10.36 | 9.77 | 297.7 | 297.4 | 296.7 | 296.4 | 296 | 295.5 | 295 | 295 | 295.5 | 297.2 | 288.1 | 11.51 | 1.69 | 11.27 | 9.75 | 14.68% | 295.425 | 11.1832 | 0.22429 | 11.2209 | 0.99664 | 11.4714 | 1946.84 | 1943.48
2012-02-28 09:20 | 10.82 | 10.72 | 10.51 | 10.38 | 10.22 | 10.11 | 10.07 | 9.89 | 9.63 | 9.32 | 302 | 301.9 | 302 | 302.1 | 302.2 | 302.3 | 302.2 | 302.2 | 302.7 | 302.3 | 292.7 | 10.2 | 1.68 | 10.02 | 8.21 | 16.47% | 302.285 | 10.1009 | 0.036634 | 10.1043 | 0.99966 | 10.1966 | 1690.4 | 1690.4
2012-02-28 09:30 | 13.8 | 13.78 | 13.7 | 13.55 | 13.37 | 13.25 | 13.07 | 12.76 | 12.44 | 11.74 | 301.6 | 301.3 | 301.1 | 301 | 300.8 | 300.6 | 300.4 | 300.4 | 300.5 | 300.8 | 293.8 | 13.16 | 2.28 | 13.08 | 11.65 | 17.33% | 300.57 | 13.1208 | 0.1264 | 13.2241 | 0.99219 | 13.0573 | 1999.16 | 1999.06
2012-02-28 09:40 | 11.95 | 11.9 | 11.79 | 11.65 | 11.51 | 11.37 | 11.2 | 11.04 | 10.85 | 10.29 | 299.3 | 299.2 | 298.3 | 297.2 | 296.3 | 295.2 | 294.3 | 293.9 | 293.6 | 294.1 | 288.7 | 11.67 | 1.43 | 11.55 | 10.03 | 12.25% | 295.065 | 11.3081 | 0.13921 | 11.3455 | 0.99671 | 11.6316 | 1960.28 | 1956.92
2012-02-28 09:50 | 12.47 | 12.43 | 12.3 | 12.2 | 12.14 | 12.1 | 12.04 | 11.92 | 11.64 | 11.13 | 301.6 | 301.5 | 301.7 | 301.6 | 301.6 | 301.4 | 301.1 | 300.4 | 299.8 | 299.9 | 292 | 11.96 | 1.86 | 11.8 | 10.59 | 15.55% | 301.355 | 12.0173 | 0.045937 | 12.0914 | 0.99387 | 11.8867 | 1984.64 | 1978.76
2012-02-28 10:00 | 13.18 | 13.04 | 12.8 | 12.6 | 12.41 | 12.28 | 12.18 | 12.05 | 11.72 | 11.17 | 304.9 | 305 | 305.2 | 305.1 | 304.7 | 304.4 | 304.1 | 303.8 | 303.9 | 303.8 | 296 | 12.61 | 1.55 | 12.45 | 10.84 | 12.29% | 304.355 | 12.2654 | 0.07556 | 12.2656 | 0.99998 | 12.6097 | 1994.71 | 1994.71
2012-02-28 10:10 | 11.43 | 11.39 | 11.22 | 10.99 | 10.81 | 10.64 | 10.49 | 10.38 | 10.24 | 9.96 | 305.1 | 305.3 | 305.6 | 305.5 | 305.5 | 306.2 | 306.7 | 306.6 | 306.8 | 306.9 | 298.3 | 11.18 | 1.3 | 11.01 | 9.77 | 11.63% | 306.275 | 10.6706 | 0.1312 | 10.6184 | 1.0049 | 11.235 | 1919.12 | 1924.16
2012-02-28 10:20 | 10.46 | 10.37 | 10.22 | 10.11 | 9.96 | 9.71 | 9.46 | 9.28 | 9.15 | 8.9 | 301.9 | 301.8 | 301.4 | 301.1 | 300.9 | 300.8 | 300.9 | 301.1 | 301.4 | 302 | 293.2 | 10.25 | 1.23 | 10.13 | 8.47 | 12% | 300.815 | 9.6891 | 0.24104 | 9.6738 | 1.0016 | 10.2662 | 1703.75 | 1709.09
2012-02-28 10:30 | 13.96 | 13.82 | 13.67 | 13.58 | 13.49 | 13.38 | 13.24 | 13.13 | 13 | 12.57 | 300.7 | 300.9 | 301.2 | 301.6 | 301.9 | 301.8 | 301.6 | 301.4 | 301.1 | 301.2 | 292.7 | 13.57 | 2.74 | 13.46 | 12.16 | 20.19% | 301.77 | 13.3323 | 0.097201 | 13.3599 | 0.99794 | 13.542 | 1999.57 | 1999.54
2012-02-28 10:40 | 13.83 | 13.79 | 13.68 | 13.58 | 13.53 | 13.4 | 13.14 | 12.91 | 12.73 | 12.29 | 301 | 301.1 | 301.3 | 301.3 | 301.3 | 301.3 | 301.2 | 301.1 | 301.8 | 302.8 | 293.3 | 13.29 | 1.66 | 13.23 | 11.48 | 12.49% | 301.285 | 13.2537 | 0.18107 | 13.3624 | 0.99186 | 13.1818 | 1999.29 | 1999.18
2012-02-28 10:50 | 15.76 | 15.69 | 15.58 | 15.5 | 15.42 | 15.36 | 15.25 | 15.06 | 14.88 | 14.56 | 297.8 | 297.6 | 297.3 | 296.7 | 296.4 | 296.3 | 296.4 | 296.7 | 297.4 | 298.7 | 290.2 | 15.56 | 1.95 | 15.39 | 13.57 | 12.53% | 296.315 | 15.2687 | 0.066417 | 15.3442 | 0.99508 | 15.4834 | 2000 | 2000
2012-02-28 11:00 | 16.47 | 16.36 | 16.16 | 15.86 | 15.53 | 15.28 | 15.13 | 14.91 | 14.53 | 13.76 | 303.3 | 303.2 | 302.9 | 302.5 | 302.1 | 301.7 | 301.4 | 300.9 | 300.6 | 300.9 | 293.3 | 15.97 | 2.25 | 15.79 | 14.11 | 14.09% | 301.655 | 15.3042 | 0.091165 | 15.2584 | 1.003 | 16.0179 | 2000 | 2000
2012-02-28 11:10 | 14.61 | 14.59 | 14.56 | 14.51 | 14.44 | 14.35 | 14.33 | 14.3 | 14.19 | 13.89 | 302.9 | 302.8 | 302.5 | 302 | 301.5 | 301.2 | 301.3 | 301.5 | 301.8 | 302.5 | 295 | 14.81 | 2.02 | 14.71 | 13.62 | 13.64% | 301.215 | 14.3611 | 0.012888 | 14.3471 | 1.001 | 14.8245 | 2000 | 2000
2012-02-28 11:20 | 13.23 | 13.15 | 13.02 | 13 | 13.01 | 12.96 | 12.89 | 12.76 | 12.64 | 12.58 | 306.7 | 306.5 | 306 | 305.6 | 305.2 | 304.8 | 304.6 | 304.4 | 304.1 | 304 | 296.6 | 13.44 | 1.25 | 13.3 | 11.96 | 9.301% | 304.77 | 12.8905 | 0.050048 | 12.9499 | 0.99541 | 13.3783 | 1999.44 | 1999.38
2012-02-28 11:30 | 13.73 | 13.63 | 13.55 | 13.54 | 13.47 | 13.33 | 13.16 | 13 | 12.86 | 12.38 | 302.5 | 302.5 | 302.5 | 302.4 | 302.4 | 303 | 303.8 | 304.3 | 304.3 | 304.3 | 295.4 | 13.61 | 1.56 | 13.39 | 12.19 | 11.46% | 303.12 | 13.2407 | 0.11861 | 13.3055 | 0.99513 | 13.5437 | 1999.61 | 1999.54
2012-02-28 11:40 | 12.86 | 12.79 | 12.64 | 12.42 | 12.18 | 12.06 | 11.99 | 11.81 | 11.61 | 11.38 | 309.9 | 310.1 | 309.8 | 309.3 | 308.6 | 307.9 | 307.7 | 307.3 | 306.9 | 307.2 | 300.8 | 12.48 | 1.83 | 12.37 | 11.43 | 14.66% | 307.87 | 12.0867 | 0.053794 | 12.0499 | 1.0031 | 12.5181 | 1993.28 | 1993.72
2012-02-28 11:50 | 14.08 | 13.98 | 13.78 | 13.57 | 13.42 | 13.26 | 13.06 | 12.82 | 12.49 | 12.09 | 307.5 | 307.8 | 308.6 | 309.2 | 309.4 | 308.9 | 308.2 | 307.7 | 307.6 | 307.9 | 300.8 | 13.59 | 1.7 | 13.43 | 12.18 | 12.51% | 308.795 | 13.1773 | 0.14044 | 13.2312 | 0.99593 | 13.5347 | 1999.59 | 1999.53
2012-02-28 12:00 | 12.88 | 12.84 | 12.75 | 12.71 | 12.62 | 12.46 | 12.28 | 12.09 | 11.88 | 11.6 | 306.3 | 306.4 | 306.1 | 305.6 | 305 | 304.7 | 304.8 | 305.2 | 305.6 | 306.6 | 296.5 | 12.66 | 1.81 | 12.5 | 11.42 | 14.3% | 304.715 | 12.375 | 0.13447 | 12.434 | 0.99525 | 12.5999 | 1995.26 | 1994.6
2012-02-28 12:10 | 10.67 | 10.6 | 10.44 | 10.3 | 10.19 | 10.13 | 10.12 | 10.17 | 10.29 | 10.19 | 308.5 | 308.4 | 308.3 | 308.1 | 307.4 | 306.5 | 305.5 | 304.8 | 304.4 | 304.5 | 298.3 | 11.07 | 1.37 | 11.07 | 9.95 | 12.38% | 306.35 | 10.2387 | 0.0091269 | 10.1286 | 1.0109 | 11.1904 | 1909.88 | 1919.96
2012-02-28 12:20 | 12.64 | 12.57 | 12.41 | 12.25 | 12.08 | 11.89 | 11.66 | 11.45 | 11.24 | 10.82 | 308.8 | 308.7 | 308.3 | 307.9 | 307.7 | 307.7 | 307.8 | 307.8 | 307.9 | 308.8 | 299.7 | 12.06 | 2.14 | 11.88 | 10.69 | 17.74% | 307.715 | 11.8332 | 0.18051 | 11.8568 | 0.99802 | 12.0361 | 1988.66 | 1988.44
2012-02-28 12:30 | 12.88 | 12.76 | 12.59 | 12.5 | 12.32 | 12.11 | 11.94 | 11.8 | 11.62 | 11.27 | 308.7 | 308.4 | 307.9 | 307.5 | 307 | 307 | 307.2 | 307.1 | 307.1 | 307.8 | 298.6 | 12.42 | 2.43 | 12.2 | 10.71 | 19.57% | 307.03 | 12.1068 | 0.13064 | 12.0855 | 1.0018 | 12.4419 | 1992.62 | 1992.84
2012-02-28 12:40 | 14.37 | 14.27 | 14.12 | 14.03 | 13.88 | 13.64 | 13.35 | 13.01 | 12.67 | 12.32 | 313 | 313 | 312.9 | 312.9 | 313 | 313.2 | 313.5 | 313.6 | 313.3 | 312.9 | 303.3 | 13.84 | 1.98 | 13.64 | 12.22 | 14.31% | 313.245 | 13.5055 | 0.19859 | 13.5981 | 0.99319 | 13.7458 | 1999.84 | 1999.75
2012-02-28 12:50 | 17.25 | 17.12 | 16.95 | 16.85 | 16.73 | 16.59 | 16.37 | 16.11 | 15.89 | 15.61 | 315.5 | 315.4 | 315.2 | 315.1 | 315.1 | 315.3 | 315.3 | 315 | 314.4 | 313.3 | 306.3 | 17.2 | 2.12 | 16.99 | 15.71 | 12.33% | 315.3 | 16.4773 | 0.12336 | 16.5583 | 0.99511 | 17.1159 | 2000 | 2000
2012-02-28 13:00 | 15.6 | 15.52 | 15.32 | 15.05 | 14.81 | 14.59 | 14.42 | 14.3 | 14.11 | 13.68 | 320.6 | 320.4 | 320.2 | 320 | 319.9 | 319.8 | 319.8 | 319.7 | 319.7 | 319.5 | 310.7 | 15.2 | 1.55 | 14.95 | 13.39 | 10.2% | 319.8 | 14.638 | 0.10831 | 14.5655 | 1.005 | 15.2756 | 2000 | 2000
2012-02-28 13:10 | 13.9 | 13.89 | 13.85 | 13.72 | 13.56 | 13.42 | 13.24 | 12.98 | 12.72 | 12.3 | 317.1 | 317 | 316.9 | 316.5 | 316.4 | 316.3 | 315.9 | 315.4 | 315.3 | 316.1 | 307.7 | 13.37 | 1.62 | 13.19 | 12.06 | 12.12% | 316.24 | 13.3237 | 0.12479 | 13.3941 | 0.99474 | 13.2997 | 1999.37 | 1999.3
2012-02-28 13:20 | 12.61 | 12.51 | 12.3 | 12.09 | 11.91 | 11.81 | 11.73 | 11.64 | 11.51 | 11.25 | 317.1 | 316.8 | 316.6 | 316.6 | 316.5 | 316 | 315.5 | 314.9 | 314.3 | 314.5 | 307.4 | 12.32 | 1.24 | 12.18 | 11.38 | 10.06% | 315.925 | 11.8457 | 0.062811 | 11.7985 | 1.004 | 12.3693 | 1991.52 | 1992.07
2012-02-28 13:30 | 14.02 | 13.93 | 13.77 | 13.61 | 13.44 | 13.28 | 13.08 | 12.81 | 12.47 | 11.98 | 310.7 | 310.5 | 310.2 | 310.2 | 310.1 | 310.1 | 310.2 | 310.4 | 311.3 | 312.2 | 302.6 | 13.14 | 2 | 12.96 | 11.29 | 15.22% | 310.115 | 13.1793 | 0.14023 | 13.2512 | 0.99457 | 13.0687 | 1999.14 | 1999.07
2012-02-28 13:40 | 14.08 | 13.95 | 13.72 | 13.58 | 13.49 | 13.36 | 13.22 | 13.07 | 12.86 | 12.56 | 309.9 | 309.9 | 309.8 | 309.5 | 309.1 | 309 | 309.3 | 309.5 | 309.6 | 310.2 | 300.5 | 13.31 | 1.59 | 13.13 | 12.22 | 11.95% | 309.045 | 13.3134 | 0.097348 | 13.3399 | 0.99802 | 13.2836 | 1999.31 | 1999.28
2012-02-28 13:50 | 14.74 | 14.63 | 14.37 | 14.11 | 13.88 | 13.64 | 13.43 | 13.23 | 13.02 | 12.81 | 315.3 | 315.4 | 315.7 | 315.9 | 315.7 | 315.3 | 314.8 | 314.9 | 315.4 | 315.7 | 305.5 | 13.99 | 1.84 | 13.78 | 12.42 | 13.15% | 315.225 | 13.663 | 0.14338 | 13.6097 | 1.0039 | 14.0448 | 1999.99 | 2000
2012-02-28 14:00 | 13.28 | 13.27 | 13.23 | 13.13 | 13 | 12.83 | 12.67 | 12.49 | 12.28 | 11.95 | 309 | 308.7 | 308.5 | 308.7 | 309 | 309.4 | 309.8 | 310.3 | 310.7 | 310.6 | 301.5 | 12.96 | 1.56 | 12.8 | 11.53 | 12.04% | 309.46 | 12.777 | 0.11597 | 12.807 | 0.99766 | 12.9297 | 1998.56 | 1998.23
2012-02-28 14:10 | 12.28 | 12.23 | 12.16 | 12.04 | 11.87 | 11.72 | 11.52 | 11.32 | 11.07 | 10.64 | 310.9 | 311 | 311.2 | 311.3 | 311.3 | 311 | 310.6 | 310.1 | 310 | 310.4 | 301.6 | 12.14 | 1.25 | 12.01 | 10.64 | 10.3% | 310.94 | 11.6429 | 0.15906 | 11.6911 | 0.99588 | 12.0899 | 1989.54 | 1988.99
2012-02-28 14:20 | 10.04 | 10.03 | 10.01 | 9.9 | 9.73 | 9.53 | 9.33 | 9.17 | 8.97 | 8.52 | 306 | 306 | 305.7 | 305.6 | 305.4 | 304.9 | 304.6 | 304.7 | 304.9 | 305.2 | 298.1 | 10.28 | 0.99 | 10.21 | 8.99 | 9.63% | 304.855 | 9.4925 | 0.196 | 9.5011 | 0.9991 | 10.2707 | 1711.76 | 1709.09
2012-02-28 14:30 | 9.84 | 9.83 | 9.78 | 9.65 | 9.51 | 9.41 | 9.3 | 9.22 | 9.22 | 9.11 | 308.2 | 308.1 | 307.8 | 307.8 | 308.1 | 308.3 | 308.5 | 308.9 | 309.6 | 310 | 302.1 | 9.6 | 1.34 | 9.44 | 8.68 | 13.96% | 308.33 | 9.4346 | 0.10866 | 9.3942 | 1.0043 | 9.6413 | 1484.6 | 1499.84
2012-02-28 14:40 | 10.16 | 10.09 | 9.92 | 9.78 | 9.71 | 9.66 | 9.6 | 9.5 | 9.35 | 8.99 | 309.6 | 309.5 | 309.3 | 308.9 | 308.7 | 308.4 | 308 | 307.9 | 307.9 | 307.6 | 299.7 | 10.23 | 0.97 | 10.09 | 8.6 | 9.482% | 308.34 | 9.6292 | 0.057576 | 9.6514 | 0.9977 | 10.2065 | 1698.41 | 1693.07
2012-02-28 14:50 | 10.12 | 10.03 | 9.96 | 9.89 | 9.76 | 9.61 | 9.48 | 9.33 | 9.11 | 8.69 | 307.1 | 306.9 | 306.7 | 306.4 | 306.1 | 305.7 | 305.4 | 305.4 | 305.7 | 306.8 | 297.7 | 9.72 | 1.47 | 9.67 | 8.49 | 15.12% | 305.655 | 9.5646 | 0.12586 | 9.5913 | 0.99722 | 9.693 | 1530.32 | 1518.89
2012-02-28 15:00 | 10.82 | 10.74 | 10.58 | 10.44 | 10.33 | 10.28 | 10.25 | 10.14 | 10 | 9.63 | 305.9 | 306.2 | 306.7 | 307.1 | 307 | 306.9 | 307 | 306.6 | 305.5 | 304.6 | 297.7 | 10.81 | 1.38 | 10.67 | 9.31 | 12.77% | 306.915 | 10.2707 | 0.027007 | 10.2757 | 0.99951 | 10.8048 | 1853.27 | 1850.6
2012-02-28 15:10 | 11.29 | 11.18 | 10.95 | 10.72 | 10.53 | 10.33 | 10.14 | 10 | 9.91 | 9.53 | 303.2 | 303.2 | 303 | 302.5 | 302.1 | 301.9 | 301.7 | 301.3 | 301.5 | 302.1 | 294.6 | 10.89 | 1.4 | 10.76 | 9.53 | 12.86% | 301.87 | 10.359 | 0.17155 | 10.3026 | 1.0055 | 10.9496 | 1874.63 | 1890.65
2012-02-28 15:20 | 11.07 | 11.07 | 11.04 | 10.97 | 10.84 | 10.67 | 10.47 | 10.26 | 10.09 | 9.83 | 298.5 | 298.3 | 298.1 | 297.8 | 297.6 | 297.4 | 297.4 | 297.2 | 297.1 | 296.6 | 290.6 | 11.15 | 1.05 | 11.09 | 9.61 | 9.417% | 297.4 | 10.5989 | 0.17486 | 10.6411 | 0.99603 | 11.1058 | 1916.6 | 1913.24
2012-02-28 15:30 | 11.04 | 10.99 | 10.87 | 10.8 | 10.71 | 10.54 | 10.31 | 10.09 | 9.91 | 9.63 | 304.4 | 304.3 | 304.3 | 303.8 | 303.1 | 302.5 | 302.2 | 302.2 | 302 | 302.3 | 295.9 | 10.67 | 1.18 | 10.59 | 9.4 | 11.06% | 302.455 | 10.4429 | 0.20389 | 10.5067 | 0.99393 | 10.6052 | 1815.89 | 1799.87
2012-02-28 15:40 | 10.32 | 10.24 | 10.07 | 9.86 | 9.66 | 9.49 | 9.36 | 9.16 | 8.93 | 8.53 | 307.1 | 307.1 | 307.1 | 307.3 | 307.7 | 308.2 | 308.2 | 307.8 | 307.5 | 306.8 | 299 | 9.53 | 1.1 | 9.43 | 8.16 | 11.54% | 308.2 | 9.488 | 0.12746 | 9.4713 | 1.0018 | 9.5468 | 1457.93 | 1465.55
2012-02-28 15:50 | 9.8 | 9.71 | 9.6 | 9.54 | 9.47 | 9.32 | 9.1 | 8.87 | 8.66 | 8.34 | 303.6 | 303.2 | 303 | 303.2 | 303.3 | 303.1 | 302.4 | 302 | 301.9 | 302.1 | 294.5 | 9.19 | 1.14 | 9.12 | 8.3 | 12.4% | 302.995 | 9.2038 | 0.22075 | 9.2882 | 0.99091 | 9.1065 | 1328.39 | 1297.91
2012-02-28 16:00 | 9.45 | 9.38 | 9.22 | 9.02 | 8.82 | 8.62 | 8.4 | 8.18 | 8 | 7.74 | 300.1 | 300 | 299.9 | 300 | 299.7 | 299.3 | 298.8 | 298.2 | 298.4 | 298.1 | 290.2 | 8.6 | 1.22 | 8.53 | 7.22 | 14.19% | 299.225 | 8.6028 | 0.23891 | 8.5881 | 1.0017 | 8.6147 | 1109.2 | 1112.87
2012-02-28 16:10 | 8.96 | 8.89 | 8.75 | 8.57 | 8.41 | 8.26 | 8.07 | 7.91 | 7.76 | 7.52 | 300.2 | 299.9 | 299.7 | 299.7 | 299.7 | 299.7 | 299 | 298 | 297.3 | 296.4 | 292.5 | 8.58 | 0.89 | 8.46 | 7.58 | 10.37% | 299.595 | 8.2378 | 0.21505 | 8.2325 | 1.0006 | 8.5855 | 1101.86 | 1105.53
2012-02-28 16:20 | 8.59 | 8.48 | 8.31 | 8.13 | 7.92 | 7.74 | 7.6 | 7.48 | 7.31 | 7 | 301.5 | 301.7 | 301.7 | 301.2 | 300.8 | 300.3 | 299.8 | 299.2 | 298.9 | 298.3 | 291.4 | 7.72 | 0.95 | 7.6 | 6.54 | 12.31% | 300.225 | 7.7751 | 0.16868 | 7.7198 | 1.0072 | 7.7753 | 804.72 | 822.78
2012-02-28 16:30 | 8.01 | 7.98 | 7.92 | 7.79 | 7.61 | 7.44 | 7.29 | 7.14 | 6.97 | 6.68 | 294.6 | 294.2 | 293.2 | 292.5 | 292.3 | 292.2 | 292.1 | 291.8 | 291.6 | 291.7 | 284.5 | 7.9 | 0.79 | 7.81 | 6.64 | 10% | 292.185 | 7.4367 | 0.18821 | 7.4183 | 1.0025 | 7.9196 | 858.9 | 864.92
2012-02-28 16:40 | 8.45 | 8.37 | 8.27 | 8.19 | 8.08 | 7.93 | 7.79 | 7.61 | 7.37 | 7.01 | 298.5 | 298 | 297 | 296.5 | 296.2 | 296 | 295.6 | 295.3 | 295.1 | 295.6 | 288.8 | 8.01 | 0.89 | 7.96 | 6.83 | 11.11% | 295.94 | 7.8712 | 0.1646 | 7.9098 | 0.99513 | 7.971 | 892.67 | 879.97
2012-02-28 16:50 | 8.5 | 8.36 | 8.12 | 7.91 | 7.79 | 7.69 | 7.58 | 7.39 | 7.14 | 6.72 | 296.3 | 295.7 | 294.4 | 293.5 | 293 | 292.5 | 292.5 | 292.4 | 292.1 | 292.6 | 284.8 | 7.93 | 0.97 | 7.86 | 6.74 | 12.23% | 292.5 | 7.647 | 0.13314 | 7.6741 | 0.99646 | 7.9019 | 867.93 | 858.9
2012-02-28 17:00 | 8.16 | 8.12 | 8.07 | 7.98 | 7.87 | 7.72 | 7.52 | 7.33 | 7.16 | 6.83 | 295 | 294.6 | 293.9 | 293.4 | 292.9 | 292.3 | 291.8 | 290.9 | 290 | 289.4 | 283.8 | 8.14 | 0.77 | 8.08 | 6.68 | 9.459% | 292.225 | 7.6438 | 0.24256 | 7.691 | 0.99386 | 8.0901 | 940.38 | 922.03
2012-02-28 17:10 | 9.98 | 9.93 | 9.82 | 9.7 | 9.57 | 9.38 | 9.1 | 8.84 | 8.63 | 8.24 | 295.3 | 295 | 294.4 | 294 | 293.5 | 292.8 | 292.2 | 291.5 | 290.9 | 290.6 | 284.9 | 9.47 | 0.94 | 9.31 | 7.77 | 9.926% | 292.71 | 9.2716 | 0.28005 | 9.3394 | 0.99274 | 9.4013 | 1435.07 | 1408.4
2012-02-28 17:20 | 10.97 | 10.91 | 10.7 | 10.51 | 10.29 | 10.06 | 9.89 | 9.75 | 9.54 | 9.02 | 293.8 | 293.9 | 293.9 | 293.9 | 293.6 | 293.1 | 292.9 | 292.5 | 292 | 291.4 | 285 | 10.32 | 1.09 | 10.27 | 8.66 | 10.56% | 293.07 | 10.0866 | 0.15749 | 10.0355 | 1.0051 | 10.3726 | 1722.44 | 1735.79
2012-02-28 17:30 | 10.02 | 9.86 | 9.63 | 9.36 | 9.12 | 8.94 | 8.72 | 8.43 | 8.08 | 7.48 | 292.9 | 292.5 | 291.8 | 291.3 | 291 | 290.9 | 290.7 | 290.3 | 289.4 | 288.8 | 282.5 | 9.29 | 0.95 | 9.1 | 7.48 | 10.23% | 290.87 | 8.8833 | 0.23025 | 8.9081 | 0.99721 | 9.2641 | 1366.49 | 1355.06
2012-02-28 17:40 | 9.08 | 8.97 | 8.8 | 8.65 | 8.55 | 8.4 | 8.18 | 7.96 | 7.78 | 7.39 | 294.7 | 294.5 | 293.8 | 293 | 292.3 | 291.8 | 291.4 | 291.1 | 290.2 | 288.5 | 284.3 | 8.5 | 0.82 | 8.41 | 7.09 | 9.647% | 291.74 | 8.3153 | 0.24525 | 8.3681 | 0.99368 | 8.4463 | 1072.5 | 1054.15
2012-02-28 17:50 | 9.6 | 9.43 | 9.16 | 8.87 | 8.64 | 8.47 | 8.35 | 8.25 | 8.07 | 7.63 | 297.1 | 296.9 | 296.3 | 295.3 | 294.5 | 293.9 | 293.5 | 293.2 | 292.7 | 291.4 | 287.6 | 9.05 | 0.96 | 8.89 | 7.35 | 10.61% | 293.84 | 8.535 | 0.13186 | 8.4527 | 1.0097 | 9.1381 | 1275.05 | 1309.34
2012-02-28 18:00 | 9.82 | 9.7 | 9.45 | 9.21 | 9 | 8.78 | 8.56 | 8.26 | 7.96 | 7.46 | 297 | 297.2 | 297.4 | 297.3 | 297 | 296.6 | 296.1 | 295.7 | 295.4 | 295.1 | 288.5 | 8.93 | 0.89 | 8.82 | 7.49 | 9.966% | 296.525 | 8.7374 | 0.2345 | 8.7481 | 0.99878 | 8.9191 | 1230.31 | 1226.64
2012-02-28 18:10 | 8.22 | 8.03 | 7.73 | 7.5 | 7.32 | 7.17 | 7.02 | 6.82 | 6.61 | 6.25 | 294.3 | 294 | 293.7 | 293.2 | 292.9 | 292.7 | 293 | 293 | 292.7 | 292.2 | 285.9 | 7.3 | 0.65 | 7.18 | 6.05 | 8.904% | 292.745 | 7.1671 | 0.19538 | 7.1483 | 1.0026 | 7.3192 | 678.3 | 684.32
2012-02-28 18:20 | 7.87 | 7.74 | 7.49 | 7.3 | 7.07 | 6.81 | 6.57 | 6.32 | 6.05 | 5.7 | 295.1 | 294.6 | 293.9 | 293.3 | 292.8 | 291.9 | 290.9 | 290.4 | 290.2 | 289.6 | 284.9 | 7.06 | 0.7 | 6.91 | 5.51 | 9.915% | 291.75 | 6.807 | 0.33155 | 6.7751 | 1.0047 | 7.0932 | 606.06 | 615.09
2012-02-28 18:30 | 8.25 | 8.09 | 7.78 | 7.54 | 7.36 | 7.16 | 6.95 | 6.69 | 6.45 | 6.15 | 297.8 | 297.3 | 296.7 | 296.1 | 296.2 | 295.9 | 295.1 | 294.1 | 293.7 | 293.1 | 287.3 | 7.11 | 0.67 | 7.02 | 5.73 | 9.423% | 295.78 | 7.1398 | 0.27509 | 7.1295 | 1.0014 | 7.1202 | 621.11 | 624.12
2012-02-28 18:40 | 9.08 | 8.96 | 8.78 | 8.64 | 8.46 | 8.15 | 7.87 | 7.71 | 7.58 | 7.2 | 300.4 | 300.5 | 300.7 | 301 | 301.5 | 302.5 | 303.2 | 302.9 | 302.1 | 301.6 | 293.4 | 8.43 | 1.33 | 8.35 | 7.12 | 15.78% | 302.605 | 8.1627 | 0.32306 | 8.1093 | 1.0066 | 8.4856 | 1046.81 | 1068.83
2012-02-28 18:50 | 8.46 | 8.32 | 8 | 7.72 | 7.54 | 7.44 | 7.38 | 7.24 | 7 | 6.7 | 298.2 | 298.2 | 297.9 | 297.6 | 297.4 | 297.2 | 296.9 | 296.3 | 295.8 | 296.5 | 290.7 | 7.9 | 1.34 | 7.71 | 6.75 | 16.96% | 297.155 | 7.4743 | 0.074826 | 7.4314 | 1.0058 | 7.9457 | 858.9 | 873.95
2012-02-28 19:00 | 9.05 | 8.86 | 8.59 | 8.34 | 8.12 | 7.89 | 7.71 | 7.6 | 7.38 | 6.89 | 299.1 | 298.9 | 298.7 | 298.4 | 298.4 | 298.3 | 297.8 | 297.2 | 297.5 | 298.4 | 289.2 | 8.2 | 1.2 | 7.98 | 6.21 | 14.63% | 298.225 | 7.9408 | 0.21326 | 7.864 | 1.0098 | 8.2801 | 962.4 | 991.76
2012-02-28 19:10 | 8.23 | 8.08 | 7.84 | 7.66 | 7.5 | 7.23 | 7 | 6.83 | 6.69 | 6.37 | 301.5 | 301.6 | 301.4 | 300.6 | 300.2 | 299.9 | 299.6 | 299.6 | 299.4 | 299.5 | 292.6 | 7.79 | 1.32 | 7.59 | 6.42 | 16.94% | 299.855 | 7.2511 | 0.29875 | 7.1966 | 1.0076 | 7.849 | 825.79 | 843.85
2012-02-28 19:20 | 8.42 | 8.32 | 8.08 | 7.79 | 7.51 | 7.27 | 7.12 | 6.96 | 6.8 | 6.53 | 304.4 | 304.4 | 304.5 | 305 | 305.5 | 305.8 | 306.3 | 307 | 307.7 | 307.8 | 298.2 | 7.34 | 1.3 | 7.16 | 6.24 | 17.71% | 305.875 | 7.3676 | 0.19266 | 7.2483 | 1.0165 | 7.4608 | 690.34 | 726.46
2012-02-28 19:30 | 7.63 | 7.49 | 7.25 | 7.11 | 6.99 | 6.78 | 6.51 | 6.28 | 6.05 | 5.59 | 308.9 | 308.9 | 308.7 | 308.7 | 309.6 | 310.4 | 310.5 | 311.1 | 311.8 | 313.3 | 302.9 | 7.04 | 1.21 | 6.84 | 5.66 | 17.19% | 310.415 | 6.705 | 0.37553 | 6.7406 | 0.99471 | 7.0027 | 600.04 | 588
2012-02-28 19:40 | 7.65 | 7.54 | 7.28 | 7.03 | 6.76 | 6.45 | 6.16 | 5.9 | 5.68 | 5.37 | 307.4 | 307.5 | 308 | 309 | 310 | 311.2 | 312 | 313.2 | 314.8 | 316.4 | 303.2 | 6.43 | 0.94 | 6.19 | 4.88 | 14.62% | 311.32 | 6.4824 | 0.42512 | 6.4076 | 1.0117 | 6.505 | 459.18 | 477.26
2012-02-28 19:50 | 6.57 | 6.47 | 6.28 | 6.03 | 5.82 | 5.66 | 5.52 | 5.38 | 5.2 | 4.94 | 302.2 | 302.7 | 303.5 | 304.6 | 305.4 | 305.7 | 305.6 | 306.3 | 307.1 | 307.6 | 297.5 | 5.17 | 0.76 | 5.17 | 4.45 | 14.7% | 305.685 | 5.7015 | 0.23145 | 5.6397 | 1.011 | 5.2266 | 227.54 | 237.26
2012-02-28 20:00 | 6.33 | 6.2 | 5.9 | 5.61 | 5.28 | 4.95 | 4.72 | 4.55 | 4.4 | 4.13 | 298.8 | 298.5 | 298.4 | 298.4 | 298.8 | 298.8 | 298.6 | 298.5 | 299 | 299.8 | 292.9 | 4.63 | 0.99 | 4.49 | 3.71 | 21.38% | 298.77 | 5.0991 | 0.43967 | 4.9164 | 1.0372 | 4.8021 | 159.67 | 178.2
2012-02-28 20:10 | 6.43 | 6.28 | 5.91 | 5.45 | 5.15 | 4.92 | 4.72 | 4.51 | 4.25 | 3.93 | 306.4 | 306.5 | 307.4 | 309.1 | 309.8 | 309.1 | 307.8 | 306.9 | 307.1 | 308.3 | 304.1 | 5.35 | 0.95 | 5.17 | 4.36 | 17.76% | 308.905 | 5.0335 | 0.3835 | 4.8908 | 1.0292 | 5.5061 | 256.7 | 282.62
2012-02-28 20:20 | 5.66 | 5.52 | 5.27 | 5 | 4.78 | 4.66 | 4.57 | 4.4 | 4.18 | 3.94 | 305.5 | 305.6 | 306 | 306.6 | 307.2 | 308.7 | 309.7 | 309.5 | 309.6 | 310.7 | 304.2 | 4.94 | 0.94 | 4.82 | 4.14 | 19.03% | 308.85 | 4.7053 | 0.18022 | 4.647 | 1.0125 | 5.0019 | 193.46 | 200
2012-02-28 20:30 | 4.06 | 3.97 | 3.79 | 3.63 | 3.5 | 3.36 | 3.2 | 3.04 | 2.88 | 2.67 | 294.1 | 293.8 | 294.1 | 296 | 297.6 | 297.6 | 297.5 | 298.7 | 300.1 | 302.7 | 284.4 | 2.88 | 0.8 | 2.87 | 2.71 | 27.78% | 297.585 | 3.3554 | 0.45087 | 3.3366 | 1.0056 | 2.8963 | 0 | 0
2012-02-28 20:40 | 4.27 | 4.23 | 4.19 | 4.16 | 4.06 | 3.91 | 3.78 | 3.71 | 3.61 | 3.41 | 298.4 | 298.4 | 297.5 | 296.6 | 296.5 | 295.4 | 293.6 | 292.4 | 292.4 | 293.7 | 285.5 | 3.98 | 1.32 | 3.89 | 3.02 | 33.17% | 295.13 | 3.9075 | 0.31247 | 3.8911 | 1.0042 | 3.9968 | 89.18 | 91
2012-02-28 20:50 | 4.68 | 4.59 | 4.4 | 4.2 | 4.04 | 3.93 | 3.86 | 3.76 | 3.65 | 3.61 | 301.7 | 301.6 | 301.1 | 300.1 | 299.3 | 298.5 | 297.3 | 296.7 | 296.6 | 294.9 | 296.1 | 4.45 | 0.92 | 4.36 | 3.62 | 20.67% | 298.32 | 3.9883 | 0.16608 | 3.9199 | 1.0174 | 4.5276 | 140.05 | 148.77
2012-02-28 21:00 | 5.21 | 5.15 | 5.04 | 4.9 | 4.78 | 4.64 | 4.49 | 4.33 | 4.23 | 4 | 296.3 | 296 | 295.5 | 295.1 | 295.3 | 295.4 | 295.4 | 295.4 | 295.2 | 294.8 | 286.7 | 4.37 | 0.74 | 4.28 | 3.7 | 16.93% | 295.4 | 4.629 | 0.30367 | 4.6182 | 1.0023 | 4.3802 | 131.33 | 132.42
2012-02-28 21:10 | 6.65 | 6.5 | 6.24 | 5.99 | 5.74 | 5.42 | 5.15 | 4.96 | 4.75 | 4.41 | 299.8 | 299.5 | 299.2 | 298.5 | 297.2 | 295.8 | 294.8 | 294.3 | 294.4 | 293.5 | 290.5 | 5.13 | 0.99 | 4.94 | 4.25 | 19.3% | 295.65 | 5.4864 | 0.47221 | 5.3805 | 1.0197 | 5.231 | 221.06 | 237.26
2012-02-28 21:20 | 6.8 | 6.72 | 6.57 | 6.45 | 6.33 | 6.17 | 6 | 5.87 | 5.76 | 5.52 | 281 | 280.5 | 279.4 | 277.9 | 276.5 | 275.3 | 274.3 | 273.4 | 273 | 271.6 | 269 | 5.94 | 1.22 | 5.81 | 5.15 | 20.54% | 275.15 | 6.1535 | 0.25819 | 6.1454 | 1.0013 | 5.9478 | 352.28 | 353.9
2012-02-28 21:30 | 7.37 | 7.28 | 7.1 | 6.9 | 6.73 | 6.56 | 6.39 | 6.19 | 6 | 5.72 | 286.4 | 285.6 | 283.8 | 282 | 280.6 | 279 | 278.2 | 277.6 | 276.8 | 275.8 | 272.8 | 6.38 | 1.41 | 6.39 | 5.26 | 22.1% | 278.88 | 6.5426 | 0.24263 | 6.5354 | 1.0011 | 6.3871 | 447.88 | 450.14
2012-02-28 21:40 | 8.31 | 8.27 | 8.18 | 8.05 | 7.92 | 7.75 | 7.55 | 7.39 | 7.29 | 7.16 | 291.3 | 291.1 | 290.5 | 290 | 289.4 | 288.6 | 287.5 | 286.1 | 284.9 | 284 | 281.4 | 7.82 | 0.81 | 7.74 | 6.86 | 10.36% | 288.435 | 7.7228 | 0.24161 | 7.721 | 1.0002 | 7.8218 | 834.82 | 834.82
2012-02-28 21:50 | 8.62 | 8.56 | 8.4 | 8.26 | 8.19 | 8.1 | 7.97 | 7.84 | 7.71 | 7.47 | 286.9 | 286.2 | 285 | 283.5 | 281.8 | 280.2 | 279.1 | 278 | 276.4 | 273.4 | 273 | 8.3 | 0.7 | 8.24 | 7.21 | 8.434% | 280.035 | 8.0443 | 0.14952 | 8.0812 | 0.99542 | 8.262 | 999.1 | 984.42
2012-02-28 22:00 | 10.03 | 9.9 | 9.64 | 9.42 | 9.2 | 9 | 8.76 | 8.48 | 8.19 | 7.82 | 292.9 | 292.3 | 291.1 | 289.8 | 288.6 | 287.5 | 286.3 | 284.8 | 283.4 | 281.5 | 280.3 | 9.03 | 0.68 | 8.97 | 7.74 | 7.53% | 287.32 | 8.9412 | 0.24977 | 8.9652 | 0.99732 | 9.0058 | 1267.43 | 1259.81
2012-02-28 22:10 | 9.48 | 9.37 | 9.15 | 8.91 | 8.71 | 8.56 | 8.39 | 8.2 | 7.95 | 7.62 | 295.1 | 294.6 | 293.6 | 292.2 | 290.7 | 289 | 287.7 | 286.5 | 285.5 | 284.1 | 282.1 | 8.65 | 0.67 | 8.52 | 7.49 | 7.746% | 288.805 | 8.5333 | 0.18537 | 8.5354 | 0.99975 | 8.6478 | 1127.55 | 1127.55
2012-02-28 22:20 | 8.07 | 7.94 | 7.72 | 7.49 | 7.27 | 7.08 | 6.94 | 6.8 | 6.57 | 6.16 | 294.8 | 294.5 | 293.7 | 293.1 | 292.6 | 291.9 | 290.9 | 290.1 | 289.2 | 287.6 | 283.4 | 7.31 | 0.44 | 7.17 | 5.82 | 6.019% | 291.75 | 7.1156 | 0.18456 | 7.0598 | 1.0079 | 7.3678 | 681.31 | 699.37
2012-02-28 22:30 | 7.77 | 7.71 | 7.53 | 7.37 | 7.28 | 7.21 | 7.07 | 6.86 | 6.56 | 6.02 | 282.1 | 281.2 | 279.7 | 278.5 | 277.8 | 277.2 | 276.1 | 275 | 274.2 | 273.9 | 271.8 | 6.91 | 0.81 | 6.79 | 5.76 | 11.72% | 277.035 | 7.1011 | 0.1812 | 7.1898 | 0.98767 | 6.8248 | 567.66 | 547.32
2012-02-28 22:40 | 7.82 | 7.74 | 7.59 | 7.47 | 7.32 | 7.11 | 6.94 | 6.77 | 6.55 | 6.18 | 284.7 | 284.1 | 282.9 | 282.1 | 281.6 | 280.5 | 278.8 | 277.9 | 277.5 | 276.7 | 273.1 | 6.77 | 1.12 | 6.68 | 5.53 | 16.54% | 280.245 | 7.0907 | 0.22364 | 7.0854 | 1.0008 | 6.7751 | 536.02 | 538.28
2012-02-28 22:50 | 7.74 | 7.62 | 7.42 | 7.21 | 6.97 | 6.7 | 6.48 | 6.28 | 6.01 | 5.57 | 285.9 | 285 | 283.2 | 281.6 | 280.3 | 279.1 | 278.2 | 277.6 | 276.6 | 275 | 272.6 | 6.71 | 0.78 | 6.51 | 5.31 | 11.62% | 278.965 | 6.7179 | 0.30853 | 6.668 | 1.0075 | 6.7602 | 522.46 | 533.76
2012-02-28 23:00 | 7.29 | 7.21 | 7.06 | 6.89 | 6.77 | 6.62 | 6.4 | 6.18 | 5.99 | 5.57 | 286.1 | 285.5 | 284.6 | 284.1 | 283.5 | 282.7 | 282 | 281.3 | 280.3 | 278.1 | 274.4 | 6.69 | 0.65 | 6.59 | 5.39 | 9.716% | 282.595 | 6.5461 | 0.31232 | 6.588 | 0.99364 | 6.6474 | 517.94 | 508.9
2012-02-28 23:10 | 7.12 | 7.02 | 6.8 | 6.61 | 6.51 | 6.41 | 6.31 | 6.18 | 6.01 | 5.71 | 283.8 | 283.4 | 282.4 | 281.4 | 280.4 | 279.4 | 278.7 | 278.2 | 277.2 | 275.6 | 272.2 | 6.38 | 0.81 | 6.35 | 5.34 | 12.7% | 279.295 | 6.3948 | 0.1453 | 6.3956 | 0.99988 | 6.3792 | 447.88 | 447.88
2012-02-28 23:20 | 6.8 | 6.67 | 6.42 | 6.17 | 5.97 | 5.73 | 5.46 | 5.24 | 5.03 | 4.65 | 284.4 | 283.4 | 281.5 | 279.7 | 278.3 | 277.1 | 275 | 272.7 | 270.3 | 267 | 268.6 | 5.34 | 0.96 | 5.27 | 4.36 | 17.98% | 276.785 | 5.7183 | 0.44603 | 5.6905 | 1.0049 | 5.366 | 255.08 | 259.94
2012-02-28 23:30 | 7.72 | 7.64 | 7.41 | 7.19 | 7.03 | 6.86 | 6.65 | 6.48 | 6.36 | 6.1 | 280.6 | 279.8 | 278.5 | 277 | 275.4 | 273.6 | 272.2 | 270.9 | 269.5 | 266.9 | 266.1 | 6.17 | 1.22 | 6.02 | 5.44 | 19.77% | 273.39 | 6.8443 | 0.28731 | 6.8295 | 1.0022 | 6.1834 | 400.42 | 402.68
2012-02-28 23:40 | 8.04 | 7.94 | 7.73 | 7.5 | 7.3 | 7.1 | 6.93 | 6.79 | 6.63 | 6.39 | 284.5 | 283.7 | 282.2 | 280.7 | 279.4 | 278.7 | 278.4 | 277.3 | 275.5 | 271.7 | 271.2 | 7.28 | 0.92 | 7.25 | 6.14 | 12.64% | 278.655 | 7.1344 | 0.22395 | 7.0754 | 1.0083 | 7.3407 | 672.28 | 690.34
2012-02-28 23:50 | 7.64 | 7.53 | 7.36 | 7.23 | 7.13 | 6.99 | 6.79 | 6.56 | 6.39 | 6.07 | 292.9 | 292 | 290.3 | 288.8 | 287.6 | 286.5 | 285.5 | 284.1 | 281.9 | 278.8 | 279.3 | 7.01 | 0.67 | 6.96 | 5.96 | 9.558% | 286.35 | 6.9033 | 0.26826 | 6.961 | 0.99171 | 6.9519 | 591.01 | 576.7
2012-02-29 | 7.54 | 7.41 | 7.13 | 6.83 | 6.63 | 6.48 | 6.28 | 6.05 | 5.86 | 5.57 | 301.3 | 300.4 | 298.4 | 296.3 | 294.9 | 293.9 | 292.7 | 290.8 | 288.6 | 286.2 | 287.8 | 6.69 | 0.8 | 6.58 | 5.55 | 11.96% | 293.72 | 6.4638 | 0.28971 | 6.451 | 1.002 | 6.7033 | 517.94 | 520.2
2012-02-29 00:10 | 7.47 | 7.33 | 6.99 | 6.68 | 6.48 | 6.33 | 6.21 | 6.06 | 5.86 | 5.63 | 302 | 302.1 | 301.7 | 301 | 300.3 | 299.9 | 299.1 | 297.6 | 295.8 | 293.6 | 292 | 6.59 | 0.84 | 6.43 | 5.63 | 12.75% | 299.78 | 6.3814 | 0.17687 | 6.3127 | 1.0109 | 6.6618 | 495.34 | 511.16
2012-02-29 00:20 | 6.55 | 6.47 | 6.35 | 6.21 | 6.06 | 5.93 | 5.79 | 5.63 | 5.46 | 5.13 | 301.5 | 301.3 | 300.9 | 300.4 | 299.7 | 299.3 | 299 | 298.8 | 298.7 | 298.5 | 291.6 | 6.06 | 0.66 | 5.93 | 4.95 | 10.89% | 299.255 | 5.9082 | 0.22078 | 5.9097 | 0.99973 | 6.0584 | 375.56 | 375.56
2012-02-29 00:30 | 6.81 | 6.66 | 6.43 | 6.23 | 6.01 | 5.8 | 5.62 | 5.44 | 5.25 | 4.92 | 299.4 | 299.2 | 298.9 | 299 | 299.4 | 299.8 | 299.7 | 299.4 | 299.2 | 298.3 | 292.3 | 5.89 | 0.79 | 5.75 | 4.86 | 13.41% | 299.785 | 5.8319 | 0.29133 | 5.7739 | 1.01 | 5.9492 | 344.18 | 353.9
2012-02-29 00:40 | 7.26 | 7.13 | 6.86 | 6.6 | 6.37 | 6.15 | 5.91 | 5.67 | 5.46 | 5.15 | 296.5 | 296.4 | 296.2 | 295.7 | 295.3 | 294.8 | 294.3 | 293.8 | 293.1 | 292.3 | 286.3 | 6.21 | 0.58 | 6.1 | 5.11 | 9.34% | 294.725 | 6.1604 | 0.36785 | 6.115 | 1.0074 | 6.2561 | 409.46 | 420.76
2012-02-29 00:50 | 6.52 | 6.4 | 6.17 | 5.94 | 5.72 | 5.49 | 5.29 | 5.13 | 4.98 | 4.67 | 294.9 | 294.7 | 294.3 | 294.1 | 293.8 | 293.4 | 292.7 | 292 | 291.2 | 290.1 | 285.9 | 5.83 | 0.48 | 5.69 | 4.19 | 8.233% | 293.295 | 5.542 | 0.34293 | 5.4609 | 1.0148 | 5.9166 | 334.46 | 349.04
2012-02-29 01:00 | 6.59 | 6.47 | 6.25 | 6.04 | 5.79 | 5.52 | 5.22 | 4.92 | 4.63 | 4.25 | 295.5 | 295.1 | 294.3 | 294 | 293.7 | 293.6 | 293.3 | 293.1 | 292.8 | 292.6 | 286.6 | 5.61 | 0.47 | 5.45 | 4.11 | 8.378% | 293.555 | 5.5064 | 0.51639 | 5.476 | 1.0056 | 5.6412 | 298.82 | 303.68
2012-02-29 01:10 | 7.43 | 7.31 | 7.14 | 6.97 | 6.74 | 6.45 | 6.17 | 5.9 | 5.58 | 5.12 | 297.7 | 297.2 | 296.1 | 295.5 | 295.7 | 295.8 | 295 | 294.4 | 294.5 | 295.1 | 288.1 | 6.62 | 0.66 | 6.51 | 4.97 | 9.97% | 295.68 | 6.4267 | 0.41013 | 6.4091 | 1.0027 | 6.6382 | 502.12 | 506.64
2012-02-29 01:20 | 7.85 | 7.67 | 7.34 | 7.02 | 6.77 | 6.55 | 6.34 | 6.15 | 5.89 | 5.36 | 296.9 | 296.7 | 296.3 | 296.3 | 296.4 | 295.7 | 294.6 | 293.8 | 293.5 | 293.8 | 287.9 | 6.93 | 0.66 | 6.69 | 5.06 | 9.524% | 295.535 | 6.5883 | 0.30113 | 6.5195 | 1.0105 | 7.0031 | 572.18 | 588
2012-02-29 01:30 | 7.64 | 7.57 | 7.45 | 7.3 | 7.11 | 6.94 | 6.73 | 6.52 | 6.32 | 6 | 297 | 296.7 | 296.1 | 295.1 | 294 | 293.6 | 293.3 | 292.8 | 292 | 291.3 | 287.1 | 7.12 | 0.72 | 7.04 | 5.83 | 10.11% | 293.555 | 6.9 | 0.28394 | 6.9095 | 0.99863 | 7.1102 | 624.12 | 621.11
2012-02-29 01:40 | 6.57 | 6.49 | 6.31 | 6.07 | 5.86 | 5.7 | 5.6 | 5.53 | 5.39 | 4.97 | 298.3 | 298 | 297.3 | 296.3 | 295.4 | 294.8 | 294.8 | 294.9 | 294.6 | 293.5 | 287.8 | 5.68 | 0.85 | 5.65 | 4.85 | 14.96% | 294.8 | 5.7731 | 0.16356 | 5.6856 | 1.0154 | 5.7675 | 310.16 | 324.74
2012-02-29 01:50 | 5.12 | 5.02 | 4.84 | 4.67 | 4.53 | 4.39 | 4.25 | 4.13 | 3.99 | 3.66 | 291.6 | 291.7 | 291.8 | 292.3 | 292.8 | 293.1 | 293.2 | 293.4 | 293.8 | 294 | 285.4 | 4.52 | 0.56 | 4.42 | 3.48 | 12.39% | 293.115 | 4.4006 | 0.2995 | 4.3697 | 1.0071 | 4.552 | 147.68 | 150.95
2012-02-29 02:00 | 5.07 | 5.04 | 4.97 | 4.87 | 4.76 | 4.61 | 4.46 | 4.33 | 4.18 | 3.96 | 285.8 | 285.2 | 284.1 | 282.8 | 281.9 | 281.4 | 281.5 | 281.7 | 281.7 | 279.7 | 274.7 | 4.42 | 0.83 | 4.36 | 3.73 | 18.78% | 281.415 | 4.5904 | 0.30568 | 4.5882 | 1.0005 | 4.4222 | 136.78 | 136.78
2012-02-29 02:10 | 6.72 | 6.62 | 6.46 | 6.31 | 6.2 | 6.09 | 5.97 | 5.87 | 5.78 | 5.61 | 284.2 | 283.5 | 281.8 | 280.1 | 278.9 | 277.7 | 276.3 | 274.8 | 273.9 | 272.8 | 270.5 | 5.98 | 0.73 | 5.93 | 5.1 | 12.21% | 277.49 | 6.0869 | 0.18391 | 6.0727 | 1.0023 | 5.994 | 358.76 | 360.38
2012-02-29 02:20 | 6.5 | 6.46 | 6.39 | 6.33 | 6.23 | 6.05 | 5.88 | 5.75 | 5.63 | 5.49 | 285.1 | 284.5 | 283.5 | 282.1 | 280.9 | 279.7 | 278.6 | 277.7 | 276.6 | 274.5 | 271.6 | 5.95 | 0.52 | 5.9 | 5.35 | 8.739% | 279.535 | 6.0246 | 0.26338 | 6.0253 | 0.99988 | 5.9493 | 353.9 | 353.9
2012-02-29 02:30 | 6.12 | 6.1 | 6.07 | 6.02 | 5.97 | 5.93 | 5.89 | 5.85 | 5.8 | 5.68 | 286.4 | 285.7 | 284.6 | 283.8 | 283.2 | 282.6 | 281.7 | 280.8 | 279.5 | 276.8 | 275.6 | 5.96 | 0.53 | 5.99 | 5.35 | 8.893% | 282.465 | 5.9208 | 0.062545 | 5.9243 | 0.99942 | 5.9566 | 355.52 | 355.52
2012-02-29 02:40 | 5.72 | 5.64 | 5.5 | 5.39 | 5.31 | 5.22 | 5.13 | 5.09 | 5.08 | 5.12 | 286.8 | 285.9 | 283.5 | 281.2 | 280.2 | 279.2 | 277.9 | 276.5 | 275 | 272 | 271.7 | 5.28 | 0.46 | 5.28 | 5.04 | 8.712% | 279.005 | 5.2449 | 0.16072 | 5.207 | 1.0073 | 5.3184 | 245.36 | 251.84
2012-02-29 02:50 | 6.2 | 6.18 | 6.17 | 6.22 | 6.25 | 6.22 | 6.17 | 6.11 | 6.03 | 5.79 | 279.3 | 278.9 | 277.9 | 276.6 | 275.3 | 274 | 272.9 | 272.2 | 271.6 | 269.6 | 266.6 | 5.73 | 0.86 | 5.66 | 5.61 | 15.01% | 273.835 | 6.145 | 0.074585 | 6.2128 | 0.98908 | 5.6674 | 318.26 | 308.54
2012-02-29 07:10 | 10.03 | 9.99 | 9.9 | 9.81 | 9.66 | 9.47 | 9.24 | 8.98 | 8.69 | 8.01 | 283.4 | 282.4 | 280.5 | 278.5 | 276.5 | 274.1 | 271.6 | 269.1 | 266.1 | 261 | 266.8 | 9.47 | 0.49 | 9.25 | 7.43 | 5.174% | 273.725 | 9.3196 | 0.22721 | 9.4367 | 0.98759 | 9.3525 | 1435.07 | 1389.35
2012-02-29 07:20 | 8.97 | 8.91 | 8.74 | 8.61 | 8.48 | 8.36 | 8.32 | 8.24 | 8.07 | 7.56 | 287.3 | 286.5 | 284.9 | 282.7 | 280.1 | 276.9 | 274 | 271.4 | 268.5 | 263.3 | 269.8 | 8.24 | 0.85 | 8.07 | 6.94 | 10.32% | 276.465 | 8.3317 | 0.044321 | 8.3543 | 0.9973 | 8.2178 | 977.08 | 969.74
2012-02-29 07:30 | 7.52 | 7.46 | 7.36 | 7.26 | 7.18 | 7.09 | 6.97 | 6.85 | 6.72 | 6.46 | 292.9 | 292.1 | 290.6 | 288.8 | 286.4 | 284.2 | 281.9 | 279.2 | 275.7 | 269.8 | 276 | 7.03 | 0.43 | 7.01 | 6.11 | 6.117% | 283.855 | 7.0144 | 0.15774 | 7.0727 | 0.99176 | 6.9721 | 597.03 | 581.22
2012-02-29 07:40 | 7.45 | 7.4 | 7.28 | 7.18 | 7.1 | 7.01 | 6.97 | 6.92 | 6.83 | 6.55 | 294.8 | 294.3 | 293.3 | 292.2 | 291 | 289.7 | 288.3 | 286.5 | 284 | 278.1 | 281.1 | 7 | 0.42 | 7.06 | 6.21 | 6% | 289.49 | 7.0139 | 0.052881 | 7.0043 | 1.0014 | 7.0097 | 588 | 591.01
2012-02-29 07:50 | 8.47 | 8.43 | 8.29 | 8.12 | 7.95 | 7.71 | 7.46 | 7.29 | 7.08 | 6.66 | 295.2 | 294.9 | 294.1 | 293.2 | 292.4 | 291.8 | 291.4 | 290.3 | 288.6 | 285.6 | 284.7 | 7.78 | 0.65 | 7.69 | 6.5 | 8.355% | 291.74 | 7.6843 | 0.30461 | 7.6737 | 1.0014 | 7.7908 | 822.78 | 825.79
2012-02-29 08:00 | 8.2 | 8.1 | 7.91 | 7.8 | 7.68 | 7.59 | 7.45 | 7.27 | 7.1 | 6.74 | 295.4 | 294.9 | 294.4 | 293.6 | 292.3 | 290.7 | 289.7 | 289.1 | 288.5 | 286.6 | 283.6 | 7.7 | 0.83 | 7.65 | 6.27 | 10.78% | 290.55 | 7.5232 | 0.17204 | 7.5698 | 0.99384 | 7.6526 | 798.7 | 783.65
2012-02-29 08:10 | 8.91 | 8.8 | 8.56 | 8.33 | 8.13 | 7.94 | 7.79 | 7.63 | 7.45 | 6.97 | 295.8 | 295.7 | 294.9 | 293.8 | 292.6 | 291.5 | 290.6 | 289.8 | 289 | 287.3 | 286 | 8.44 | 0.77 | 8.37 | 6.89 | 9.123% | 291.365 | 7.9598 | 0.17625 | 7.9183 | 1.0052 | 8.4842 | 1050.48 | 1065.16
2012-02-29 08:20 | 8.87 | 8.77 | 8.55 | 8.38 | 8.24 | 8.04 | 7.79 | 7.57 | 7.37 | 7.02 | 293.7 | 293.4 | 293.1 | 292.7 | 292.2 | 291.5 | 291.2 | 290.8 | 289.8 | 288.6 | 284.1 | 8.26 | 0.91 | 8.11 | 6.87 | 11.02% | 291.455 | 7.9843 | 0.29191 | 8.0037 | 0.99758 | 8.24 | 984.42 | 977.08
2012-02-29 08:30 | 8.66 | 8.55 | 8.31 | 8.1 | 7.98 | 7.84 | 7.64 | 7.49 | 7.32 | 7.01 | 292.4 | 291.9 | 291.3 | 290.5 | 289.7 | 289 | 288.7 | 288 | 287.2 | 285.4 | 282.7 | 8.22 | 0.65 | 8.18 | 7.16 | 7.908% | 288.955 | 7.804 | 0.2388 | 7.811 | 0.9991 | 8.2126 | 969.74 | 966.07
2012-02-29 08:40 | 8.2 | 8.07 | 7.85 | 7.62 | 7.45 | 7.33 | 7.2 | 7.1 | 7.02 | 6.71 | 293.3 | 293 | 292.4 | 291.8 | 291.3 | 291 | 290.3 | 289.4 | 288.6 | 287 | 282.7 | 7.7 | 0.76 | 7.61 | 6.96 | 9.87% | 290.895 | 7.3614 | 0.16536 | 7.3112 | 1.0069 | 7.7528 | 798.7 | 813.75
2012-02-29 08:50 | 8.41 | 8.3 | 8.12 | 7.99 | 7.9 | 7.8 | 7.69 | 7.55 | 7.37 | 6.95 | 293.6 | 293.3 | 292.8 | 292.5 | 292.2 | 291.8 | 291.2 | 290.4 | 289.7 | 289.5 | 283.2 | 7.87 | 0.66 | 7.75 | 6.55 | 8.386% | 291.71 | 7.7559 | 0.13125 | 7.7841 | 0.99637 | 7.8415 | 849.87 | 840.84
2012-02-29 09:00 | 8.26 | 8.16 | 7.97 | 7.79 | 7.63 | 7.38 | 7.16 | 6.98 | 6.86 | 6.53 | 293.6 | 293.3 | 292.3 | 291.5 | 291.2 | 290.5 | 289.9 | 289.5 | 289.3 | 288.8 | 282.9 | 7.63 | 0.81 | 7.5 | 6.15 | 10.62% | 290.41 | 7.3913 | 0.27967 | 7.3481 | 1.0059 | 7.6749 | 777.63 | 789.67
2012-02-29 09:10 | 7.68 | 7.59 | 7.43 | 7.26 | 7.1 | 6.94 | 6.76 | 6.51 | 6.21 | 5.77 | 299.4 | 299.4 | 299.4 | 299.2 | 298.9 | 298.2 | 297.4 | 297.1 | 296.7 | 295.6 | 289.1 | 6.83 | 0.83 | 6.7 | 5.33 | 12.15% | 298.08 | 6.8752 | 0.24284 | 6.9139 | 0.9944 | 6.7918 | 549.58 | 540.54
2012-02-29 09:20 | 6.82 | 6.75 | 6.7 | 6.61 | 6.49 | 6.37 | 6.33 | 6.26 | 6.14 | 5.72 | 303.6 | 303.5 | 302.9 | 302.7 | 302.8 | 302.8 | 302.4 | 301.7 | 300.9 | 299.8 | 294.1 | 6.54 | 0.7 | 6.43 | 5.54 | 10.7% | 302.74 | 6.3917 | 0.058211 | 6.3643 | 1.0043 | 6.5682 | 484.04 | 490.82
2012-02-29 09:30 | 8.47 | 8.42 | 8.29 | 8.14 | 7.94 | 7.68 | 7.4 | 7.15 | 6.98 | 6.86 | 304.9 | 305 | 304.7 | 304.5 | 304.4 | 304.2 | 303.9 | 303.6 | 303.7 | 303.9 | 297.5 | 7.83 | 0.97 | 7.64 | 6.62 | 12.39% | 304.155 | 7.6589 | 0.34321 | 7.6392 | 1.0026 | 7.8501 | 837.83 | 843.85
2012-02-29 09:40 | 8.06 | 8.01 | 8.01 | 8.01 | 7.97 | 7.91 | 7.8 | 7.65 | 7.46 | 7.13 | 304.5 | 304.2 | 303.9 | 303.9 | 303.7 | 303.1 | 302.5 | 302.4 | 302.5 | 302.6 | 295.3 | 8.02 | 0.67 | 7.95 | 6.93 | 8.354% | 303.01 | 7.804 | 0.12941 | 7.8941 | 0.98858 | 7.9284 | 896.34 | 867.93
2012-02-29 09:50 | 6.85 | 6.75 | 6.58 | 6.4 | 6.24 | 6.07 | 5.92 | 5.8 | 5.67 | 5.4 | 305.9 | 305.8 | 305.9 | 305.9 | 306 | 306.5 | 306.9 | 307.2 | 307.4 | 307.8 | 300.2 | 6.26 | 0.83 | 6.13 | 5.33 | 13.26% | 306.56 | 6.0946 | 0.23123 | 6.0483 | 1.0077 | 6.3079 | 420.76 | 432.06
2012-02-29 10:00 | 6.98 | 6.86 | 6.66 | 6.45 | 6.29 | 6.14 | 5.98 | 5.82 | 5.66 | 5.4 | 312.9 | 313.3 | 314 | 314.7 | 315.1 | 314.9 | 314.2 | 313.4 | 313.3 | 314 | 307 | 6.3 | 0.93 | 6.05 | 5.19 | 14.76% | 314.795 | 6.143 | 0.244 | 6.1168 | 1.0043 | 6.327 | 429.8 | 436.58
2012-02-29 10:10 | 6.59 | 6.52 | 6.41 | 6.29 | 6.21 | 6.05 | 5.89 | 5.77 | 5.64 | 5.39 | 311.8 | 312.2 | 312.9 | 313.3 | 314.2 | 315.2 | 315.8 | 316 | 316.2 | 317.1 | 305.3 | 5.95 | 0.89 | 5.83 | 5.29 | 14.96% | 315.29 | 6.0267 | 0.24768 | 6.0268 | 0.99999 | 5.9499 | 353.9 | 353.9
2012-02-29 10:20 | 5.77 | 5.71 | 5.59 | 5.51 | 5.47 | 5.33 | 5.21 | 5.16 | 5.11 | 5.02 | 308.5 | 308.9 | 309.5 | 309.7 | 309.8 | 310.5 | 310.8 | 310.8 | 311.1 | 311.2 | 301.9 | 5.28 | 0.63 | 5.17 | 4.83 | 11.93% | 310.545 | 5.3387 | 0.21043 | 5.3126 | 1.0049 | 5.3059 | 245.36 | 250.22
2012-02-29 10:30 | 4.2 | 4.15 | 4.05 | 3.94 | 3.86 | 3.84 | 3.86 | 3.88 | 3.87 | 3.89 | 304.1 | 303.9 | 303.2 | 303 | 303 | 303.6 | 304.4 | 304.7 | 304.7 | 305 | 295.2 | 3.77 | 0.45 | 3.86 | 3.91 | 11.94% | 303.72 | 3.9068 | -0.048005 | 3.8429 | 1.0166 | 3.8327 | 70.07 | 75.53
2012-02-29 10:40 | 3.63 | 3.59 | 3.47 | 3.4 | 3.33 | 3.28 | 3.21 | 3.13 | 3.06 | 3 | 287.2 | 287.8 | 289.3 | 290.3 | 290.1 | 290.4 | 291.7 | 293.5 | 295.1 | 295.8 | 282.7 | 3.08 | 0.34 | 3.08 | 2.65 | 11.04% | 290.595 | 3.2679 | 0.19935 | 3.2699 | 0.99941 | 3.0782 | 7.28 | 7.28
2012-02-29 10:50 | 4.52 | 4.45 | 4.29 | 4.1 | 3.94 | 3.8 | 3.71 | 3.61 | 3.51 | 3.33 | 275.9 | 275.9 | 276.8 | 276.6 | 276.3 | 275.9 | 275.6 | 275.4 | 275.6 | 275.6 | 267.7 | 3.79 | 0.62 | 3.72 | 3.12 | 16.36% | 275.855 | 3.8591 | 0.2215 | 3.787 | 1.019 | 3.8622 | 71.89 | 78.26
2012-02-29 12:10 | 6.75 | 6.65 | 6.49 | 6.35 | 6.25 | 6.16 | 6.07 | 6.01 | 5.92 | 5.64 | 271.3 | 270.5 | 269.7 | 269.1 | 269 | 269.1 | 269.3 | 269.5 | 269.9 | 270.1 | 265.2 | 5.6 | 1.32 | 5.49 | 5.09 | 23.57% | 269.13 | 6.1704 | 0.13601 | 6.147 | 1.0038 | 5.6213 | 297.2 | 300.44
2012-02-29 12:20 | 7.14 | 7.07 | 6.99 | 6.92 | 6.9 | 6.85 | 6.83 | 6.77 | 6.62 | 6.35 | 273.5 | 273.3 | 272.7 | 272.3 | 272.3 | 272.2 | 272 | 271.4 | 270.7 | 270.6 | 265.3 | 5.9 | 1.24 | 5.97 | 6.19 | 21.02% | 272.17 | 6.8239 | 0.02702 | 6.8471 | 0.9966 | 5.88 | 345.8 | 342.56
2012-02-29 12:30 | 5.85 | 5.84 | 5.82 | 5.69 | 5.55 | 5.47 | 5.45 | 5.46 | 5.45 | 5.32 | 275 | 274.7 | 274.3 | 273.5 | 273.4 | 273.1 | 272.7 | 272.6 | 272.4 | 272.3 | 265.9 | 5.06 | 1.13 | 5.08 | 5.05 | 22.33% | 273.04 | 5.5499 | 0.03385 | 5.4671 | 1.0151 | 5.1366 | 209.72 | 222.68
2012-02-29 12:50 | 5.62 | 5.58 | 5.52 | 5.49 | 5.47 | 5.49 | 5.54 | 5.51 | 5.43 | 5.27 | 276.6 | 276.1 | 275.3 | 275.1 | 274.6 | 273.6 | 273.2 | 273.3 | 273.2 | 273.3 | 268 | 4.81 | 1 | 4.92 | 4.77 | 20.79% | 273.54 | 5.4845 | -0.083781 | 5.4971 | 0.9977 | 4.799 | 179.29 | 178.2
2012-02-29 13:00 | 6.14 | 6.11 | 6.07 | 6.06 | 6.05 | 6.02 | 5.96 | 5.84 | 5.7 | 5.49 | 271.9 | 272.1 | 272.4 | 272.3 | 272 | 271.5 | 271.1 | 270.9 | 270.4 | 270.2 | 265.7 | 5.05 | 1.24 | 5.18 | 4.97 | 24.55% | 271.44 | 5.9413 | 0.092565 | 6.0114 | 0.98835 | 4.9912 | 208.1 | 198.91
2012-02-29 13:10 | 6.51 | 6.45 | 6.42 | 6.34 | 6.25 | 6.2 | 6.1 | 6.01 | 5.93 | 5.74 | 276.7 | 276.3 | 275.8 | 275.6 | 275.2 | 274.6 | 274.8 | 275.1 | 274.7 | 273.1 | 268.4 | 6.22 | 1.02 | 6.15 | 5.57 | 16.4% | 274.63 | 6.1657 | 0.15026 | 6.1856 | 0.99678 | 6.2 | 411.72 | 407.2
2012-02-29 13:20 | 5.79 | 5.71 | 5.67 | 5.63 | 5.59 | 5.52 | 5.45 | 5.42 | 5.39 | 5.23 | 283.2 | 283.1 | 283.3 | 283.4 | 283.2 | 283.4 | 283.4 | 283.4 | 283.4 | 283 | 273.3 | 5.39 | 0.75 | 5.44 | 4.97 | 13.91% | 283.4 | 5.5152 | 0.11794 | 5.5099 | 1.001 | 5.3952 | 263.18 | 264.8
2012-02-29 13:30 | 4.12 | 4.06 | 4.07 | 4.01 | 3.91 | 3.83 | 3.76 | 3.73 | 3.72 | 3.65 | 292.6 | 292.6 | 292.4 | 292.4 | 293 | 293.5 | 294.5 | 295.4 | 295.9 | 295.3 | 285.4 | 4.32 | 1.16 | 4.3 | 3.71 | 26.85% | 293.65 | 3.8556 | 0.17046 | 3.8199 | 1.0093 | 4.3604 | 125.88 | 130.24
2012-02-29 13:40 | 2.55 | 2.52 | 2.47 | 2.35 | 2.23 | 2.14 | 2.12 | 2.14 | 2.15 | 2.1 | 303.4 | 303.8 | 305.3 | 306.5 | 310.3 | 316.7 | 321.9 | 326 | 328.8 | 329.5 | 303.8 | 2.5 | 0.63 | 2.48 | 2.12 | 25.2% | 317.48 | 2.2038 | 0.08677 | 2.1371 | 1.0312 | 2.578 | 0 | 0
2012-02-29 13:50 | 3.13 | 3.08 | 3 | 2.97 | 2.88 | 2.77 | 2.64 | 2.52 | 2.41 | 2.36 | 281.5 | 281.2 | 282.3 | 285 | 287.8 | 291.3 | 294.9 | 298.1 | 301.3 | 305.8 | 287 | 2.79 | 0.62 | 2.73 | 2.5 | 22.22% | 291.84 | 2.7271 | 0.4442 | 2.751 | 0.99132 | 2.7658 | 0 | 0
2012-03-01 15:30 | 13.09 | 12.95 | 12.78 | 12.45 | 12.16 | 11.88 | 11.66 | 11.45 | 11.19 | 10.67 | 272.6 | 272.5 | 272.7 | 272.5 | 272.1 | 271.6 | 271.1 | 270.7 | 270.8 | 271.4 | 265.5 | 10.88 | 1.53 | 11.06 | 10 | 14.06% | 271.525 | 11.9197 | 0.17273 | 11.8482 | 1.006 | 10.9456 | 1871.96 | 1890.65
2012-03-01 17:20 | 12.67 | 12.59 | 12.25 | 12 | 11.79 | 11.6 | 11.38 | 11.18 | 10.94 | 10.82 | 308.8 | 308.3 | 307 | 307 | 307.1 | 306.2 | 305.9 | 305.7 | 306 | 306.2 | 297.1 | 12.14 | 1.39 | 11.96 | 11.1 | 11.45% | 306.155 | 11.5952 | 0.17694 | 11.5682 | 1.0023 | 12.1683 | 1989.54 | 1989.87
2012-03-01 17:30 | 13.14 | 12.92 | 12.63 | 12.39 | 12.15 | 11.98 | 11.75 | 11.65 | 11.55 | 11.16 | 303 | 303.1 | 302.4 | 302.7 | 302.6 | 302.7 | 302.8 | 303.6 | 304.1 | 305.1 | 294.9 | 12.12 | 1.44 | 11.95 | 10.46 | 11.88% | 302.715 | 12.0055 | 0.17914 | 11.9468 | 1.0049 | 12.1795 | 1989.32 | 1989.98
2012-03-01 17:40 | 13.32 | 13.2 | 13.06 | 12.81 | 12.53 | 12.3 | 12.17 | 12.01 | 11.85 | 11.74 | 303 | 303 | 302.5 | 302.1 | 301.8 | 302.1 | 302.3 | 302.8 | 302.8 | 303.5 | 294.5 | 12.55 | 1.32 | 12.4 | 11.1 | 10.52% | 302.13 | 12.3849 | 0.098189 | 12.2813 | 1.0084 | 12.6559 | 1994.05 | 1995.26
2012-03-01 17:50 | 12.66 | 12.5 | 12.24 | 12.17 | 12.12 | 12.05 | 11.97 | 11.8 | 11.55 | 11.17 | 295.2 | 295 | 294.1 | 294.4 | 294.6 | 294.5 | 295 | 294.9 | 294.3 | 293.6 | 285.3 | 12.43 | 1.18 | 12.38 | 10.76 | 9.493% | 294.575 | 11.9675 | 0.061555 | 12.0385 | 0.9941 | 12.3567 | 1992.73 | 1991.96
2012-03-01 18:00 | 14.53 | 14.4 | 14.29 | 14.16 | 14.08 | 14 | 13.89 | 13.76 | 13.52 | 13.1 | 296.1 | 295.9 | 295.4 | 295.1 | 295.1 | 295.5 | 295.5 | 295.7 | 295.6 | 294.9 | 286.5 | 13.9 | 1.85 | 13.87 | 12.45 | 13.31% | 295.5 | 13.9296 | 0.072894 | 13.9842 | 0.9961 | 13.8458 | 1999.9 | 1999.85
2012-03-01 18:10 | 13.98 | 13.78 | 13.58 | 13.51 | 13.49 | 13.43 | 13.3 | 13.11 | 12.93 | 12.52 | 297.7 | 297.6 | 297.6 | 297.2 | 297.3 | 298 | 298.1 | 298 | 297.8 | 297.4 | 289.5 | 13.1 | 1.46 | 13.07 | 11.74 | 11.15% | 298.015 | 13.3137 | 0.089887 | 13.4113 | 0.99272 | 13.0047 | 1999.1 | 1999
2012-03-01 18:20 | 13.7 | 13.61 | 13.45 | 13.35 | 13.22 | 13.05 | 12.78 | 12.51 | 12.25 | 11.81 | 296.8 | 296.7 | 296.7 | 296.7 | 296.8 | 297 | 297 | 296.9 | 297.2 | 297.2 | 290.1 | 13.2 | 1.43 | 13.08 | 11.46 | 10.83% | 297 | 12.9188 | 0.1932 | 13.011 | 0.99292 | 13.1065 | 1999.2 | 1999.11
2012-03-01 18:30 | 12.21 | 12.06 | 11.81 | 11.63 | 11.41 | 11.11 | 10.81 | 10.64 | 10.49 | 10.11 | 292.4 | 292.3 | 292.1 | 292.4 | 292.1 | 291.8 | 291.7 | 291.6 | 291.3 | 291.2 | 283.2 | 11.07 | 1.21 | 11.05 | 9.67 | 10.93% | 291.785 | 11.1206 | 0.25296 | 11.0665 | 1.0049 | 11.1241 | 1909.88 | 1914.08
2012-03-01 18:40 | 13.52 | 13.43 | 13.21 | 12.98 | 12.78 | 12.64 | 12.53 | 12.42 | 12.29 | 11.82 | 292.9 | 292.8 | 292.5 | 292.2 | 292.3 | 292.7 | 292.9 | 292.9 | 292.7 | 292.8 | 286 | 13.11 | 1.56 | 13.02 | 11.08 | 11.9% | 292.73 | 12.6747 | 0.080772 | 12.6242 | 1.004 | 13.1625 | 1999.11 | 1999.16
2012-03-01 18:50 | 14.3 | 14.18 | 13.99 | 13.84 | 13.64 | 13.36 | 13.09 | 12.79 | 12.51 | 11.99 | 297.2 | 296.9 | 296.6 | 296.4 | 296.3 | 296.3 | 296.3 | 296.4 | 296.7 | 297.2 | 288.1 | 13.38 | 2.01 | 13.22 | 11.59 | 15.02% | 296.3 | 13.2922 | 0.18867 | 13.321 | 0.99784 | 13.3511 | 1999.38 | 1999.35
2012-03-01 19:00 | 14.36 | 14.28 | 14.04 | 13.72 | 13.4 | 13.07 | 12.84 | 12.64 | 12.34 | 11.68 | 295.4 | 295.4 | 295.8 | 296.5 | 296.9 | 297 | 296.9 | 296.7 | 296.2 | 295.5 | 287.6 | 13.52 | 1.88 | 13.29 | 11.14 | 13.91% | 296.985 | 13.1271 | 0.16407 | 13.0368 | 1.0069 | 13.6137 | 1999.52 | 1999.61
2012-03-01 19:10 | 13.42 | 13.29 | 13.08 | 12.92 | 12.76 | 12.51 | 12.17 | 11.9 | 11.66 | 11.22 | 298.9 | 299 | 299.1 | 299 | 298.8 | 298.7 | 298.6 | 298 | 297.2 | 297.3 | 291.2 | 12.68 | 1.46 | 12.54 | 11.11 | 11.51% | 298.685 | 12.41 | 0.25463 | 12.4607 | 0.99593 | 12.6284 | 1995.48 | 1994.93
2012-03-01 19:20 | 12.94 | 12.84 | 12.65 | 12.44 | 12.24 | 11.95 | 11.66 | 11.38 | 11.16 | 10.73 | 298.8 | 298.6 | 298.7 | 299.1 | 299.5 | 299.6 | 299.4 | 299 | 298.5 | 298.1 | 291 | 11.81 | 1.08 | 11.61 | 9.87 | 9.145% | 299.57 | 11.9097 | 0.22702 | 11.908 | 1.0001 | 11.8117 | 1972.04 | 1972.04
2012-03-01 19:30 | 11.61 | 11.48 | 11.18 | 10.89 | 10.66 | 10.39 | 10.16 | 10.03 | 9.92 | 9.63 | 297.3 | 297.2 | 297 | 296.4 | 295.7 | 295.4 | 295.4 | 295.6 | 295.5 | 295.1 | 287.2 | 10.32 | 1.11 | 10.25 | 8.79 | 10.76% | 295.4 | 10.4627 | 0.20686 | 10.3567 | 1.0102 | 10.4256 | 1722.44 | 1751.81
2012-03-01 19:40 | 13.06 | 12.94 | 12.69 | 12.49 | 12.23 | 11.87 | 11.54 | 11.36 | 11.3 | 10.97 | 295.9 | 295.9 | 295.8 | 295.6 | 295.7 | 295.7 | 295.8 | 296.2 | 296.5 | 296.4 | 288.6 | 12.23 | 1.25 | 12.13 | 10.88 | 10.22% | 295.715 | 11.923 | 0.26055 | 11.8221 | 1.0085 | 12.3343 | 1990.53 | 1991.63
2012-03-01 19:50 | 13.93 | 13.74 | 13.52 | 13.44 | 13.39 | 13.29 | 13.14 | 12.93 | 12.66 | 12.04 | 297.4 | 297.4 | 297 | 296.7 | 296.3 | 295.9 | 295.7 | 295.4 | 295.3 | 295.8 | 290.2 | 13.55 | 1.74 | 13.37 | 11.62 | 12.84% | 295.87 | 13.1626 | 0.10489 | 13.2684 | 0.99202 | 13.4419 | 1999.55 | 1999.44
2012-03-01 20:00 | 15.13 | 15.03 | 14.92 | 14.79 | 14.66 | 14.49 | 14.26 | 13.99 | 13.65 | 13.07 | 299.6 | 299.7 | 299.8 | 299.9 | 300 | 300.2 | 300.5 | 300.6 | 300.4 | 299.8 | 292 | 14.12 | 1.3 | 13.98 | 12.84 | 9.207% | 300.245 | 14.3568 | 0.14786 | 14.4568 | 0.99308 | 14.0223 | 2000 | 2000
2012-03-01 20:10 | 15 | 14.9 | 14.69 | 14.45 | 14.33 | 14.24 | 14.15 | 14.08 | 13.94 | 13.44 | 296.2 | 296.1 | 295.9 | 295.9 | 295.9 | 296.1 | 296.3 | 296.1 | 295.8 | 295.3 | 288.7 | 14.61 | 1.77 | 14.56 | 13.1 | 12.11% | 296.13 | 14.2476 | 0.05859 | 14.2271 | 1.0014 | 14.631 | 2000 | 2000
2012-03-01 20:20 | 14.93 | 14.8 | 14.56 | 14.38 | 14.17 | 13.94 | 13.76 | 13.6 | 13.39 | 12.96 | 296.3 | 296.2 | 295.8 | 295.4 | 295.1 | 294.9 | 295 | 295.2 | 295.5 | 295.3 | 286.9 | 14.33 | 1.71 | 14.22 | 12.79 | 11.93% | 294.915 | 13.952 | 0.1201 | 13.9141 | 1.0027 | 14.3691 | 2000 | 2000
2012-03-01 20:30 | 13.8 | 13.76 | 13.62 | 13.41 | 13.16 | 12.83 | 12.53 | 12.28 | 12.07 | 11.69 | 289 | 288.9 | 288.6 | 288.3 | 288.2 | 288.4 | 288.7 | 288.8 | 289.1 | 289.6 | 282 | 13.17 | 2.13 | 13.08 | 11.57 | 16.17% | 288.445 | 12.8264 | 0.21865 | 12.7866 | 1.0031 | 13.211 | 1999.17 | 1999.21
2012-03-01 20:40 | 14.72 | 14.66 | 14.52 | 14.32 | 14.13 | 13.91 | 13.69 | 13.51 | 13.23 | 12.74 | 285 | 285 | 284.7 | 284.1 | 283.8 | 283.7 | 283.5 | 283.1 | 282.8 | 283.4 | 275.8 | 13.85 | 1.76 | 13.76 | 12.15 | 12.71% | 283.67 | 13.8727 | 0.14732 | 13.8783 | 0.9996 | 13.8445 | 1999.85 | 1999.84
2012-03-01 20:50 | 15.82 | 15.64 | 15.26 | 14.9 | 14.61 | 14.42 | 14.25 | 13.97 | 13.58 | 12.85 | 284.3 | 284.3 | 284 | 283.6 | 283.4 | 283.1 | 283.1 | 283.1 | 283 | 283 | 277.4 | 14.83 | 2.14 | 14.77 | 12.55 | 14.43% | 283.1 | 14.4033 | 0.10959 | 14.3955 | 1.0005 | 14.8381 | 2000 | 2000
2012-03-01 21:00 | 14.76 | 14.62 | 14.32 | 14.02 | 13.74 | 13.39 | 13.12 | 12.91 | 12.69 | 12.47 | 282.9 | 282.5 | 282.1 | 281.5 | 281.1 | 280.6 | 280.2 | 280.1 | 280.1 | 280.7 | 275.4 | 13.87 | 1.63 | 13.78 | 12.04 | 11.75% | 280.54 | 13.4551 | 0.18824 | 13.351 | 1.0078 | 13.9781 | 1999.87 | 1999.98
2012-03-01 21:10 | 14.01 | 13.91 | 13.75 | 13.52 | 13.26 | 12.97 | 12.71 | 12.45 | 12.15 | 11.54 | 281.8 | 281.7 | 281.5 | 281.5 | 281.6 | 281.6 | 281.3 | 280.8 | 280.5 | 280.8 | 273.1 | 13.05 | 1.89 | 12.83 | 11.27 | 14.48% | 281.555 | 12.9453 | 0.18713 | 12.9324 | 1.001 | 13.0629 | 1999.05 | 1999.06
2012-03-01 21:20 | 14.61 | 14.48 | 14.14 | 13.84 | 13.76 | 13.76 | 13.71 | 13.59 | 13.37 | 13.07 | 282 | 281.9 | 281.6 | 281.3 | 281.5 | 281.7 | 281.6 | 281.1 | 281 | 281.5 | 275.2 | 13.81 | 1.88 | 13.81 | 12.73 | 13.61% | 281.685 | 13.7327 | 0.03364 | 13.7528 | 0.99853 | 13.7898 | 1999.81 | 1999.79
2012-03-01 21:30 | 13.25 | 13.16 | 13.04 | 12.89 | 12.79 | 12.74 | 12.64 | 12.38 | 12.05 | 11.5 | 276.7 | 276.7 | 276.7 | 276.9 | 277.3 | 277.7 | 277.9 | 278.3 | 278.5 | 278 | 269.6 | 12.81 | 1.61 | 12.63 | 10.9 | 12.57% | 277.73 | 12.6122 | 0.072821 | 12.7256 | 0.99108 | 12.6958 | 1996.91 | 1995.7
2012-03-01 21:40 | 16.6 | 16.48 | 16.18 | 15.91 | 15.72 | 15.49 | 15.23 | 14.97 | 14.68 | 13.97 | 282.8 | 282.8 | 282.6 | 282.5 | 282.7 | 282.7 | 282.4 | 282.3 | 282.1 | 282.1 | 275.1 | 15.23 | 2.32 | 15.02 | 13.03 | 15.23% | 282.655 | 15.425 | 0.15643 | 15.4525 | 0.99822 | 15.2029 | 2000 | 2000
2012-03-01 21:50 | 14.75 | 14.61 | 14.39 | 14.22 | 14.2 | 14.09 | 13.92 | 13.73 | 13.42 | 12.91 | 286.7 | 286.5 | 286.4 | 286.1 | 285.8 | 285.3 | 284.5 | 284.2 | 284.1 | 284.3 | 279.2 | 14.03 | 1.33 | 13.87 | 12.42 | 9.48% | 285.18 | 13.9665 | 0.11217 | 14.0655 | 0.99296 | 13.9313 | 2000 | 1999.93
2012-03-01 22:00 | 15.38 | 15.31 | 14.96 | 14.65 | 14.42 | 14.27 | 14.17 | 13.98 | 13.69 | 13.28 | 290.4 | 290 | 289.8 | 289.2 | 288.9 | 288.4 | 288.6 | 288.5 | 288.5 | 288.6 | 279.9 | 13.88 | 1.9 | 13.76 | 12.31 | 13.69% | 288.43 | 14.2925 | 0.064986 | 14.2556 | 1.0026 | 13.9159 | 1999.88 | 1999.92
2012-03-01 22:10 | 13.8 | 13.68 | 13.5 | 13.36 | 13.21 | 13.07 | 12.9 | 12.75 | 12.64 | 12.32 | 294.3 | 294.3 | 294.2 | 293.6 | 293.5 | 293.7 | 294.2 | 294.6 | 295.3 | 296 | 286.9 | 13.64 | 1.83 | 13.48 | 11.74 | 13.42% | 293.775 | 13.0449 | 0.12098 | 13.0455 | 0.99996 | 13.6394 | 1999.64 | 1999.64
2012-03-01 22:20 | 13.29 | 13.22 | 12.99 | 12.77 | 12.55 | 12.35 | 12.22 | 12.04 | 11.9 | 11.68 | 298.9 | 298.9 | 298.5 | 298 | 297.9 | 297.8 | 297.4 | 296.9 | 296.4 | 296.5 | 290.1 | 12.94 | 1.83 | 12.87 | 11.29 | 14.14% | 297.74 | 12.3958 | 0.097789 | 12.3313 | 1.0052 | 13.0077 | 1998.34 | 1999.01
2012-03-01 22:30 | 12.98 | 12.87 | 12.64 | 12.44 | 12.35 | 12.33 | 12.28 | 12.23 | 12.13 | 11.83 | 302.3 | 301.8 | 301.4 | 301.7 | 301.7 | 301.7 | 301.4 | 301.2 | 301.2 | 301.2 | 294.2 | 12.57 | 1.7 | 12.56 | 11.54 | 13.52% | 301.655 | 12.3347 | 0.03755 | 12.3228 | 1.001 | 12.5821 | 1994.27 | 1994.38
2012-03-01 22:40 | 13.62 | 13.58 | 13.51 | 13.35 | 13.19 | 13.03 | 12.82 | 12.58 | 12.39 | 12.1 | 302.7 | 302.7 | 302.5 | 302.8 | 303.1 | 303.3 | 303.3 | 303.4 | 303.7 | 303.6 | 296.2 | 12.82 | 1.47 | 12.72 | 11.61 | 11.47% | 303.3 | 12.9598 | 0.15015 | 12.9997 | 0.99693 | 12.7807 | 1997.02 | 1996.58
2012-03-01 22:50 | 13.86 | 13.75 | 13.61 | 13.43 | 13.14 | 12.81 | 12.5 | 12.11 | 11.64 | 10.95 | 298.9 | 298.7 | 298.3 | 298.2 | 298.4 | 298.7 | 298.9 | 299 | 299 | 299.6 | 291.7 | 12.36 | 1.6 | 12.14 | 10.4 | 12.94% | 298.73 | 12.719 | 0.22638 | 12.7651 | 0.99638 | 12.3153 | 1991.96 | 1991.52
2012-03-01 23:00 | 15.58 | 15.43 | 15.16 | 14.9 | 14.64 | 14.42 | 14.23 | 14.03 | 13.75 | 13.15 | 296 | 295.8 | 295.9 | 296.1 | 296.1 | 295.7 | 295.1 | 294.5 | 293.9 | 293.7 | 287.7 | 14.84 | 2.2 | 14.7 | 12.9 | 14.82% | 295.61 | 14.4209 | 0.12257 | 14.3926 | 1.002 | 14.8692 | 2000 | 2000
2012-03-01 23:10 | 16.3 | 16.23 | 16.03 | 15.88 | 15.7 | 15.45 | 15.23 | 15.03 | 14.8 | 14.44 | 299.1 | 299 | 298.8 | 298.8 | 299 | 299 | 298.7 | 298.4 | 298 | 297.9 | 291.3 | 15.84 | 1.86 | 15.66 | 13.83 | 11.74% | 298.955 | 15.4249 | 0.13253 | 15.4183 | 1.0004 | 15.8467 | 2000 | 2000
2012-03-01 23:20 | 16.07 | 15.96 | 15.75 | 15.59 | 15.41 | 15.2 | 15 | 14.79 | 14.51 | 13.96 | 299.2 | 299.1 | 299 | 298.9 | 298.9 | 299.2 | 299.4 | 299.4 | 299 | 298.5 | 293.2 | 15.71 | 2.42 | 15.59 | 14.09 | 15.4% | 299.23 | 15.149 | 0.1224 | 15.1712 | 0.99854 | 15.687 | 2000 | 2000
2012-03-01 23:40 | 16.39 | 16.27 | 16.08 | 15.83 | 15.66 | 15.64 | 15.62 | 15.46 | 15.17 | 14.64 | 307.7 | 308.2 | 308.4 | 308.4 | 308.2 | 308 | 308 | 308.1 | 307.9 | 307.2 | 299.2 | 15.61 | 1.92 | 15.4 | 14.06 | 12.3% | 308 | 15.6087 | 0.011825 | 15.6371 | 0.99818 | 15.5816 | 2000 | 2000
2012-03-01 23:50 | 14.33 | 14.16 | 13.93 | 13.65 | 13.36 | 13.09 | 12.82 | 12.55 | 12.29 | 11.77 | 305.4 | 305.5 | 305.9 | 306 | 305.9 | 306.1 | 306.4 | 306.8 | 307.1 | 306.7 | 298.9 | 13.26 | 1.15 | 13 | 11.62 | 8.673% | 306.145 | 13.0807 | 0.1926 | 13.051 | 1.0023 | 13.2902 | 1999.26 | 1999.29
2012-03-02 00:50 | 15.52 | 15.46 | 15.28 | 15.08 | 14.89 | 14.71 | 14.62 | 14.53 | 14.38 | 14.05 | 297.5 | 297.8 | 298 | 297.7 | 297.3 | 296.8 | 296.4 | 296.4 | 296.6 | 296.5 | 289.3 | 15.16 | 1.74 | 15.07 | 13.68 | 11.48% | 296.74 | 14.7673 | 0.056713 | 14.6971 | 1.0048 | 15.2324 | 2000 | 2000
2012-03-02 01:10 | 15.27 | 15.17 | 14.93 | 14.59 | 14.38 | 14.2 | 14.06 | 13.87 | 13.61 | 13.04 | 301.1 | 301 | 300.7 | 300.4 | 300.1 | 300.1 | 300.3 | 300.1 | 300.2 | 301.1 | 293.3 | 14.61 | 2.14 | 14.54 | 12.97 | 14.65% | 300.13 | 14.2103 | 0.09156 | 14.1799 | 1.0021 | 14.6414 | 2000 | 2000
2012-03-02 01:20 | 15.2 | 15.04 | 14.8 | 14.64 | 14.5 | 14.36 | 14.2 | 13.89 | 13.64 | 13.11 | 302.3 | 302.4 | 302.5 | 302.6 | 302.9 | 303.3 | 303.1 | 302.5 | 302.6 | 303 | 294.2 | 14.8 | 2.24 | 14.67 | 13.01 | 15.14% | 303.27 | 14.263 | 0.10354 | 14.337 | 0.99484 | 14.7237 | 2000 | 2000
2012-03-02 01:30 | 16.91 | 16.68 | 16.3 | 16.09 | 15.93 | 15.78 | 15.53 | 15.16 | 14.75 | 14.25 | 303.9 | 303.6 | 303.3 | 303.2 | 303.3 | 303.3 | 303.3 | 303.5 | 304 | 305.1 | 295.2 | 15.84 | 2.45 | 15.71 | 13.66 | 15.47% | 303.3 | 15.6278 | 0.14758 | 15.7439 | 0.99263 | 15.7232 | 2000 | 2000
2012-03-02 01:40 | 14.14 | 14.03 | 13.83 | 13.56 | 13.33 | 13.15 | 12.98 | 12.84 | 12.73 | 12.36 | 306.5 | 306.6 | 307 | 307.4 | 307.4 | 307.3 | 307.5 | 307.9 | 308.6 | 308.9 | 297.8 | 13.01 | 1.77 | 12.83 | 11.42 | 13.6% | 307.33 | 13.1888 | 0.12024 | 13.1255 | 1.0048 | 13.0728 | 1999.01 | 1999.07
2012-03-02 01:50 | 14.81 | 14.74 | 14.58 | 14.32 | 14.07 | 13.85 | 13.56 | 13.22 | 12.93 | 12.47 | 301.7 | 301.5 | 301.5 | 301.6 | 301.9 | 302.1 | 302.4 | 302.5 | 302.4 | 302.4 | 294.4 | 14.08 | 1.66 | 13.85 | 11.85 | 11.79% | 302.145 | 13.7678 | 0.19555 | 13.8081 | 0.99708 | 14.0389 | 2000 | 2000
2012-03-02 02:00 | 15.84 | 15.74 | 15.56 | 15.33 | 15.09 | 14.86 | 14.66 | 14.45 | 14.21 | 13.73 | 298.5 | 298.4 | 298.2 | 298 | 298 | 298.1 | 298.4 | 298.8 | 299 | 298.9 | 290.9 | 14.72 | 1.83 | 14.63 | 13.1 | 12.43% | 298.145 | 14.855 | 0.12522 | 14.8312 | 1.0016 | 14.7436 | 2000 | 2000
2012-03-02 02:10 | 14.4 | 14.34 | 14.22 | 14.05 | 13.86 | 13.67 | 13.51 | 13.31 | 13.02 | 12.52 | 302.8 | 303 | 303.4 | 303.3 | 302.8 | 302.3 | 301.9 | 301.4 | 300.8 | 300.3 | 292.5 | 13.86 | 1.78 | 13.56 | 11.86 | 12.84% | 302.24 | 13.6305 | 0.1088 | 13.647 | 0.99879 | 13.8433 | 1999.86 | 1999.84
2012-03-02 02:20 | 14.75 | 14.68 | 14.57 | 14.33 | 14.05 | 13.77 | 13.52 | 13.23 | 12.99 | 12.77 | 300.5 | 300.4 | 300.3 | 300.1 | 299.7 | 299.1 | 298.7 | 298.4 | 298.1 | 298.3 | 289.4 | 14.07 | 1.62 | 13.87 | 11.83 | 11.51% | 299.04 | 13.7653 | 0.16932 | 13.7339 | 1.0023 | 14.1022 | 2000 | 2000
2012-03-02 02:30 | 15.43 | 15.35 | 15.16 | 14.92 | 14.72 | 14.57 | 14.34 | 14.04 | 13.81 | 13.28 | 298.4 | 298.2 | 297.8 | 297.3 | 296.5 | 295.6 | 294.9 | 294.6 | 294.6 | 294.7 | 289.8 | 15 | 1.68 | 14.87 | 13.53 | 11.2% | 295.495 | 14.4782 | 0.14704 | 14.5368 | 0.99597 | 14.9395 | 2000 | 2000
2012-03-02 02:40 | 15.69 | 15.56 | 15.29 | 15.06 | 14.83 | 14.53 | 14.31 | 14.06 | 13.73 | 13.15 | 299.7 | 299.5 | 299.3 | 299 | 298.8 | 298.4 | 298 | 297.8 | 298 | 298.1 | 289.6 | 14.85 | 2.57 | 14.71 | 12.98 | 17.31% | 298.34 | 14.5191 | 0.14099 | 14.4983 | 1.0014 | 14.8713 | 2000 | 2000
2012-03-02 03:00 | 17.31 | 17.18 | 16.94 | 16.68 | 16.45 | 16.24 | 16.01 | 15.71 | 15.44 | 14.89 | 301.4 | 301.4 | 301.3 | 301.2 | 301 | 300.8 | 300.6 | 300.4 | 300.1 | 300.1 | 292.7 | 16.62 | 1.73 | 16.35 | 14.09 | 10.41% | 300.77 | 16.1833 | 0.13181 | 16.2068 | 0.99855 | 16.5959 | 2000 | 2000
2012-03-02 03:10 | 17.24 | 17.07 | 16.79 | 16.54 | 16.26 | 15.98 | 15.68 | 15.35 | 15.09 | 14.56 | 299.3 | 299.3 | 299.5 | 299.8 | 299.9 | 299.7 | 299.3 | 299 | 299.1 | 299.7 | 291.7 | 16 | 2.15 | 15.75 | 14.42 | 13.44% | 299.64 | 15.9348 | 0.17513 | 15.9367 | 0.99988 | 15.9981 | 2000 | 2000
2012-03-02 03:20 | 14.68 | 14.55 | 14.37 | 14.15 | 13.95 | 13.71 | 13.41 | 13.08 | 12.77 | 12.2 | 298.5 | 298.2 | 298.1 | 297.8 | 297.5 | 297.1 | 296.6 | 296.4 | 296.4 | 296.9 | 288.4 | 13.86 | 1.56 | 13.69 | 11.54 | 11.26% | 297.025 | 13.6066 | 0.20445 | 13.6666 | 0.99561 | 13.7991 | 1999.86 | 1999.8
2012-03-02 03:30 | 15.37 | 15.17 | 14.88 | 14.61 | 14.35 | 14.05 | 13.74 | 13.48 | 13.13 | 12.39 | 294.9 | 294.7 | 294.3 | 294 | 293.7 | 293.3 | 292.9 | 292.7 | 292.3 | 292 | 285 | 14.36 | 1.57 | 14.16 | 12.11 | 10.93% | 293.24 | 14.0068 | 0.20618 | 14.0052 | 1.0001 | 14.3616 | 2000 | 2000
2012-03-02 03:40 | 15.95 | 15.83 | 15.62 | 15.36 | 14.99 | 14.72 | 14.61 | 14.42 | 14.01 | 13.18 | 297.3 | 297 | 296.9 | 297 | 296.5 | 295.7 | 295.3 | 295.3 | 295 | 294.9 | 287.6 | 14.9 | 1.74 | 14.62 | 12.42 | 11.68% | 295.64 | 14.7776 | 0.069316 | 14.7042 | 1.005 | 14.9744 | 2000 | 2000
2012-03-02 03:50 | 14.19 | 14.13 | 13.92 | 13.68 | 13.49 | 13.2 | 12.82 | 12.5 | 12.16 | 11.68 | 301.3 | 301.3 | 301.4 | 301.2 | 300.8 | 300.6 | 300.7 | 301.3 | 301.6 | 301.6 | 292.8 | 13.26 | 1.78 | 13.13 | 11.54 | 13.42% | 300.615 | 13.0915 | 0.26993 | 13.1449 | 0.99594 | 13.2061 | 1999.26 | 1999.21
2012-03-02 04:00 | 15.05 | 14.89 | 14.63 | 14.37 | 14.08 | 13.8 | 13.55 | 13.33 | 13.06 | 12.42 | 304.4 | 304 | 303.2 | 302.8 | 302.7 | 303 | 303.2 | 303.2 | 303.4 | 304 | 296.1 | 14.59 | 2.37 | 14.27 | 12.41 | 16.24% | 303.03 | 13.8076 | 0.16894 | 13.7639 | 1.0032 | 14.6363 | 2000 | 2000
2012-03-02 04:10 | 16.95 | 16.73 | 16.39 | 16.17 | 15.97 | 15.7 | 15.42 | 15.17 | 14.89 | 14.24 | 303 | 302.7 | 302.6 | 302.8 | 302.8 | 302.5 | 302.1 | 301.8 | 301.6 | 301.4 | 293.6 | 16.1 | 1.77 | 15.8 | 13.71 | 10.99% | 302.44 | 15.6475 | 0.16629 | 15.6596 | 0.99923 | 16.0875 | 2000 | 2000
2012-03-02 04:20 | 17.32 | 17.16 | 16.86 | 16.57 | 16.31 | 16.03 | 15.71 | 15.43 | 15.21 | 14.72 | 299.9 | 299.7 | 299.4 | 299.3 | 299.1 | 299 | 298.8 | 298.5 | 298.4 | 298.9 | 292.6 | 16.12 | 2.32 | 15.9 | 13.9 | 14.39% | 298.97 | 16.0004 | 0.18634 | 15.9838 | 1.001 | 16.1368 | 2000 | 2000
2012-03-02 04:30 | 15.93 | 15.79 | 15.57 | 15.42 | 15.21 | 14.96 | 14.76 | 14.63 | 14.4 | 13.74 | 301.4 | 301.4 | 301.5 | 301.3 | 301.1 | 301.1 | 301.4 | 302 | 302.6 | 303.2 | 293.4 | 15.42 | 1.81 | 15.07 | 13.04 | 11.74% | 301.145 | 14.9597 | 0.12438 | 14.9312 | 1.0019 | 15.4495 | 2000 | 2000
2012-03-02 04:40 | 14.82 | 14.66 | 14.33 | 14.03 | 13.79 | 13.55 | 13.38 | 13.19 | 12.95 | 12.45 | 302.4 | 302.4 | 302.7 | 303.3 | 303.5 | 303.4 | 303.6 | 304 | 304.1 | 303.6 | 293.7 | 13.19 | 1.87 | 12.96 | 11.74 | 14.18% | 303.43 | 13.5883 | 0.11667 | 13.5255 | 1.0046 | 13.2512 | 1999.19 | 1999.25
2012-03-02 04:50 | 15.98 | 15.84 | 15.57 | 15.23 | 14.92 | 14.62 | 14.36 | 14.17 | 14.09 | 13.79 | 303.8 | 303.6 | 303.5 | 303.8 | 304.5 | 304.9 | 304.9 | 304.7 | 304.7 | 305.3 | 294.8 | 14.4 | 2.29 | 14.24 | 12.62 | 15.9% | 304.9 | 14.7043 | 0.16582 | 14.5825 | 1.0084 | 14.5204 | 2000 | 2000
2012-03-02 05:00 | 15.53 | 15.42 | 15.17 | 14.84 | 14.52 | 14.23 | 13.98 | 13.74 | 13.58 | 13.41 | 305.9 | 305.8 | 306 | 306.1 | 306.2 | 306.1 | 306.1 | 306.2 | 306.5 | 306.6 | 298.8 | 14.93 | 1.96 | 14.74 | 13.67 | 13.13% | 306.1 | 14.2946 | 0.16379 | 14.1939 | 1.0071 | 15.0359 | 2000 | 2000
2012-03-02 05:10 | 13.68 | 13.5 | 13.17 | 12.84 | 12.48 | 12.23 | 12.03 | 11.81 | 11.6 | 11.24 | 308.3 | 308.3 | 308.1 | 307.6 | 307.7 | 308 | 308 | 307.5 | 307.7 | 308.8 | 300.1 | 12.69 | 1.6 | 12.58 | 11.31 | 12.61% | 308 | 12.307 | 0.15237 | 12.2011 | 1.0087 | 12.8001 | 1995.59 | 1996.8
2012-03-02 05:20 | 11.8 | 11.6 | 11.2 | 10.91 | 10.81 | 10.86 | 10.9 | 10.86 | 10.69 | 10.25 | 306.3 | 306 | 305.7 | 306 | 307 | 307.8 | 307.9 | 307.8 | 308.1 | 308.2 | 298.5 | 11.2 | 2.32 | 11.06 | 10.15 | 20.71% | 307.815 | 10.884 | -0.033974 | 10.8657 | 1.0017 | 11.2189 | 1920.8 | 1922.48
2012-03-02 05:30 | 16.1 | 15.97 | 15.73 | 15.57 | 15.44 | 15.28 | 15.09 | 14.93 | 14.7 | 14.16 | 305 | 305 | 305 | 305.1 | 304.9 | 305 | 305.6 | 306.1 | 306.2 | 306.7 | 297.5 | 15.43 | 2.88 | 15.15 | 13.43 | 18.66% | 305.09 | 15.221 | 0.11563 | 15.2526 | 0.99793 | 15.398 | 2000 | 2000
2012-03-02 05:40 | 15.94 | 15.83 | 15.58 | 15.31 | 15.1 | 14.95 | 14.76 | 14.44 | 14.11 | 13.58 | 304.3 | 304.2 | 303.8 | 303.5 | 303.6 | 304.1 | 304.6 | 304.6 | 304.7 | 305 | 295.9 | 15 | 1.94 | 14.87 | 13.22 | 12.93% | 304.175 | 14.8673 | 0.1182 | 14.9226 | 0.99629 | 14.9444 | 2000 | 2000
2012-03-02 05:50 | 15.88 | 15.73 | 15.44 | 15.15 | 14.9 | 14.66 | 14.32 | 13.92 | 13.51 | 12.96 | 304.3 | 304.2 | 304.2 | 304.5 | 304.8 | 304.9 | 304.9 | 305.1 | 304.9 | 304.1 | 297.8 | 14.74 | 2.12 | 14.57 | 12.72 | 14.38% | 304.9 | 14.5376 | 0.21684 | 14.6108 | 0.99499 | 14.6661 | 2000 | 2000
2012-03-02 06:00 | 13.12 | 13.04 | 12.84 | 12.68 | 12.51 | 12.23 | 11.88 | 11.58 | 11.35 | 10.93 | 303.4 | 303.7 | 304.1 | 304.1 | 303.8 | 303.3 | 302.6 | 302.4 | 302.2 | 301.5 | 295.1 | 12.91 | 1.72 | 12.76 | 11.44 | 13.32% | 303.195 | 12.1362 | 0.26832 | 12.1792 | 0.99646 | 12.8644 | 1998.01 | 1997.46
2012-03-02 06:10 | 10.93 | 10.81 | 10.46 | 10.05 | 9.76 | 9.58 | 9.43 | 9.37 | 9.28 | 9.15 | 299.7 | 299.9 | 300.4 | 300.9 | 301.5 | 302.2 | 302.6 | 302.5 | 302.1 | 303.1 | 293.9 | 10.35 | 1.92 | 10.14 | 8.59 | 18.55% | 302.26 | 9.7191 | 0.14584 | 9.5584 | 1.0168 | 10.5241 | 1730.45 | 1775.84
2012-03-02 06:20 | 12.81 | 12.72 | 12.56 | 12.32 | 12 | 11.76 | 11.53 | 11.35 | 11.15 | 10.61 | 300.9 | 301.2 | 301.9 | 302.4 | 302.8 | 303.4 | 303.4 | 303.3 | 303.8 | 305.3 | 295.7 | 11.75 | 2.34 | 11.57 | 9.87 | 19.91% | 303.4 | 11.7876 | 0.18252 | 11.7268 | 1.0052 | 11.811 | 1967 | 1972.04
2012-03-02 06:30 | 14.31 | 14.09 | 13.74 | 13.49 | 13.35 | 13.12 | 12.88 | 12.58 | 12.23 | 11.56 | 309.1 | 309 | 309 | 309.4 | 309.4 | 309.2 | 309.4 | 310 | 311.1 | 312.4 | 301.1 | 13.42 | 1.55 | 13.21 | 11.74 | 11.55% | 309.23 | 13.0316 | 0.17061 | 13.0853 | 0.99589 | 13.3649 | 1999.42 | 1999.36
2012-03-02 06:40 | 13.79 | 13.64 | 13.41 | 13.07 | 12.75 | 12.53 | 12.29 | 12.01 | 11.65 | 11.19 | 312.1 | 311.9 | 311.7 | 311.7 | 312.4 | 313.5 | 314.4 | 315.2 | 315.5 | 315.4 | 304.1 | 13.2 | 1.97 | 12.87 | 11.45 | 14.92% | 313.635 | 12.5116 | 0.17872 | 12.4953 | 1.0013 | 13.2172 | 1999.2 | 1999.22
2012-03-02 06:50 | 13.05 | 12.84 | 12.55 | 12.42 | 12.28 | 12.15 | 11.94 | 11.66 | 11.36 | 10.78 | 307.2 | 307.8 | 308.7 | 309.2 | 309.6 | 309.9 | 310.1 | 309.8 | 309.2 | 307.8 | 301.3 | 12.08 | 1.35 | 11.88 | 10.49 | 11.18% | 309.93 | 12.026 | 0.16112 | 12.1197 | 0.99227 | 11.9867 | 1988.88 | 1987.16
2012-03-02 07:00 | 11.51 | 11.46 | 11.46 | 11.35 | 11.14 | 10.89 | 10.65 | 10.48 | 10.31 | 9.99 | 308.5 | 308.7 | 309.2 | 309.4 | 309.5 | 308.8 | 307.9 | 307.5 | 307 | 306.4 | 299 | 10.78 | 1.52 | 10.71 | 9.61 | 14.1% | 308.665 | 10.873 | 0.20594 | 10.8553 | 1.0016 | 10.7976 | 1845.26 | 1850.6
2012-03-02 07:10 | 14.68 | 14.55 | 14.29 | 14.03 | 13.79 | 13.45 | 13.16 | 12.88 | 12.61 | 12.13 | 311.3 | 311.1 | 310.8 | 310.4 | 310.2 | 310.3 | 310.2 | 309.7 | 309.3 | 310 | 301.8 | 13.79 | 2.01 | 13.51 | 11.45 | 14.58% | 310.285 | 13.4434 | 0.20143 | 13.4081 | 1.0026 | 13.8264 | 1999.79 | 1999.83
2012-03-02 07:20 | 13.36 | 13.25 | 13.02 | 12.91 | 12.89 | 12.72 | 12.58 | 12.22 | 11.88 | 11.54 | 312 | 311.7 | 311.4 | 311.3 | 311 | 311.3 | 311.9 | 312 | 311.5 | 310.7 | 302.9 | 12.9 | 1.56 | 12.84 | 11.66 | 12.09% | 311.39 | 12.5828 | 0.10227 | 12.6998 | 0.99079 | 12.7811 | 1997.9 | 1996.58
2012-03-02 07:40 | 12.61 | 12.41 | 12.15 | 11.83 | 11.41 | 11.06 | 10.87 | 10.74 | 10.7 | 10.29 | 311.8 | 311.7 | 311.7 | 312.3 | 311.8 | 311.5 | 311.2 | 311.4 | 311.2 | 310.5 | 303.3 | 11.42 | 1.54 | 11.17 | 9.76 | 13.49% | 311.455 | 11.252 | 0.16013 | 11.0326 | 1.0199 | 11.6471 | 1939.28 | 1958.6
2012-03-02 07:50 | 13.01 | 12.88 | 12.6 | 12.38 | 12.17 | 12.01 | 11.92 | 11.71 | 11.51 | 11.1 | 312.7 | 313.2 | 314.1 | 315 | 315.3 | 315.7 | 316 | 316.2 | 316 | 315.6 | 308.3 | 12.52 | 1.71 | 12.36 | 10.91 | 13.66% | 315.745 | 12.0278 | 0.06951 | 11.9971 | 1.0026 | 12.5521 | 1993.72 | 1994.05
2012-03-02 08:00 | 12.8 | 12.76 | 12.63 | 12.4 | 12.27 | 12.2 | 12.08 | 11.9 | 11.63 | 11.16 | 310.1 | 310.2 | 310.4 | 310.8 | 311.4 | 311.4 | 311.1 | 310.7 | 310.4 | 311.5 | 300.9 | 12.08 | 1.45 | 11.92 | 10.7 | 12% | 311.355 | 12.1312 | 0.091345 | 12.1827 | 0.99577 | 12.0289 | 1988.88 | 1988.33
2012-03-02 08:10 | 13.57 | 13.43 | 13.12 | 12.84 | 12.61 | 12.52 | 12.44 | 12.35 | 12.26 | 12.14 | 310.8 | 310.6 | 310 | 309.9 | 310.2 | 310 | 309.7 | 309.8 | 309.7 | 309.9 | 302.5 | 13.13 | 1.66 | 12.95 | 12.21 | 12.64% | 309.955 | 12.5971 | 0.059237 | 12.5085 | 1.0071 | 13.223 | 1999.13 | 1999.22
2012-03-02 08:20 | 12.68 | 12.57 | 12.39 | 12.11 | 11.85 | 11.66 | 11.61 | 11.47 | 11.3 | 10.92 | 311.3 | 311.3 | 311 | 311.4 | 312.3 | 312.9 | 313.3 | 314.3 | 314.8 | 314.8 | 305.5 | 12.16 | 1.73 | 12.01 | 11.04 | 14.23% | 312.96 | 11.7523 | 0.039712 | 11.6528 | 1.0085 | 12.2638 | 1989.76 | 1990.86
2012-03-02 08:30 | 14.85 | 14.75 | 14.65 | 14.45 | 14.12 | 13.79 | 13.54 | 13.46 | 13.36 | 13.09 | 315.1 | 315.2 | 315.4 | 315.5 | 315.8 | 316 | 315.8 | 315 | 315 | 315 | 305.1 | 14.32 | 2.21 | 14.09 | 13.11 | 15.43% | 315.97 | 13.8963 | 0.16907 | 13.7539 | 1.0104 | 14.4683 | 2000 | 2000
2012-03-02 08:40 | 14.37 | 14.26 | 13.91 | 13.62 | 13.48 | 13.31 | 13.12 | 12.91 | 12.73 | 12.28 | 313.8 | 314.2 | 314.6 | 314.9 | 314.7 | 314.6 | 314.3 | 314 | 314.4 | 314.7 | 305.5 | 13.32 | 1.84 | 13.14 | 12.15 | 13.81% | 314.555 | 13.2859 | 0.13287 | 13.2826 | 1.0003 | 13.3233 | 1999.32 | 1999.32
2012-03-02 08:50 | 13.39 | 13.35 | 13.35 | 13.45 | 13.56 | 13.5 | 13.26 | 12.98 | 12.82 | 12.51 | 317.1 | 317.3 | 317.6 | 319 | 319.5 | 319.4 | 318.9 | 318.2 | 318 | 317.4 | 306.8 | 13.17 | 1.85 | 13.02 | 11.57 | 14.05% | 319.325 | 13.2435 | 0.16576 | 13.4653 | 0.98352 | 12.953 | 1999.17 | 1998.45
2012-03-02 09:00 | 14.85 | 14.76 | 14.47 | 14.17 | 13.87 | 13.72 | 13.55 | 13.38 | 13.31 | 13.07 | 312 | 312.4 | 312.7 | 312.7 | 312.2 | 311.5 | 311.7 | 312.1 | 312.1 | 312.7 | 304.1 | 14.35 | 1.77 | 14.15 | 13.12 | 12.33% | 311.53 | 13.7793 | 0.11522 | 13.6955 | 1.0061 | 14.4378 | 2000 | 2000
2012-03-02 09:10 | 15.25 | 15.14 | 15.01 | 14.68 | 14.44 | 14.21 | 14.08 | 13.97 | 13.71 | 13.49 | 311.6 | 311 | 311.4 | 311.2 | 311.2 | 311 | 311.3 | 311.9 | 312 | 311.4 | 304.6 | 14.9 | 1.72 | 14.66 | 13.45 | 11.54% | 311.045 | 14.2862 | 0.08493 | 14.1913 | 1.0067 | 14.9997 | 2000 | 2000
2012-03-02 09:20 | 12.32 | 12.24 | 12.07 | 11.95 | 11.73 | 11.55 | 11.44 | 11.34 | 11.2 | 10.89 | 314.7 | 314.5 | 314.5 | 315 | 315.8 | 316.2 | 316.2 | 316.4 | 316.1 | 315.9 | 304.8 | 12.12 | 2.3 | 12.11 | 11.2 | 18.98% | 316.2 | 11.5957 | 0.088431 | 11.5342 | 1.0053 | 12.1846 | 1989.32 | 1989.98
2012-03-02 09:30 | 14.16 | 14.08 | 14.01 | 14.01 | 13.96 | 13.79 | 13.61 | 13.4 | 13.15 | 12.8 | 312 | 312.2 | 312.2 | 312.4 | 312.7 | 312.9 | 313 | 313.4 | 313.6 | 313.9 | 303.3 | 13.64 | 1.98 | 13.48 | 12.23 | 14.52% | 312.915 | 13.6748 | 0.12142 | 13.7641 | 0.99351 | 13.5515 | 1999.64 | 1999.55
2012-03-02 09:40 | 14.23 | 14.18 | 14.02 | 13.81 | 13.64 | 13.52 | 13.33 | 13.07 | 12.83 | 12.49 | 310.4 | 310.3 | 310.6 | 310.7 | 310.7 | 310.6 | 310.7 | 311 | 311.7 | 312.4 | 302.3 | 13.35 | 1.97 | 13.24 | 12.16 | 14.76% | 310.615 | 13.4397 | 0.13079 | 13.4926 | 0.99608 | 13.2976 | 1999.35 | 1999.3
2012-03-02 09:50 | 15.55 | 15.38 | 15.13 | 15.02 | 14.85 | 14.6 | 14.35 | 14.16 | 13.94 | 13.46 | 307.4 | 307.4 | 307 | 307.2 | 307.5 | 308 | 308 | 308.2 | 308.2 | 308.6 | 298 | 13.89 | 2.21 | 13.77 | 13.07 | 15.91% | 308 | 14.5553 | 0.15961 | 14.5639 | 0.99941 | 13.8818 | 1999.89 | 1999.88
2012-03-02 10:10 | 16.7 | 16.57 | 16.41 | 16.29 | 16.22 | 16.07 | 15.96 | 15.9 | 15.8 | 15.48 | 306.5 | 306.2 | 306.1 | 305.9 | 305.8 | 305.2 | 305 | 304.8 | 305.1 | 305.5 | 297.1 | 16.33 | 2.48 | 16.23 | 14.81 | 15.19% | 305.17 | 16.0758 | 0.063473 | 16.0542 | 1.0013 | 16.352 | 2000 | 2000
2012-03-02 10:20 | 16.44 | 16.4 | 16.23 | 15.92 | 15.74 | 15.69 | 15.67 | 15.63 | 15.56 | 15.33 | 305.2 | 305.2 | 305.8 | 305.6 | 305.1 | 304.4 | 304 | 303.7 | 303.5 | 303.1 | 295.1 | 16.05 | 1.89 | 15.97 | 14.97 | 11.78% | 304.34 | 15.7693 | 0.011787 | 15.6871 | 1.0052 | 16.1341 | 2000 | 2000
2012-03-02 10:30 | 15.45 | 15.39 | 15.19 | 14.99 | 14.73 | 14.55 | 14.46 | 14.29 | 14.04 | 13.57 | 305.1 | 305 | 304.7 | 304.1 | 303.9 | 303.9 | 303.9 | 304 | 304.3 | 304.5 | 296.1 | 15.17 | 1.91 | 14.93 | 13.54 | 12.59% | 303.9 | 14.5826 | 0.057338 | 14.5371 | 1.0031 | 15.2175 | 2000 | 2000
2012-03-02 10:40 | 15.05 | 14.97 | 14.88 | 14.88 | 14.75 | 14.66 | 14.6 | 14.44 | 14.22 | 13.88 | 310 | 310 | 310.2 | 310 | 309.8 | 309.6 | 309.4 | 309.2 | 309.5 | 310.5 | 301.6 | 14.79 | 1.85 | 14.74 | 13.55 | 12.51% | 309.57 | 14.6064 | 0.037899 | 14.6514 | 0.99693 | 14.7445 | 2000 | 2000
2012-03-02 10:50 | 13.73 | 13.69 | 13.62 | 13.58 | 13.49 | 13.34 | 13.14 | 12.95 | 12.77 | 12.46 | 307.5 | 307.5 | 307.3 | 307.1 | 306.6 | 305.9 | 305.2 | 305.3 | 305.8 | 306.6 | 297.6 | 13.18 | 1.56 | 13.05 | 12.16 | 11.84% | 305.795 | 13.2439 | 0.13959 | 13.3112 | 0.99495 | 13.1134 | 1999.18 | 1999.11
2012-03-02 11:00 | 14.9 | 14.83 | 14.69 | 14.62 | 14.6 | 14.64 | 14.63 | 14.46 | 14.32 | 14.19 | 307.4 | 307.5 | 307.5 | 307.4 | 307.5 | 308 | 308.7 | 309.1 | 309.3 | 310.1 | 299.7 | 14.37 | 1.93 | 14.31 | 13.5 | 13.43% | 308.105 | 14.5562 | 0.0063143 | 14.6386 | 0.99437 | 14.2892 | 2000 | 2000
2012-03-02 11:10 | 15.28 | 15.21 | 15.01 | 14.77 | 14.53 | 14.32 | 14.22 | 14.15 | 14.03 | 13.8 | 307.8 | 307.4 | 307.2 | 307.4 | 307.7 | 307.5 | 306.9 | 306.3 | 306.2 | 306.5 | 299.4 | 14.78 | 1.46 | 14.59 | 13.55 | 9.878% | 307.41 | 14.4239 | 0.064758 | 14.3056 | 1.0083 | 14.9022 | 2000 | 2000
2012-03-02 11:20 | 15.31 | 15.21 | 15.07 | 14.93 | 14.82 | 14.78 | 14.69 | 14.62 | 14.49 | 14.06 | 315.2 | 315.1 | 314.9 | 314.6 | 314.5 | 314.2 | 314.2 | 314.3 | 314.1 | 314 | 306.5 | 15.15 | 1.58 | 15.06 | 13.85 | 10.43% | 314.2 | 14.7489 | 0.056443 | 14.7671 | 0.99877 | 15.1314 | 2000 | 2000
2012-03-02 11:30 | 15.14 | 15.14 | 15.09 | 14.97 | 14.86 | 14.79 | 14.75 | 14.66 | 14.51 | 14.07 | 316.7 | 317 | 317.2 | 317.3 | 317.4 | 317.6 | 317.7 | 317.6 | 317.7 | 318.2 | 308.7 | 14.9 | 1.59 | 14.85 | 13.91 | 10.67% | 317.615 | 14.776 | 0.025026 | 14.7843 | 0.99944 | 14.8916 | 2000 | 2000
2012-03-02 11:40 | 14.4 | 14.34 | 14.14 | 13.97 | 13.83 | 13.73 | 13.58 | 13.39 | 13.12 | 12.68 | 315.7 | 315.8 | 315.7 | 315.5 | 315.7 | 316.3 | 316.9 | 317.1 | 317 | 316.2 | 306.8 | 14.02 | 1.86 | 13.88 | 12.57 | 13.27% | 316.39 | 13.6553 | 0.10151 | 13.7084 | 0.99612 | 13.9656 | 2000 | 1999.97
2012-03-02 11:50 | 13.91 | 13.91 | 13.86 | 13.85 | 13.81 | 13.71 | 13.53 | 13.32 | 13.04 | 12.64 | 313.6 | 313.5 | 313.5 | 313.4 | 313.3 | 313.3 | 313.1 | 312.7 | 312.6 | 313.8 | 306 | 13.85 | 2.11 | 13.69 | 12.49 | 15.23% | 313.27 | 13.5556 | 0.12213 | 13.6841 | 0.99062 | 13.72 | 1999.85 | 1999.72
2012-03-02 12:00 | 13.92 | 13.88 | 13.73 | 13.58 | 13.45 | 13.28 | 13.08 | 12.83 | 12.58 | 12.02 | 320.4 | 320.3 | 320.3 | 320.5 | 320.8 | 321.2 | 321.6 | 321.9 | 322 | 322.5 | 311.2 | 13.09 | 2.09 | 12.94 | 11.43 | 15.97% | 321.26 | 13.1867 | 0.14023 | 13.2512 | 0.99513 | 13.0263 | 1999.09 | 1999.03
2012-03-02 12:10 | 13.54 | 13.48 | 13.38 | 13.23 | 13.1 | 12.96 | 12.83 | 12.73 | 12.5 | 12.02 | 317.4 | 317.5 | 317.5 | 317.2 | 316.8 | 316.5 | 316.2 | 315.9 | 315.4 | 315.1 | 306.7 | 12.99 | 1.65 | 12.89 | 11.72 | 12.7% | 316.455 | 12.9311 | 0.093163 | 12.9413 | 0.99921 | 12.9798 | 1998.89 | 1998.78
2012-03-02 12:20 | 13.32 | 13.2 | 13.04 | 12.92 | 12.77 | 12.54 | 12.31 | 12.07 | 11.83 | 11.48 | 316.5 | 316.5 | 316.6 | 316.7 | 316.8 | 316.9 | 316.7 | 316.4 | 316.1 | 316.1 | 307.3 | 12.73 | 2.1 | 12.52 | 11.29 | 16.5% | 316.87 | 12.4771 | 0.17107 | 12.5068 | 0.99763 | 12.6998 | 1996.03 | 1995.7
2012-03-02 12:30 | 12.27 | 12.24 | 12.26 | 12.19 | 12.07 | 11.92 | 11.79 | 11.68 | 11.57 | 11.16 | 316.9 | 316.9 | 317 | 317 | 317.3 | 317.2 | 317.3 | 317.6 | 317.5 | 316.6 | 308.6 | 12.35 | 1.45 | 12.24 | 10.99 | 11.74% | 317.215 | 11.8958 | 0.10134 | 11.9013 | 0.99954 | 12.3443 | 1991.85 | 1991.74
2012-03-02 12:40 | 14.73 | 14.68 | 14.56 | 14.31 | 14.03 | 13.82 | 13.66 | 13.46 | 13.24 | 12.61 | 320.3 | 320.2 | 320 | 319.8 | 319.6 | 319.4 | 319 | 318.4 | 318 | 317.4 | 310.4 | 14.47 | 1.68 | 14.16 | 12.3 | 11.61% | 319.34 | 13.835 | 0.10761 | 13.797 | 1.0028 | 14.5099 | 2000 | 2000
2012-03-02 12:50 | 13.25 | 13.18 | 12.98 | 12.79 | 12.65 | 12.48 | 12.34 | 12.22 | 12.02 | 11.55 | 321.9 | 321.8 | 321.5 | 321 | 320.3 | 319.6 | 318.9 | 318.3 | 317.6 | 317.6 | 310.2 | 12.86 | 1.66 | 12.68 | 11.53 | 12.91% | 319.495 | 12.4717 | 0.10425 | 12.4598 | 1.001 | 12.8723 | 1997.46 | 1997.57
2012-03-02 13:00 | 13.51 | 13.45 | 13.34 | 13.21 | 13.08 | 12.88 | 12.63 | 12.39 | 12.14 | 11.73 | 317 | 316.9 | 316.8 | 316.8 | 316.7 | 316.4 | 315.9 | 315.6 | 315.3 | 315 | 307.8 | 13.18 | 1.79 | 13.08 | 11.61 | 13.58% | 316.325 | 12.7835 | 0.18113 | 12.8439 | 0.9953 | 13.118 | 1999.18 | 1999.12
2012-03-02 13:10 | 13.67 | 13.59 | 13.44 | 13.34 | 13.33 | 13.32 | 13.22 | 13.04 | 12.78 | 12.27 | 325.5 | 325.4 | 325.4 | 325.2 | 325.1 | 324.8 | 324.5 | 324.1 | 324 | 323.4 | 316.9 | 13.65 | 1.89 | 13.45 | 12.26 | 13.85% | 324.755 | 13.1795 | 0.069638 | 13.3056 | 0.99052 | 13.5207 | 1999.65 | 1999.52
2012-03-02 13:20 | 12.34 | 12.35 | 12.35 | 12.34 | 12.28 | 12.2 | 12.21 | 12.22 | 12.01 | 11.4 | 329.8 | 329.6 | 329.4 | 329.7 | 330.3 | 331 | 331.4 | 331.2 | 330.7 | 330.1 | 319.9 | 12.3 | 1.77 | 12.28 | 10.79 | 14.39% | 331.06 | 12.19 | -0.0075715 | 12.2014 | 0.99906 | 12.2885 | 1991.3 | 1991.19
2012-03-02 13:30 | 12.59 | 12.65 | 12.66 | 12.59 | 12.55 | 12.52 | 12.47 | 12.43 | 12.33 | 11.98 | 334.4 | 334.3 | 333.9 | 333.9 | 334.3 | 334.5 | 334.4 | 334.3 | 334.3 | 334.3 | 324.9 | 12.48 | 1.5 | 12.39 | 11.52 | 12.02% | 334.485 | 12.4831 | 0.036979 | 12.5128 | 0.99763 | 12.4504 | 1993.28 | 1992.95
2012-03-02 13:40 | 13.41 | 13.33 | 13.23 | 13.17 | 13.12 | 13.05 | 12.96 | 12.82 | 12.66 | 12.27 | 335.4 | 335.4 | 335.6 | 335.6 | 335 | 334.3 | 333.9 | 333.7 | 333.6 | 332.9 | 324.8 | 13.33 | 1.76 | 13.14 | 12.02 | 13.2% | 334.24 | 12.9753 | 0.063952 | 13.0371 | 0.99526 | 13.2668 | 1999.33 | 1999.27
2012-03-02 13:50 | 12.13 | 12.08 | 12.05 | 12.06 | 12.02 | 11.86 | 11.64 | 11.42 | 11.23 | 10.87 | 321.2 | 321.1 | 320.8 | 320.2 | 319.8 | 319.2 | 318.7 | 318.6 | 318.7 | 318.2 | 311.4 | 12.27 | 2.17 | 12.1 | 11.13 | 17.69% | 319.125 | 11.7242 | 0.17303 | 11.8282 | 0.9912 | 12.1621 | 1990.97 | 1989.76
2012-03-02 14:00 | 13.02 | 12.96 | 12.84 | 12.72 | 12.58 | 12.42 | 12.27 | 12.17 | 12.03 | 11.56 | 325.9 | 326 | 326.1 | 326.1 | 326.3 | 326.6 | 326.9 | 327.4 | 327.7 | 328.6 | 315.6 | 12.72 | 1.7 | 12.56 | 11.25 | 13.36% | 326.645 | 12.4064 | 0.11229 | 12.3984 | 1.0006 | 12.7282 | 1995.92 | 1996.03
2012-03-02 14:10 | 12.63 | 12.59 | 12.56 | 12.51 | 12.44 | 12.43 | 12.42 | 12.3 | 12.12 | 11.78 | 320.5 | 320.6 | 320.8 | 320.8 | 320.5 | 320.1 | 319.9 | 320 | 320 | 319.4 | 311.7 | 12.59 | 1.74 | 12.54 | 11.41 | 13.82% | 320.07 | 12.3719 | 0.0074374 | 12.4286 | 0.99544 | 12.5326 | 1994.49 | 1993.83
2012-03-02 14:20 | 12.96 | 12.94 | 12.9 | 12.91 | 12.88 | 12.76 | 12.58 | 12.34 | 12.06 | 11.43 | 318.4 | 318.3 | 318.1 | 317.7 | 317.4 | 317.2 | 317 | 316.9 | 316.6 | 315.4 | 309.9 | 12.85 | 1.61 | 12.71 | 11.53 | 12.53% | 317.17 | 12.5892 | 0.13129 | 12.7341 | 0.98863 | 12.7038 | 1997.35 | 1995.7
2012-03-02 14:30 | 13.2 | 13.12 | 12.91 | 12.65 | 12.33 | 11.95 | 11.62 | 11.43 | 11.31 | 11.04 | 320.4 | 320.5 | 320.5 | 320.2 | 319.8 | 319.4 | 319.1 | 319.3 | 319.9 | 320.5 | 309 | 12.05 | 1.54 | 11.93 | 10.82 | 12.78% | 319.355 | 12.0279 | 0.25878 | 11.9022 | 1.0106 | 12.1773 | 1988.55 | 1989.98
2012-03-02 14:40 | 11.89 | 11.86 | 11.74 | 11.6 | 11.45 | 11.32 | 11.23 | 11.15 | 11 | 10.62 | 320 | 319.6 | 318.8 | 318.4 | 318 | 317.6 | 317.4 | 317.1 | 317 | 316.9 | 307.6 | 11.74 | 1.24 | 11.62 | 10.36 | 10.56% | 317.57 | 11.3342 | 0.073764 | 11.3071 | 1.0024 | 11.7682 | 1966.16 | 1968.68
2012-03-02 14:50 | 10.72 | 10.66 | 10.55 | 10.43 | 10.24 | 9.98 | 9.77 | 9.65 | 9.45 | 9.09 | 319.3 | 319 | 318.5 | 318.5 | 318.8 | 319 | 318.9 | 318.1 | 317.5 | 317.3 | 311.3 | 10.5 | 1.42 | 10.31 | 9.32 | 13.52% | 318.985 | 9.9913 | 0.19652 | 9.9496 | 1.0042 | 10.544 | 1770.5 | 1781.18
2012-03-02 15:00 | 10.52 | 10.44 | 10.27 | 10.1 | 9.99 | 9.82 | 9.59 | 9.39 | 9.19 | 8.68 | 316.1 | 315.8 | 315.5 | 315 | 314.3 | 313.7 | 313.7 | 313.8 | 313.9 | 314.1 | 305.2 | 10.25 | 0.85 | 10 | 8.62 | 8.293% | 313.7 | 9.7418 | 0.21901 | 9.7867 | 0.99541 | 10.2029 | 1703.75 | 1690.4
2012-03-02 15:10 | 10.36 | 10.27 | 10.08 | 9.85 | 9.64 | 9.45 | 9.32 | 9.18 | 8.96 | 8.63 | 318.6 | 318.4 | 318.1 | 317.6 | 317.1 | 316.7 | 316.5 | 316.7 | 317.2 | 317.9 | 307.7 | 9.63 | 1.01 | 9.5 | 8.35 | 10.49% | 316.67 | 9.4855 | 0.12801 | 9.4313 | 1.0058 | 9.6854 | 1496.03 | 1518.89
2012-03-02 15:20 | 9.9 | 9.82 | 9.64 | 9.44 | 9.21 | 8.92 | 8.6 | 8.37 | 8.2 | 7.96 | 315.7 | 315.6 | 315.5 | 316 | 316.4 | 316.6 | 316.6 | 316.3 | 315.6 | 314.8 | 306.7 | 9.26 | 0.95 | 8.98 | 7.85 | 10.26% | 316.6 | 8.913 | 0.33761 | 8.8734 | 1.0045 | 9.3013 | 1355.06 | 1370.3
2012-03-02 15:30 | 10.07 | 9.93 | 9.64 | 9.38 | 9.17 | 8.95 | 8.71 | 8.48 | 8.27 | 8 | 312.4 | 311.9 | 311.1 | 310.9 | 311.1 | 311.1 | 311.1 | 310.6 | 310 | 309.3 | 303.1 | 9.39 | 1.03 | 9.2 | 8.09 | 10.97% | 311.1 | 8.9463 | 0.25119 | 8.9152 | 1.0035 | 9.4227 | 1404.59 | 1416.02
2012-03-02 15:40 | 8.45 | 8.39 | 8.23 | 8.09 | 7.97 | 7.8 | 7.53 | 7.24 | 7.01 | 6.72 | 310 | 309.7 | 309.3 | 308.9 | 308.6 | 308.4 | 308.6 | 309.3 | 310.2 | 311.1 | 300.4 | 7.43 | 1.22 | 7.31 | 6.15 | 16.42% | 308.43 | 7.6889 | 0.32555 | 7.7607 | 0.99074 | 7.3612 | 717.43 | 696.36
2012-03-02 15:50 | 8.12 | 7.99 | 7.74 | 7.48 | 7.29 | 7.08 | 6.86 | 6.63 | 6.41 | 6.02 | 303.8 | 304 | 304.3 | 304.5 | 304.5 | 304.2 | 304 | 303.7 | 303.9 | 304.2 | 296.7 | 7.18 | 1.06 | 7.02 | 5.92 | 14.76% | 304.17 | 7.0727 | 0.29171 | 7.0481 | 1.0035 | 7.2051 | 642.18 | 651.21
2012-03-02 16:00 | 10.52 | 10.48 | 10.33 | 10.13 | 9.95 | 9.71 | 9.43 | 9.18 | 9 | 8.72 | 305.2 | 305.2 | 305 | 304.7 | 304.3 | 303.6 | 303.3 | 303 | 302.6 | 302.3 | 295.9 | 10.05 | 1.32 | 9.91 | 8.56 | 13.13% | 303.555 | 9.6672 | 0.27039 | 9.6694 | 0.99977 | 10.0477 | 1650.35 | 1650.35
2012-03-02 16:10 | 11.92 | 11.84 | 11.7 | 11.55 | 11.41 | 11.17 | 10.87 | 10.54 | 10.18 | 9.66 | 313.6 | 313.2 | 312.6 | 312 | 311.4 | 311 | 310.7 | 310.5 | 310.7 | 310.9 | 303.2 | 11.56 | 0.75 | 11.33 | 9.75 | 6.488% | 310.955 | 11.0346 | 0.25158 | 11.1265 | 0.99174 | 11.4645 | 1951.04 | 1942.64
2012-03-02 16:20 | 11.78 | 11.73 | 11.54 | 11.33 | 11.12 | 10.89 | 10.65 | 10.38 | 10.1 | 9.74 | 316 | 315.8 | 315.3 | 314.7 | 314.3 | 313.8 | 313.6 | 313.5 | 313.6 | 313.5 | 305.1 | 11.17 | 0.76 | 10.97 | 9.55 | 6.804% | 313.77 | 10.8447 | 0.20594 | 10.8553 | 0.99902 | 11.1591 | 1918.28 | 1917.44
2012-03-02 16:30 | 11.29 | 11.21 | 11.08 | 10.95 | 10.77 | 10.57 | 10.35 | 10.09 | 9.76 | 9.3 | 316.6 | 316.3 | 315.9 | 315.4 | 315.1 | 314.9 | 314.9 | 315 | 314.8 | 314 | 305.9 | 10.64 | 0.71 | 10.41 | 9.03 | 6.673% | 314.9 | 10.4859 | 0.19437 | 10.5382 | 0.99503 | 10.5872 | 1807.88 | 1794.53
2012-03-02 16:40 | 9.93 | 9.86 | 9.71 | 9.59 | 9.49 | 9.29 | 9.07 | 8.86 | 8.61 | 8.1 | 310.4 | 310 | 309.3 | 308.7 | 308.1 | 307.5 | 306.8 | 306 | 305.2 | 304.4 | 299.2 | 9.31 | 0.7 | 9.13 | 7.71 | 7.519% | 307.395 | 9.2056 | 0.22147 | 9.2582 | 0.99432 | 9.2572 | 1374.11 | 1355.06
2012-03-02 16:50 | 8.42 | 8.37 | 8.26 | 8.16 | 8.02 | 7.91 | 7.81 | 7.65 | 7.46 | 7.07 | 304.1 | 303.4 | 302.3 | 301.4 | 300.5 | 299.6 | 298.9 | 298.3 | 297.9 | 297.1 | 291.8 | 8.15 | 0.54 | 8.08 | 6.64 | 6.626% | 299.495 | 7.8722 | 0.11757 | 7.8956 | 0.99703 | 8.1258 | 944.05 | 936.71
2012-03-02 17:00 | 9.03 | 8.92 | 8.76 | 8.64 | 8.48 | 8.25 | 8.01 | 7.73 | 7.45 | 6.97 | 310.6 | 310.1 | 309.2 | 308.3 | 307.6 | 306.7 | 305.8 | 305 | 304 | 302.5 | 299 | 8.24 | 0.53 | 8.09 | 6.68 | 6.432% | 306.565 | 8.1695 | 0.27282 | 8.2152 | 0.99444 | 8.1942 | 977.08 | 958.73
2012-03-02 17:10 | 10.01 | 9.89 | 9.63 | 9.39 | 9.23 | 9.03 | 8.82 | 8.51 | 8.23 | 7.74 | 307.4 | 307 | 306.3 | 305.5 | 304.8 | 304 | 303.3 | 302.6 | 302.3 | 301.8 | 296.1 | 9.23 | 0.58 | 9.09 | 7.3 | 6.284% | 303.895 | 8.9644 | 0.21744 | 8.9996 | 0.99608 | 9.1939 | 1343.63 | 1328.39
2012-03-02 17:20 | 8.97 | 8.86 | 8.64 | 8.44 | 8.25 | 8.04 | 7.72 | 7.3 | 6.9 | 6.22 | 310.9 | 310.3 | 309.3 | 308.4 | 307.4 | 306.2 | 305.1 | 304 | 302.8 | 302.4 | 298.2 | 8.14 | 0.67 | 7.97 | 5.84 | 8.231% | 306.035 | 7.8866 | 0.37532 | 7.9934 | 0.98664 | 8.0313 | 940.38 | 900.01
2012-03-02 17:30 | 7.84 | 7.75 | 7.6 | 7.38 | 7.15 | 6.87 | 6.55 | 6.2 | 5.9 | 5.5 | 309 | 308.2 | 306.9 | 305.9 | 305.1 | 304.3 | 303.4 | 302.3 | 301 | 300.2 | 295.7 | 7.07 | 0.69 | 6.91 | 5.63 | 9.76% | 304.165 | 6.813 | 0.44079 | 6.8232 | 0.99851 | 7.0595 | 609.07 | 606.06
2012-03-02 17:40 | 9.26 | 9.16 | 8.99 | 8.81 | 8.58 | 8.35 | 8.15 | 7.98 | 7.79 | 7.41 | 310.2 | 309.3 | 307.6 | 306.1 | 304.8 | 303.7 | 302.7 | 301.7 | 301.1 | 300.2 | 295.6 | 8.72 | 0.83 | 8.58 | 7.26 | 9.518% | 303.55 | 8.3607 | 0.22403 | 8.321 | 1.0048 | 8.7615 | 1153.24 | 1167.92
2012-03-02 17:50 | 10.55 | 10.46 | 10.3 | 10.06 | 9.83 | 9.58 | 9.35 | 9.1 | 8.86 | 8.47 | 318 | 317.2 | 315.9 | 314.7 | 313.5 | 312.1 | 310.9 | 310 | 309.5 | 308.7 | 303.3 | 10.03 | 0.51 | 9.8 | 8.28 | 5.085% | 311.92 | 9.5628 | 0.22457 | 9.5467 | 1.0017 | 10.0469 | 1645.01 | 1650.35
2012-03-02 18:00 | 9.57 | 9.47 | 9.29 | 9.14 | 8.99 | 8.8 | 8.58 | 8.32 | 7.95 | 7.27 | 319.5 | 318.7 | 317.2 | 316 | 314.7 | 313.4 | 312.2 | 311.2 | 310.6 | 310.8 | 304.9 | 9.06 | 0.49 | 8.84 | 7.08 | 5.408% | 313.22 | 8.6908 | 0.23396 | 8.7681 | 0.99118 | 8.9801 | 1278.86 | 1248.66
2012-03-02 18:10 | 8.73 | 8.67 | 8.57 | 8.45 | 8.33 | 8.19 | 8.04 | 7.83 | 7.56 | 6.9 | 319.2 | 318.6 | 317.5 | 316.7 | 316 | 315.1 | 314.3 | 313.6 | 312.8 | 312 | 306.7 | 8.37 | 0.29 | 8.25 | 6.56 | 3.465% | 314.98 | 8.1038 | 0.17082 | 8.1683 | 0.9921 | 8.3039 | 1024.79 | 999.1
2012-03-02 18:20 | 9.33 | 9.28 | 9.19 | 9.06 | 8.91 | 8.75 | 8.57 | 8.35 | 8.01 | 7.33 | 318.1 | 317.5 | 316.4 | 315.4 | 314.7 | 314.1 | 313.6 | 312.9 | 311.9 | 310.5 | 305.8 | 8.93 | 0.37 | 8.75 | 6.73 | 4.143% | 314.025 | 8.6554 | 0.19208 | 8.724 | 0.99214 | 8.8598 | 1230.31 | 1204.62
2012-03-02 18:30 | 8.02 | 7.91 | 7.74 | 7.56 | 7.35 | 7.1 | 6.89 | 6.63 | 6.28 | 5.62 | 309.5 | 308.9 | 307.3 | 305.6 | 303.9 | 302.3 | 300.7 | 299.3 | 298 | 296 | 293.7 | 7.17 | 0.48 | 7.05 | 5.25 | 6.695% | 302.06 | 7.0531 | 0.27745 | 7.0695 | 0.99768 | 7.1534 | 639.17 | 633.15
2012-03-02 18:40 | 7.75 | 7.66 | 7.55 | 7.46 | 7.37 | 7.24 | 7.05 | 6.79 | 6.47 | 5.85 | 305.1 | 304.4 | 303.3 | 302.4 | 301.4 | 300.3 | 299.1 | 297.8 | 296.8 | 296.3 | 292.6 | 7.39 | 0.53 | 7.27 | 5.61 | 7.172% | 300.12 | 7.1013 | 0.24575 | 7.2125 | 0.98459 | 7.2761 | 705.39 | 672.28
2012-03-02 18:50 | 9.58 | 9.55 | 9.51 | 9.46 | 9.37 | 9.21 | 8.95 | 8.62 | 8.23 | 7.61 | 310.8 | 310.4 | 309.4 | 308.3 | 307.1 | 306 | 305.1 | 304.3 | 303.5 | 303 | 297.5 | 9.41 | 0.62 | 9.22 | 7.25 | 6.589% | 305.865 | 9.01 | 0.26463 | 9.1723 | 0.9823 | 9.2435 | 1412.21 | 1347.44
2012-03-02 19:00 | 10.24 | 10.2 | 10.15 | 10.01 | 9.8 | 9.51 | 9.13 | 8.75 | 8.43 | 7.82 | 316.5 | 316 | 314.8 | 313.5 | 312.3 | 311.2 | 310.3 | 309.6 | 308.6 | 308.2 | 302.5 | 9.68 | 0.56 | 9.34 | 7.16 | 5.785% | 311.065 | 9.3701 | 0.37683 | 9.4546 | 0.99106 | 9.5934 | 1515.08 | 1480.79
2012-03-02 19:10 | 9.98 | 9.92 | 9.8 | 9.59 | 9.31 | 8.94 | 8.47 | 7.9 | 7.32 | 6.42 | 315.7 | 315.2 | 314.3 | 313 | 311.8 | 310.5 | 309.3 | 308.7 | 308.3 | 307.8 | 301.4 | 9.05 | 0.74 | 8.56 | 6.07 | 8.177% | 310.32 | 8.7598 | 0.49906 | 8.8711 | 0.98745 | 8.9365 | 1275.05 | 1233.98
2012-03-02 19:20 | 8.86 | 8.78 | 8.59 | 8.34 | 8.07 | 7.69 | 7.23 | 6.72 | 6.21 | 5.37 | 320 | 319.5 | 318 | 316.3 | 314.6 | 313.1 | 311.3 | 309.8 | 308.8 | 308.3 | 305 | 7.72 | 0.52 | 7.37 | 5.04 | 6.736% | 312.83 | 7.56 | 0.57 | 7.6223 | 0.99183 | 7.6569 | 804.72 | 786.66
2012-03-02 19:30 | 8.99 | 8.93 | 8.83 | 8.68 | 8.5 | 8.28 | 7.96 | 7.6 | 7.23 | 6.71 | 320.7 | 320.1 | 319 | 317.7 | 316.1 | 314.1 | 312.3 | 310.6 | 309.4 | 307.4 | 305.2 | 8.51 | 0.67 | 8.3 | 6.26 | 7.873% | 313.83 | 8.125 | 0.36422 | 8.2334 | 0.98684 | 8.398 | 1076.17 | 1035.8
2012-03-02 19:40 | 9.33 | 9.27 | 9.13 | 8.99 | 8.87 | 8.74 | 8.6 | 8.42 | 8.18 | 7.67 | 320.5 | 319.9 | 318.7 | 317.2 | 315.9 | 314.6 | 313.4 | 312.2 | 310.9 | 309.4 | 305.8 | 8.94 | 0.28 | 8.79 | 7.27 | 3.132% | 314.42 | 8.6695 | 0.14922 | 8.7198 | 0.99423 | 8.8885 | 1233.98 | 1215.63
2012-03-02 19:50 | 8.79 | 8.72 | 8.57 | 8.36 | 8.13 | 7.91 | 7.66 | 7.41 | 7.13 | 6.58 | 315.2 | 314.7 | 313.4 | 312.1 | 311.1 | 310.4 | 309.6 | 308.9 | 308.4 | 308.3 | 302.5 | 8.14 | 0.97 | 8 | 6.28 | 11.92% | 310.28 | 7.8649 | 0.29678 | 7.8737 | 0.99889 | 8.1309 | 940.38 | 936.71
2012-03-02 20:00 | 6.97 | 6.82 | 6.46 | 6.1 | 5.78 | 5.4 | 5.07 | 4.78 | 4.47 | 3.92 | 319 | 318.7 | 317.9 | 317.3 | 316 | 314.3 | 312.7 | 311.4 | 311.1 | 312.2 | 307.5 | 5.2 | 1.29 | 4.93 | 3.19 | 24.81% | 314.06 | 5.4872 | 0.58272 | 5.3514 | 1.0254 | 5.332 | 232.4 | 253.46
2012-03-02 20:10 | 7.12 | 6.99 | 6.73 | 6.41 | 6.05 | 5.61 | 5.12 | 4.64 | 4.3 | 3.95 | 318.2 | 318 | 317.6 | 316.9 | 316.2 | 315.8 | 315.7 | 315.6 | 315.7 | 315.8 | 307.6 | 5.62 | 1.09 | 5.37 | 3.33 | 19.4% | 315.785 | 5.6423 | 0.84459 | 5.537 | 1.019 | 5.7269 | 300.44 | 318.26
2012-03-02 20:20 | 9.01 | 8.97 | 8.8 | 8.55 | 8.29 | 8 | 7.68 | 7.34 | 6.97 | 6.31 | 315.2 | 314.9 | 314.3 | 313.9 | 313.5 | 312.8 | 312.1 | 311.5 | 310.7 | 309.1 | 304.7 | 8.19 | 0.87 | 7.96 | 6.04 | 10.62% | 312.695 | 7.9421 | 0.37724 | 7.9533 | 0.99858 | 8.1784 | 958.73 | 955.06
2012-03-02 20:30 | 8.31 | 8.23 | 8.01 | 7.78 | 7.54 | 7.28 | 7.04 | 6.81 | 6.55 | 6.03 | 312.7 | 312.2 | 311.2 | 310.1 | 309.1 | 308.2 | 307.5 | 307 | 306.6 | 306.2 | 299.8 | 7.47 | 0.65 | 7.29 | 5.6 | 8.701% | 308.095 | 7.2814 | 0.30978 | 7.2451 | 1.005 | 7.5074 | 729.47 | 741.51
2012-03-02 20:40 | 7.27 | 7.1 | 6.74 | 6.35 | 6.01 | 5.61 | 5.22 | 4.88 | 4.56 | 4.04 | 307.4 | 306.8 | 305.7 | 304.5 | 303 | 301.4 | 300.3 | 300.1 | 299.7 | 298.4 | 293.3 | 5.44 | 0.8 | 5.22 | 3.7 | 14.71% | 301.235 | 5.686 | 0.66584 | 5.5524 | 1.0241 | 5.571 | 271.28 | 292.34
2012-03-02 20:50 | 7.34 | 7.2 | 6.85 | 6.4 | 5.94 | 5.49 | 5.08 | 4.66 | 4.29 | 3.89 | 312.2 | 311.9 | 311.5 | 310.9 | 310.1 | 309.4 | 308.4 | 306.6 | 304.9 | 302 | 300.7 | 5.83 | 0.72 | 5.53 | 4.02 | 12.35% | 309.25 | 5.6326 | 0.71726 | 5.4293 | 1.0375 | 6.0484 | 334.46 | 373.3
2012-03-02 21:00 | 8.43 | 8.31 | 8.09 | 7.83 | 7.53 | 7.17 | 6.74 | 6.3 | 5.88 | 5.35 | 315.8 | 315.4 | 314.4 | 313.4 | 312.3 | 311.2 | 310 | 308.7 | 307.8 | 307.8 | 302.7 | 7.31 | 0.69 | 6.99 | 5.33 | 9.439% | 311.02 | 7.104 | 0.57152 | 7.1067 | 0.99962 | 7.3072 | 681.31 | 681.31
2012-03-02 21:10 | 8.61 | 8.47 | 8.21 | 7.97 | 7.77 | 7.53 | 7.22 | 6.82 | 6.38 | 5.74 | 309.9 | 309.5 | 309 | 308.6 | 307.9 | 307 | 306.2 | 305.5 | 304.6 | 303.1 | 299 | 7.64 | 0.52 | 7.39 | 5.31 | 6.806% | 306.88 | 7.4161 | 0.38849 | 7.4848 | 0.99082 | 7.5699 | 780.64 | 759.57
2012-03-02 21:20 | 7.6 | 7.41 | 7.01 | 6.62 | 6.24 | 5.83 | 5.42 | 5.02 | 4.61 | 3.91 | 310.8 | 310.4 | 309.7 | 309 | 308.2 | 307.1 | 305.8 | 304.9 | 303.9 | 302.1 | 298.3 | 5.95 | 0.44 | 5.68 | 3.59 | 7.395% | 306.905 | 5.8953 | 0.67386 | 5.7694 | 1.0218 | 6.0798 | 353.9 | 380.08
2012-03-02 21:30 | 7.8 | 7.66 | 7.32 | 6.91 | 6.49 | 6.07 | 5.68 | 5.27 | 4.81 | 4.06 | 311.6 | 311.1 | 310.2 | 309.4 | 308.5 | 307.5 | 306.6 | 305.6 | 304.5 | 302.7 | 299.9 | 6.18 | 0.67 | 5.84 | 3.69 | 10.84% | 307.365 | 6.1477 | 0.61367 | 6.0125 | 1.0225 | 6.3189 | 402.68 | 434.32
2012-03-02 21:40 | 8.51 | 8.26 | 7.72 | 7.19 | 6.72 | 6.27 | 5.87 | 5.44 | 5.04 | 4.51 | 314.1 | 313.5 | 312.3 | 310.7 | 309.2 | 307.6 | 306.2 | 305 | 304 | 303 | 300.1 | 6.39 | 0.73 | 5.94 | 4.06 | 11.42% | 307.39 | 6.4164 | 0.60918 | 6.2111 | 1.0331 | 6.6012 | 450.14 | 497.6
2012-03-02 21:50 | 7.83 | 7.57 | 7.1 | 6.61 | 6.11 | 5.57 | 5.04 | 4.53 | 4.05 | 3.44 | 313.5 | 312.7 | 311 | 309.8 | 309 | 308 | 306.8 | 305.6 | 304.2 | 298.1 | 299.6 | 5.73 | 0.62 | 5.35 | 3.27 | 10.82% | 307.82 | 5.7265 | 0.924 | 5.4908 | 1.0429 | 5.976 | 318.26 | 358.76
2012-03-02 22:00 | 8.05 | 7.93 | 7.62 | 7.19 | 6.68 | 6.12 | 5.58 | 5.08 | 4.66 | 4.02 | 312.5 | 312.2 | 311.3 | 309.8 | 308.1 | 306.2 | 305.5 | 305.3 | 305.1 | 304.2 | 299.3 | 6.27 | 0.77 | 5.92 | 4.19 | 12.28% | 306.095 | 6.2448 | 0.85362 | 6.0395 | 1.034 | 6.483 | 423.02 | 470.48
2012-03-02 22:10 | 8.97 | 8.8 | 8.45 | 8.07 | 7.64 | 7.21 | 6.85 | 6.51 | 6.16 | 5.59 | 315.8 | 315.3 | 314.3 | 313.4 | 312.4 | 311.1 | 309.7 | 308.5 | 307.4 | 306.9 | 301.5 | 7.41 | 0.64 | 7.08 | 5.27 | 8.637% | 310.89 | 7.3092 | 0.47333 | 7.1573 | 1.0212 | 7.5673 | 711.41 | 759.57
2012-03-02 22:20 | 8.31 | 8.14 | 7.78 | 7.41 | 7.06 | 6.71 | 6.38 | 6.03 | 5.67 | 5.16 | 311.8 | 311.3 | 310.3 | 309.5 | 308.8 | 308 | 307.3 | 306.8 | 306.1 | 304.8 | 299.7 | 6.94 | 0.65 | 6.65 | 4.81 | 9.366% | 307.895 | 6.7598 | 0.46603 | 6.6617 | 1.0147 | 7.0422 | 574.44 | 600.04
2012-03-02 22:30 | 7.42 | 7.18 | 6.71 | 6.24 | 5.83 | 5.43 | 5.03 | 4.68 | 4.29 | 3.68 | 309.1 | 308.7 | 307.8 | 306.9 | 306.1 | 305 | 303.8 | 302.4 | 300.5 | 297.7 | 296.1 | 5.56 | 0.54 | 5.3 | 3.09 | 9.712% | 304.82 | 5.5502 | 0.70711 | 5.3708 | 1.0334 | 5.7457 | 290.72 | 321.5
2012-03-02 22:40 | 7.46 | 7.27 | 6.96 | 6.66 | 6.29 | 5.83 | 5.36 | 4.89 | 4.44 | 3.88 | 306.4 | 305.8 | 304.9 | 303.9 | 302.8 | 301.6 | 300.4 | 300.1 | 300.4 | 300.2 | 293.5 | 6.13 | 0.9 | 5.85 | 3.64 | 14.68% | 301.42 | 5.8585 | 0.77673 | 5.7602 | 1.0171 | 6.2346 | 391.38 | 413.98
2012-03-02 22:50 | 7.85 | 7.71 | 7.42 | 7.11 | 6.77 | 6.38 | 6 | 5.63 | 5.24 | 4.73 | 310 | 309.5 | 308.3 | 306.9 | 305.9 | 305.4 | 304.9 | 304.5 | 304.5 | 304.6 | 297.3 | 6.3 | 1.08 | 6.05 | 4.65 | 17.14% | 305.325 | 6.4089 | 0.56748 | 6.3241 | 1.0134 | 6.3845 | 429.8 | 447.88
2012-03-02 23:00 | 8.07 | 7.92 | 7.56 | 7.12 | 6.7 | 6.28 | 5.91 | 5.58 | 5.25 | 4.68 | 317 | 316.5 | 315.5 | 314.2 | 313.1 | 312 | 310.9 | 310.2 | 309.6 | 308 | 303.4 | 6.41 | 0.54 | 6.1 | 4.21 | 8.424% | 311.835 | 6.4012 | 0.56115 | 6.2256 | 1.0282 | 6.5908 | 454.66 | 495.34
2012-03-02 23:10 | 8.6 | 8.61 | 8.53 | 8.31 | 7.93 | 7.43 | 6.94 | 6.49 | 6.05 | 5.4 | 316.2 | 316 | 315.3 | 314.4 | 313.4 | 312.1 | 310.8 | 309.4 | 308.5 | 307.9 | 303.7 | 7.56 | 0.46 | 7.14 | 4.99 | 6.085% | 311.905 | 7.4127 | 0.63046 | 7.3577 | 1.0075 | 7.6165 | 756.56 | 774.62
2012-03-02 23:20 | 8.14 | 8.14 | 8 | 7.69 | 7.26 | 6.77 | 6.29 | 5.82 | 5.34 | 4.63 | 313.5 | 313.1 | 312.2 | 311.4 | 310.4 | 309.1 | 307.8 | 306.8 | 306.1 | 306.3 | 300.7 | 6.95 | 0.44 | 6.57 | 4.26 | 6.331% | 308.905 | 6.794 | 0.67958 | 6.699 | 1.0142 | 7.0485 | 576.7 | 603.05
2012-03-02 23:30 | 7.44 | 7.49 | 7.6 | 7.62 | 7.48 | 7.13 | 6.66 | 6.19 | 5.74 | 5.04 | 317.5 | 317.2 | 316.5 | 315.9 | 315 | 313.8 | 312.5 | 311.3 | 310.7 | 310.6 | 305.6 | 7.27 | 0.57 | 6.95 | 4.75 | 7.84% | 313.605 | 6.9062 | 0.63016 | 7.0607 | 0.97812 | 7.1109 | 669.27 | 621.11
2012-03-02 23:40 | 7.83 | 7.84 | 7.92 | 8.02 | 8.02 | 7.86 | 7.53 | 7.06 | 6.51 | 5.68 | 323.1 | 322.5 | 321.6 | 320.8 | 319.9 | 318.7 | 317.2 | 315.9 | 315.1 | 314.5 | 309.6 | 8.11 | 0.36 | 7.85 | 5.2 | 4.439% | 318.475 | 7.5171 | 0.39636 | 7.8118 | 0.96227 | 7.804 | 929.37 | 828.8
2012-03-02 23:50 | 7.74 | 7.67 | 7.53 | 7.44 | 7.4 | 7.26 | 6.99 | 6.61 | 6.13 | 5.25 | 327 | 326.5 | 325.3 | 324 | 322.5 | 320.8 | 319.2 | 317.8 | 317 | 316.8 | 311.5 | 7.41 | 0.63 | 7.2 | 4.62 | 8.502% | 320.56 | 7.0161 | 0.35023 | 7.2207 | 0.97167 | 7.2001 | 711.41 | 648.2
2012-03-03 | 7 | 6.95 | 6.85 | 6.71 | 6.5 | 6.24 | 5.95 | 5.62 | 5.23 | 4.56 | 323 | 322.1 | 320.3 | 318.4 | 316.9 | 315.5 | 314.7 | 314.1 | 313.7 | 314 | 306.7 | 6.34 | 0.6 | 6.09 | 4.11 | 9.464% | 315.38 | 6.1469 | 0.43977 | 6.1976 | 0.99182 | 6.2881 | 438.84 | 427.54
2012-03-03 00:10 | 7.47 | 7.45 | 7.37 | 7.19 | 6.95 | 6.62 | 6.24 | 5.84 | 5.46 | 4.98 | 314.7 | 314.1 | 313 | 311.7 | 310.4 | 309.3 | 308.3 | 307.3 | 306.6 | 306.9 | 301.2 | 6.72 | 0.69 | 6.41 | 4.48 | 10.27% | 309.15 | 6.5342 | 0.54628 | 6.5642 | 0.99543 | 6.6893 | 524.72 | 517.94
2012-03-03 00:20 | 6.69 | 6.7 | 6.68 | 6.6 | 6.41 | 6.11 | 5.76 | 5.34 | 4.85 | 4.17 | 315 | 314.4 | 313.2 | 311.7 | 310 | 308.2 | 306.8 | 306 | 305 | 302.7 | 299.3 | 6.2 | 0.38 | 5.85 | 3.48 | 6.129% | 307.99 | 5.9601 | 0.54512 | 6.0586 | 0.98375 | 6.0993 | 407.2 | 384.6
2012-03-03 00:30 | 7.11 | 7.11 | 7.1 | 7.02 | 6.83 | 6.52 | 6.12 | 5.63 | 5.15 | 4.56 | 319.6 | 318.6 | 317.2 | 316 | 314.9 | 314 | 313.4 | 312.8 | 312 | 311.9 | 304.9 | 6.83 | 0.48 | 6.51 | 4.42 | 7.028% | 313.91 | 6.3461 | 0.58507 | 6.4611 | 0.98219 | 6.7084 | 549.58 | 522.46
2012-03-03 00:40 | 7.5 | 7.47 | 7.43 | 7.42 | 7.35 | 7.16 | 6.88 | 6.49 | 5.99 | 5.2 | 325.7 | 324.4 | 322.6 | 321 | 319.3 | 317.4 | 315.5 | 313.7 | 312.5 | 313 | 308.3 | 7.5 | 0.42 | 7.2 | 4.67 | 5.6% | 317.115 | 6.9199 | 0.36864 | 7.1192 | 0.97201 | 7.2901 | 738.5 | 675.29
2012-03-03 00:50 | 7.61 | 7.63 | 7.62 | 7.62 | 7.48 | 7.16 | 6.71 | 6.23 | 5.69 | 4.83 | 323.7 | 322.7 | 321 | 319.6 | 318.2 | 316.5 | 315.1 | 314.1 | 313.4 | 313.1 | 307.4 | 7.31 | 0.41 | 6.91 | 4.21 | 5.609% | 316.29 | 6.9166 | 0.59984 | 7.0937 | 0.97503 | 7.1275 | 681.31 | 627.13
2012-03-03 01:00 | 7.35 | 7.34 | 7.37 | 7.39 | 7.37 | 7.24 | 6.89 | 6.36 | 5.75 | 4.9 | 325 | 324.1 | 322.5 | 321 | 319.6 | 318.5 | 317.5 | 316.8 | 316.5 | 317.6 | 310 | 7.52 | 0.44 | 7.24 | 4.34 | 5.851% | 318.35 | 6.881 | 0.45789 | 7.1888 | 0.95719 | 7.198 | 744.52 | 648.2
2012-03-03 01:10 | 7.58 | 7.54 | 7.48 | 7.42 | 7.3 | 7 | 6.59 | 6.14 | 5.62 | 4.84 | 332.5 | 331.7 | 330.2 | 329 | 327.7 | 325.7 | 323.7 | 322.1 | 321.7 | 322.4 | 316.4 | 7.18 | 0.46 | 6.85 | 4.32 | 6.407% | 325.4 | 6.7792 | 0.55776 | 6.9397 | 0.97687 | 7.0139 | 642.18 | 591.01
2012-03-03 01:20 | 7.01 | 6.99 | 6.98 | 6.96 | 6.86 | 6.63 | 6.24 | 5.78 | 5.27 | 4.49 | 331.9 | 331.1 | 329 | 326.5 | 324.2 | 321.8 | 319.8 | 319.1 | 319.7 | 321.7 | 313.1 | 6.93 | 0.62 | 6.66 | 4.09 | 8.947% | 321.5 | 6.3618 | 0.56023 | 6.5727 | 0.96792 | 6.7077 | 572.18 | 522.46
2012-03-03 01:30 | 7.12 | 7.18 | 7.29 | 7.36 | 7.32 | 7.11 | 6.79 | 6.35 | 5.79 | 4.9 | 329.2 | 328.2 | 326.6 | 325.2 | 323.8 | 322.5 | 321.3 | 320.6 | 320.5 | 320 | 314 | 7.25 | 0.44 | 7 | 4.3 | 6.069% | 322.32 | 6.8192 | 0.42556 | 7.0632 | 0.96546 | 6.9996 | 663.25 | 588
2012-03-03 01:40 | 7.45 | 7.51 | 7.59 | 7.52 | 7.26 | 6.83 | 6.34 | 5.83 | 5.29 | 4.49 | 327.5 | 327 | 326.3 | 325.4 | 324.2 | 323.2 | 322.4 | 321.9 | 321.5 | 321.1 | 313.7 | 6.92 | 0.29 | 6.52 | 3.9 | 4.191% | 323.08 | 6.6818 | 0.68795 | 6.7575 | 0.98878 | 6.8424 | 569.92 | 551.84
2012-03-03 01:50 | 7.39 | 7.41 | 7.43 | 7.48 | 7.44 | 7.23 | 6.83 | 6.28 | 5.62 | 4.69 | 328.8 | 328.2 | 327.5 | 326.7 | 325.7 | 324.6 | 323.7 | 323.3 | 323.2 | 323.9 | 316 | 7.43 | 0.48 | 7.11 | 4.19 | 6.46% | 324.465 | 6.8831 | 0.52594 | 7.1713 | 0.95982 | 7.1315 | 717.43 | 627.13
2012-03-03 02:00 | 7.41 | 7.41 | 7.45 | 7.45 | 7.44 | 7.34 | 7.04 | 6.56 | 5.97 | 4.98 | 330.9 | 330.1 | 328.6 | 327.2 | 326.1 | 325.1 | 324.3 | 323.5 | 323.1 | 323.7 | 316.6 | 7.52 | 0.42 | 7.37 | 4.42 | 5.585% | 324.98 | 6.996 | 0.38563 | 7.2962 | 0.95885 | 7.2106 | 744.52 | 651.21
2012-03-03 02:10 | 7.39 | 7.39 | 7.25 | 6.99 | 6.66 | 6.28 | 5.88 | 5.51 | 5.08 | 4.44 | 331.6 | 331 | 329.9 | 328.9 | 327.6 | 325.9 | 324.4 | 324.3 | 324.7 | 326.2 | 317.6 | 6.47 | 0.98 | 6.09 | 4.07 | 15.15% | 325.675 | 6.2627 | 0.60818 | 6.2211 | 1.0067 | 6.5133 | 468.22 | 477.26
2012-03-03 02:20 | 7.52 | 7.46 | 7.31 | 7.01 | 6.59 | 6.09 | 5.62 | 5.24 | 4.88 | 4.3 | 333.5 | 332.5 | 330.8 | 329.8 | 329.1 | 328.4 | 327.2 | 325.8 | 324.5 | 324 | 318 | 6.22 | 0.76 | 5.86 | 4.12 | 12.22% | 328.22 | 6.1671 | 0.7422 | 6.0203 | 1.0244 | 6.3717 | 411.72 | 445.62
2012-03-03 02:30 | 7.65 | 7.5 | 7.17 | 6.83 | 6.5 | 6.1 | 5.73 | 5.36 | 5.01 | 4.48 | 339.5 | 338.8 | 337.1 | 335.6 | 333.8 | 331.9 | 330.4 | 329.3 | 328.1 | 325.8 | 322 | 6.57 | 0.64 | 6.15 | 4.36 | 9.741% | 331.675 | 6.1411 | 0.57824 | 6.0456 | 1.0158 | 6.6738 | 490.82 | 513.42
2012-03-03 02:40 | 6.92 | 6.71 | 6.27 | 5.84 | 5.42 | 4.99 | 4.59 | 4.21 | 3.87 | 3.3 | 335.4 | 334.9 | 334 | 333.9 | 334 | 334 | 334.5 | 334.9 | 333.8 | 330.7 | 325.4 | 5.09 | 0.91 | 4.78 | 3.18 | 17.88% | 334.075 | 5.1368 | 0.77214 | 4.9306 | 1.0418 | 5.3029 | 214.58 | 248.6
2012-03-03 02:50 | 6.16 | 5.89 | 5.4 | 5 | 4.7 | 4.45 | 4.15 | 3.81 | 3.49 | 3 | 340.9 | 340.2 | 338.2 | 335.3 | 333.7 | 332.7 | 331.9 | 330.7 | 329.8 | 329.8 | 325.6 | 4.81 | 0.84 | 4.47 | 2.66 | 17.46% | 332.58 | 4.499 | 0.64498 | 4.4057 | 1.0212 | 4.9118 | 179.29 | 190.19
2012-03-03 03:00 | 7.12 | 7 | 6.64 | 6.24 | 5.88 | 5.48 | 4.99 | 4.48 | 4.03 | 3.3 | 345.4 | 344.7 | 343.9 | 343 | 341.6 | 340.6 | 340.6 | 340.3 | 339.5 | 335.8 | 330.9 | 5.56 | 1.01 | 5.04 | 3.04 | 18.17% | 340.6 | 5.4921 | 0.8656 | 5.4069 | 1.0158 | 5.6476 | 290.72 | 305.3
2012-03-03 03:10 | 6.98 | 6.84 | 6.52 | 6.14 | 5.77 | 5.32 | 4.86 | 4.45 | 4.08 | 3.48 | 348.2 | 347.2 | 345.6 | 344.6 | 344.1 | 343.5 | 342.6 | 340.8 | 338 | 333.5 | 331.6 | 5.39 | 0.65 | 4.97 | 3.02 | 12.06% | 343.365 | 5.3961 | 0.83571 | 5.2515 | 1.0275 | 5.5384 | 263.18 | 287.48
2012-03-03 03:20 | 7.51 | 7.4 | 7.07 | 6.69 | 6.26 | 5.8 | 5.33 | 4.88 | 4.5 | 3.87 | 349.8 | 349.3 | 348.5 | 347.4 | 346.4 | 345.2 | 344.4 | 344 | 343 | 340.6 | 335.3 | 5.97 | 0.91 | 5.51 | 3.37 | 15.24% | 345.08 | 5.8798 | 0.78092 | 5.7302 | 1.0261 | 6.1259 | 357.14 | 391.38
2012-03-03 03:30 | 7.46 | 7.35 | 7.13 | 6.79 | 6.33 | 5.82 | 5.33 | 4.85 | 4.4 | 3.75 | 347.3 | 346.9 | 346 | 344.8 | 343.5 | 341.8 | 339.5 | 336.3 | 332.7 | 328.1 | 330.2 | 6.02 | 0.86 | 5.57 | 3.26 | 14.29% | 341.455 | 5.8909 | 0.81274 | 5.7471 | 1.025 | 6.1706 | 366.52 | 400.42
2012-03-03 03:40 | 7.52 | 7.52 | 7.51 | 7.44 | 7.24 | 6.83 | 6.23 | 5.56 | 4.91 | 4.01 | 352.7 | 352.6 | 352 | 351.5 | 350.7 | 349.9 | 349 | 347.7 | 346.5 | 344.4 | 339.1 | 6.96 | 0.51 | 6.41 | 3.5 | 7.328% | 349.765 | 6.5779 | 0.84969 | 6.7406 | 0.97587 | 6.792 | 578.96 | 540.54
2012-03-03 03:50 | 6.99 | 6.96 | 6.85 | 6.72 | 6.46 | 6.1 | 5.56 | 4.93 | 4.28 | 3.37 | 355.7 | 355.6 | 355.2 | 354.3 | 352.8 | 350.6 | 348 | 345 | 341.9 | 337.1 | 339.5 | 6.25 | 0.46 | 5.72 | 2.82 | 7.36% | 350.21 | 5.8922 | 0.85655 | 6.0195 | 0.97884 | 6.1178 | 418.5 | 389.12
2012-03-03 04:00 | 6.53 | 6.5 | 6.39 | 6.2 | 5.93 | 5.52 | 5.01 | 4.51 | 3.99 | 3.14 | 352.9 | 352.3 | 350.6 | 349.4 | 348.2 | 346.7 | 345.1 | 343.4 | 341 | 334.9 | 336.1 | 5.64 | 0.58 | 5.17 | 2.5 | 10.28% | 346.46 | 5.4213 | 0.89584 | 5.4439 | 0.99585 | 5.6166 | 303.68 | 300.44
2012-03-03 04:10 | 6.16 | 6.05 | 5.74 | 5.4 | 5.04 | 4.62 | 4.15 | 3.6 | 3.03 | 2.25 | 359.7 | 359.3 | 358.4 | 357.1 | 355.1 | 352.2 | 350.3 | 348.8 | 348.5 | 349 | 340.5 | 4.84 | 0.76 | 4.4 | 1.75 | 15.7% | 351.915 | 4.6351 | 0.99143 | 4.5495 | 1.0188 | 4.9311 | 182.56 | 192.37
2012-03-03 04:20 | 5.7 | 5.72 | 5.75 | 5.72 | 5.56 | 5.23 | 4.84 | 4.4 | 4 | 3.32 | 7 | 6.5 | 5.3 | 3.4 | 1.7 | 360 | 358.1 | 357.3 | 357.6 | 357.8 | 347.5 | 5.48 | 0.63 | 5.1 | 2.77 | 11.5% | 359.715 | 5.0799 | 0.71614 | 5.1723 | 0.98214 | 5.3821 | 277.76 | 261.56
2012-03-03 04:30 | 5.76 | 5.72 | 5.64 | 5.5 | 5.3 | 4.98 | 4.6 | 4.26 | 3.89 | 3.26 | 11 | 10.8 | 10.7 | 10.3 | 9.8 | 9.2 | 8.6 | 8.2 | 8.4 | 8.6 | 357.4 | 5.18 | 0.35 | 4.81 | 2.82 | 6.757% | 9.11 | 4.9075 | 0.73349 | 4.9237 | 0.99671 | 5.1629 | 229.16 | 225.92
2012-03-03 04:40 | 6.2 | 6.1 | 5.91 | 5.7 | 5.45 | 5.18 | 4.89 | 4.59 | 4.28 | 3.74 | 10.8 | 10.9 | 11.1 | 11.8 | 12.4 | 12.7 | 13.2 | 13.9 | 15.1 | 16.5 | 1.3 | 5.37 | 0.38 | 5.02 | 3.36 | 7.076% | 12.775 | 5.1644 | 0.5324 | 5.1374 | 1.0052 | 5.3982 | 259.94 | 264.8
2012-03-03 04:50 | 5.72 | 5.73 | 5.69 | 5.58 | 5.39 | 5.11 | 4.75 | 4.36 | 3.95 | 3.3 | 15.1 | 14.6 | 14 | 14.1 | 14.5 | 15 | 15.7 | 16.7 | 17.7 | 20.7 | 3.9 | 5.05 | 0.55 | 4.69 | 2.96 | 10.89% | 15.105 | 4.9941 | 0.6751 | 5.0568 | 0.98761 | 4.9874 | 208.1 | 198.91
2012-03-03 05:00 | 5.27 | 5.27 | 5.17 | 4.96 | 4.7 | 4.4 | 4.13 | 3.9 | 3.65 | 3.12 | 16.9 | 16.4 | 15.4 | 14.1 | 12.9 | 12.3 | 12.2 | 12.4 | 13 | 15 | 1.2 | 4.45 | 0.37 | 4.16 | 2.49 | 8.315% | 12.285 | 4.4372 | 0.58521 | 4.3603 | 1.0176 | 4.5285 | 140.05 | 148.77
2012-03-03 05:10 | 5.56 | 5.6 | 5.53 | 5.31 | 5 | 4.68 | 4.32 | 3.95 | 3.55 | 2.91 | 23.5 | 22.7 | 22 | 21.6 | 21.6 | 21.9 | 22.2 | 23 | 24 | 27.2 | 11 | 4.66 | 0.54 | 4.31 | 2.46 | 11.59% | 21.945 | 4.6667 | 0.73967 | 4.6266 | 1.0087 | 4.7004 | 162.94 | 167.3
2012-03-03 05:20 | 5.65 | 5.68 | 5.73 | 5.75 | 5.7 | 5.49 | 5.13 | 4.65 | 4.19 | 3.58 | 31 | 30.4 | 29.1 | 27.9 | 27.2 | 27.2 | 27.6 | 28.8 | 31.2 | 35.6 | 16.4 | 5.44 | 0.41 | 5.09 | 3.02 | 7.537% | 27.26 | 5.2323 | 0.62675 | 5.4369 | 0.96236 | 5.2352 | 271.28 | 238.88
2012-03-03 05:30 | 5.32 | 5.37 | 5.43 | 5.47 | 5.47 | 5.44 | 5.35 | 5.16 | 4.79 | 3.98 | 33.1 | 32.4 | 31.1 | 29.5 | 28.2 | 26.7 | 25.9 | 25.8 | 26.8 | 31.2 | 15.5 | 5.43 | 0.31 | 5.25 | 3.16 | 5.709% | 26.58 | 5.2532 | 0.15416 | 5.427 | 0.96796 | 5.256 | 269.66 | 242.12
2012-03-03 05:40 | 5.39 | 5.37 | 5.27 | 5.11 | 4.91 | 4.68 | 4.38 | 4.01 | 3.63 | 3.07 | 29.9 | 29.1 | 27.5 | 26.2 | 25.2 | 24.6 | 24.6 | 25.6 | 28 | 32.9 | 14.4 | 4.73 | 0.37 | 4.4 | 2.66 | 7.822% | 24.6 | 4.5902 | 0.61221 | 4.6358 | 0.99016 | 4.6834 | 170.57 | 165.12
2012-03-03 05:50 | 5.02 | 4.89 | 4.54 | 4.16 | 3.79 | 3.42 | 3.11 | 2.87 | 2.67 | 2.35 | 22.2 | 21.5 | 20.2 | 19.5 | 19.4 | 20.1 | 20.7 | 21.2 | 22.4 | 25.6 | 8.8 | 3.55 | 0.44 | 3.25 | 2.13 | 12.39% | 20.19 | 3.617 | 0.87806 | 3.3738 | 1.0721 | 3.806 | 50.05 | 73.71
2012-03-03 06:00 | 4.92 | 4.85 | 4.7 | 4.51 | 4.28 | 3.98 | 3.64 | 3.31 | 2.95 | 2.51 | 28.5 | 27.7 | 26.4 | 24.8 | 23.2 | 22.4 | 22.4 | 23.1 | 24.9 | 29.2 | 11.4 | 4.07 | 0.71 | 3.7 | 2.18 | 17.44% | 22.4 | 3.9612 | 0.8252 | 3.9294 | 1.0081 | 4.1029 | 98.63 | 101.9
2012-03-03 06:10 | 4.42 | 4.43 | 4.42 | 4.38 | 4.31 | 4.04 | 3.67 | 3.3 | 2.96 | 2.52 | 39.7 | 38 | 35.1 | 32.1 | 29.7 | 27.8 | 27.2 | 28 | 30.3 | 37.3 | 15.6 | 4.3 | 0.38 | 3.93 | 2.28 | 8.837% | 27.71 | 3.884 | 0.88762 | 3.9848 | 0.9747 | 4.1912 | 123.7 | 111.71
2012-03-03 06:20 | 3.97 | 3.9 | 3.87 | 3.92 | 3.95 | 3.95 | 3.85 | 3.59 | 3.27 | 2.86 | 51.8 | 50.1 | 46.7 | 43.7 | 40.3 | 36.4 | 32.6 | 29.8 | 29 | 31.2 | 27.77 | 4.01 | 0.27 | 3.95 | 2.57 | 6.733% | 35.83 | 3.7274 | 0.23696 | 3.9355 | 0.94712 | 3.798 | 92.09 | 72.8
2012-03-03 06:30 | 3.66 | 3.53 | 3.33 | 3.25 | 3.24 | 3.23 | 3.15 | 2.96 | 2.71 | 2.35 | 57 | 56.7 | 54.9 | 52.7 | 48.6 | 43.7 | 38.6 | 34.5 | 31.9 | 31.1 | 35.7 | 3.31 | 0.13 | 3.24 | 2.09 | 3.927% | 42.935 | 3.087 | 0.23176 | 3.2184 | 0.95915 | 3.1748 | 28.21 | 15.47
2012-03-03 06:40 | 4.25 | 4.09 | 3.85 | 3.66 | 3.43 | 3.17 | 2.95 | 2.77 | 2.58 | 2.26 | 66.3 | 66.3 | 65.6 | 65.8 | 66.1 | 65.7 | 63.2 | 59.6 | 56 | 54.2 | 58.06 | 3.23 | 0.2 | 3.04 | 1.98 | 6.192% | 65.325 | 3.2409 | 0.66467 | 3.1375 | 1.0329 | 3.3364 | 20.93 | 30.94
2012-03-03 06:50 | 4.05 | 3.99 | 3.9 | 3.75 | 3.63 | 3.42 | 3.17 | 2.89 | 2.6 | 2.13 | 70.1 | 70 | 69.5 | 69.2 | 69.9 | 71.3 | 72.6 | 73 | 72.1 | 70.4 | 64.38 | 3.49 | 0.23 | 3.28 | 1.88 | 6.59% | 71.495 | 3.3612 | 0.70147 | 3.383 | 0.99354 | 3.4675 | 44.59 | 42.77
2012-03-03 07:00 | 4.47 | 4.32 | 4.05 | 3.81 | 3.63 | 3.44 | 3.25 | 3.06 | 2.88 | 2.54 | 71.2 | 71.3 | 71.7 | 72.4 | 73.3 | 74.7 | 75.9 | 77 | 77.3 | 75.7 | 67.7 | 3.63 | 0.21 | 3.47 | 2.25 | 5.785% | 74.88 | 3.4752 | 0.52504 | 3.4121 | 1.0185 | 3.6971 | 57.33 | 63.7
2012-03-03 07:10 | 4.77 | 4.67 | 4.43 | 4.18 | 3.95 | 3.72 | 3.46 | 3.21 | 3 | 2.67 | 75 | 75.2 | 75.4 | 75.8 | 76.7 | 78 | 79.5 | 81 | 82.4 | 81.3 | 69.39 | 3.93 | 0.42 | 3.76 | 2.64 | 10.69% | 78.225 | 3.7491 | 0.66956 | 3.6816 | 1.0183 | 4.0021 | 84.63 | 91
2012-03-03 07:20 | 4.84 | 4.72 | 4.46 | 4.21 | 3.97 | 3.76 | 3.53 | 3.38 | 3.24 | 2.97 | 78.3 | 78.8 | 79.5 | 80.3 | 80.9 | 81.8 | 82.9 | 84.2 | 85.5 | 88 | 75.2 | 3.92 | 0.18 | 3.72 | 2.78 | 4.592% | 81.965 | 3.8251 | 0.5833 | 3.7261 | 1.0266 | 4.0241 | 83.72 | 93.18
2012-03-03 07:30 | 5.07 | 4.96 | 4.79 | 4.58 | 4.36 | 4.15 | 3.93 | 3.69 | 3.49 | 3.25 | 81.8 | 82.9 | 84.5 | 85.7 | 87.3 | 89.2 | 90.8 | 91.9 | 92.8 | 95.4 | 80.63 | 4.27 | 0.42 | 4.03 | 3.21 | 9.836% | 89.44 | 4.1596 | 0.50335 | 4.1177 | 1.0102 | 4.3134 | 120.43 | 124.79
2012-03-03 07:40 | 5.49 | 5.41 | 5.18 | 4.96 | 4.74 | 4.49 | 4.28 | 4.05 | 3.83 | 3.55 | 80.8 | 81.1 | 81.7 | 83 | 84.9 | 87 | 88.9 | 90.6 | 92.4 | 95.5 | 79.25 | 4.67 | 0.33 | 4.48 | 3.54 | 7.066% | 87.285 | 4.5197 | 0.44264 | 4.4593 | 1.0136 | 4.7333 | 164.03 | 170.57
2012-03-03 07:50 | 5.97 | 5.86 | 5.65 | 5.36 | 5.08 | 4.78 | 4.5 | 4.26 | 4.06 | 3.84 | 82.3 | 82.6 | 83.4 | 84.4 | 85.9 | 87.8 | 89.9 | 91.8 | 94.4 | 97.9 | 80.32 | 4.94 | 0.44 | 4.72 | 4.02 | 8.907% | 88.115 | 4.8423 | 0.55781 | 4.7388 | 1.0218 | 5.0478 | 193.46 | 208.1
2012-03-03 10:40 | 4.49 | 4.42 | 4.42 | 4.41 | 4.35 | 4.33 | 4.38 | 4.4 | 4.39 | 4.37 | 153.4 | 153.6 | 154.5 | 155.2 | 154.6 | 153.1 | 152.2 | 151.6 | 149.9 | 149.1 | 141.1 | 4.73 | 0.51 | 4.75 | 4.52 | 10.78% | 152.965 | 4.3797 | -0.1061 | 4.3371 | 1.0098 | 4.7764 | 170.57 | 176.02
2012-03-03 10:50 | 4.07 | 4.11 | 4.14 | 4.07 | 4.04 | 4.01 | 3.93 | 3.86 | 3.81 | 3.71 | 155.1 | 155.1 | 154.6 | 153.8 | 152.9 | 152.4 | 151.5 | 149.7 | 147.7 | 145.5 | 140.5 | 4.16 | 0.55 | 4.14 | 3.87 | 13.22% | 152.265 | 3.9668 | 0.18622 | 3.9984 | 0.99208 | 4.127 | 108.44 | 105.17
2012-03-03 11:00 | 5.17 | 5.15 | 5.14 | 5.06 | 5 | 4.93 | 4.85 | 4.78 | 4.72 | 4.63 | 159.8 | 159.5 | 159.7 | 158.8 | 158.4 | 157.7 | 157.2 | 156.5 | 155.3 | 154.6 | 145.6 | 5.14 | 0.46 | 5.12 | 4.7 | 8.949% | 157.625 | 4.9168 | 0.15119 | 4.9185 | 0.99967 | 5.1383 | 222.68 | 222.68
2012-03-03 11:10 | 4.91 | 4.88 | 4.8 | 4.76 | 4.74 | 4.74 | 4.71 | 4.67 | 4.67 | 4.7 | 155.8 | 155 | 154.1 | 152.9 | 152 | 151.8 | 151.7 | 151.1 | 149.7 | 147.7 | 142.8 | 4.69 | 0.47 | 4.76 | 4.71 | 10.02% | 151.785 | 4.7294 | 0.058673 | 4.7357 | 0.99867 | 4.6837 | 166.21 | 165.12
2012-03-03 11:30 | 4.56 | 4.52 | 4.44 | 4.38 | 4.34 | 4.34 | 4.37 | 4.44 | 4.47 | 4.37 | 153.3 | 152.2 | 150.3 | 149.1 | 149 | 148.4 | 146.6 | 145 | 143.4 | 142.8 | 140.4 | 4.37 | 0.44 | 4.47 | 4.17 | 10.07% | 148.13 | 4.3947 | -0.063658 | 4.3443 | 1.0116 | 4.4208 | 131.33 | 136.78
2012-03-03 11:50 | 4.36 | 4.38 | 4.32 | 4.24 | 4.21 | 4.22 | 4.26 | 4.3 | 4.29 | 4.15 | 154.7 | 154.3 | 153.6 | 153.1 | 152.7 | 152.5 | 151.9 | 150.7 | 148.7 | 147.7 | 140.8 | 4.18 | 0.5 | 4.22 | 4.14 | 11.96% | 152.41 | 4.2584 | -0.08718 | 4.2257 | 1.0077 | 4.2123 | 110.62 | 113.89
2012-03-03 12:20 | 3.88 | 3.92 | 3.95 | 3.99 | 3.97 | 3.96 | 3.93 | 3.87 | 3.79 | 3.69 | 152.1 | 151.2 | 150.1 | 149.1 | 148.6 | 149.5 | 151.1 | 151.6 | 150.5 | 150.2 | 140.3 | 4.09 | 0.48 | 4.15 | 3.96 | 11.74% | 149.74 | 3.911 | 0.070274 | 3.9557 | 0.98871 | 4.0438 | 100.81 | 95.36
2012-03-03 12:30 | 3.56 | 3.6 | 3.62 | 3.56 | 3.51 | 3.42 | 3.29 | 3.21 | 3.11 | 3.1 | 156.6 | 156.4 | 156.4 | 156.8 | 157.1 | 157.3 | 157.2 | 157.5 | 158.8 | 159.7 | 146.6 | 3.53 | 0.78 | 3.6 | 3.29 | 22.1% | 157.285 | 3.3853 | 0.35812 | 3.4011 | 0.99537 | 3.5136 | 48.23 | 46.41
2012-03-03 12:40 | 3.61 | 3.58 | 3.48 | 3.4 | 3.37 | 3.39 | 3.32 | 3.23 | 3.16 | 3.05 | 174.5 | 173.5 | 171.5 | 169.9 | 168.8 | 167.5 | 165.9 | 165.9 | 166.5 | 166.9 | 158.2 | 3.39 | 0.6 | 3.36 | 3.05 | 17.7% | 167.26 | 3.33 | 0.19281 | 3.3799 | 0.98525 | 3.34 | 35.49 | 30.94
2012-03-03 12:50 | 3.53 | 3.53 | 3.46 | 3.39 | 3.36 | 3.38 | 3.41 | 3.43 | 3.4 | 3.29 | 164.7 | 165.3 | 165.1 | 164.5 | 164 | 163 | 161.7 | 160.6 | 160 | 158.9 | 149.4 | 3.64 | 0.6 | 3.63 | 3.37 | 16.48% | 162.805 | 3.4008 | -0.081659 | 3.3843 | 1.0049 | 3.6578 | 58.24 | 60.06
2012-03-03 13:00 | 3.54 | 3.53 | 3.52 | 3.5 | 3.5 | 3.49 | 3.49 | 3.46 | 3.36 | 3.33 | 186.3 | 186.1 | 184.4 | 182.7 | 181 | 178.6 | 177 | 176.8 | 177.3 | 176.2 | 170.7 | 3.72 | 0.74 | 3.5 | 3.47 | 19.89% | 178.36 | 3.4634 | 0 | 3.49 | 0.99237 | 3.6916 | 65.52 | 62.79
2012-03-03 13:10 | 3.72 | 3.67 | 3.6 | 3.51 | 3.44 | 3.35 | 3.3 | 3.24 | 3.18 | 3.07 | 191.5 | 191.1 | 190.7 | 190.7 | 190.4 | 189.9 | 189.4 | 188.6 | 187.1 | 186.3 | 176.3 | 3.49 | 0.61 | 3.13 | 2.74 | 17.48% | 189.825 | 3.371 | 0.13896 | 3.3428 | 1.0084 | 3.5194 | 44.59 | 47.32
2012-03-03 13:20 | 3.65 | 3.68 | 3.72 | 3.73 | 3.76 | 3.8 | 3.75 | 3.69 | 3.6 | 3.6 | 182.4 | 181.5 | 181.3 | 181.9 | 183 | 183.3 | 182.7 | 180.8 | 179.3 | 178.6 | 167.4 | 3.88 | 0.73 | 3.82 | 3.44 | 18.81% | 183.21 | 3.713 | 0.1224 | 3.7928 | 0.97897 | 3.7984 | 80.08 | 72.8
2012-03-03 13:30 | 3.29 | 3.26 | 3.19 | 3.12 | 3.06 | 3.06 | 3.1 | 3.11 | 3.09 | 2.99 | 167.7 | 167.8 | 167.7 | 167.1 | 164.9 | 163.2 | 162 | 160.5 | 159.6 | 159 | 153 | 3.21 | 0.62 | 3.18 | 3.2 | 19.31% | 163.02 | 3.0989 | -0.12001 | 3.0657 | 1.0108 | 3.2447 | 19.11 | 21.84
2012-03-03 13:40 | 3.49 | 3.52 | 3.53 | 3.49 | 3.51 | 3.53 | 3.54 | 3.55 | 3.54 | 3.57 | 167.6 | 166.9 | 167.6 | 167.2 | 164.5 | 161.1 | 158.8 | 156.8 | 155 | 154.3 | 159.8 | 3.54 | 0.48 | 3.53 | 3.42 | 13.56% | 160.755 | 3.5172 | -0.026141 | 3.5314 | 0.99597 | 3.5257 | 49.14 | 48.23
2012-03-03 13:50 | 3.71 | 3.64 | 3.48 | 3.37 | 3.29 | 3.21 | 3.17 | 3.16 | 3.14 | 2.95 | 186.3 | 185 | 182.5 | 180.6 | 178.6 | 176.1 | 173.5 | 170.7 | 167.7 | 165.7 | 167.6 | 3.48 | 0.77 | 3.35 | 2.72 | 22.13% | 175.71 | 3.2456 | 0.11588 | 3.2042 | 1.0129 | 3.5249 | 43.68 | 47.32
2012-03-03 14:00 | 3.64 | 3.6 | 3.61 | 3.62 | 3.61 | 3.61 | 3.55 | 3.45 | 3.39 | 3.26 | 148.1 | 148.9 | 149.2 | 149.1 | 149.7 | 150.8 | 152.1 | 153.4 | 154.2 | 155.3 | 142.7 | 3.99 | 0.51 | 4.07 | 3.63 | 12.78% | 150.995 | 3.5356 | 0.15488 | 3.6013 | 0.98175 | 3.9172 | 90.09 | 83.72
2012-03-03 14:10 | 3.9 | 3.9 | 3.92 | 3.91 | 3.9 | 3.89 | 3.86 | 3.82 | 3.78 | 3.72 | 155.9 | 156.6 | 158.2 | 158.8 | 159.3 | 159.3 | 159.2 | 157.8 | 155.9 | 153.5 | 152 | 3.93 | 0.62 | 3.85 | 3.77 | 15.78% | 159.285 | 3.8595 | 0.071543 | 3.8857 | 0.99326 | 3.9035 | 84.63 | 81.9
2012-03-03 14:20 | 3.92 | 3.95 | 3.93 | 3.92 | 3.9 | 3.86 | 3.82 | 3.81 | 3.81 | 3.71 | 149.6 | 149.8 | 150.8 | 150.2 | 149.6 | 149.6 | 150.3 | 150.9 | 151.5 | 153.1 | 147 | 3.9 | 0.54 | 3.93 | 3.74 | 13.85% | 149.705 | 3.858 | 0.096261 | 3.8542 | 1.001 | 3.9038 | 81.9 | 81.9
2012-03-03 14:30 | 4.57 | 4.56 | 4.45 | 4.32 | 4.25 | 4.19 | 4.14 | 4.06 | 3.98 | 3.82 | 185.2 | 185.2 | 184.8 | 182.9 | 180.8 | 179 | 177.9 | 176.6 | 174.3 | 171.4 | 168.2 | 4.43 | 0.68 | 4.36 | 3.54 | 15.35% | 178.835 | 4.1857 | 0.11094 | 4.1828 | 1.0007 | 4.4331 | 137.87 | 137.87
2012-03-03 14:40 | 3.96 | 3.98 | 4.03 | 4 | 3.98 | 3.91 | 3.88 | 3.87 | 3.82 | 3.69 | 158 | 155.9 | 152 | 149.6 | 148.7 | 149.2 | 149.6 | 150.7 | 149.7 | 148.9 | 147.3 | 3.94 | 0.47 | 3.93 | 3.75 | 11.93% | 149.26 | 3.9133 | 0.071176 | 3.9057 | 1.002 | 3.9477 | 85.54 | 86.45
2012-03-03 14:50 | 3.82 | 3.85 | 3.88 | 3.88 | 3.83 | 3.78 | 3.76 | 3.78 | 3.77 | 3.71 | 170 | 169.7 | 169.3 | 167.9 | 166.3 | 165.2 | 164.6 | 164.2 | 163.3 | 161.5 | 160.5 | 4.08 | 0.6 | 4.08 | 3.41 | 14.71% | 165.11 | 3.8024 | 0.049024 | 3.7771 | 1.0067 | 4.1073 | 99.72 | 102.99
2012-03-03 15:00 | 4.26 | 4.27 | 4.3 | 4.29 | 4.24 | 4.27 | 4.38 | 4.38 | 4.37 | 4.16 | 152.1 | 151.6 | 150.6 | 149.6 | 148.8 | 148.5 | 148.8 | 149 | 147.9 | 145.9 | 142.3 | 4.34 | 0.57 | 4.39 | 4.07 | 13.13% | 148.545 | 4.3082 | -0.23504 | 4.2856 | 1.0053 | 4.3629 | 128.06 | 130.24
2012-03-03 15:10 | 3.94 | 3.96 | 3.99 | 3.96 | 3.93 | 3.93 | 3.93 | 3.86 | 3.79 | 3.63 | 151.6 | 152.1 | 152.7 | 152.2 | 151.5 | 150.5 | 148.1 | 146.1 | 145.3 | 143.9 | 144.1 | 3.8 | 0.5 | 3.87 | 3.61 | 13.16% | 150.14 | 3.8948 | 0 | 3.93 | 0.99105 | 3.766 | 72.8 | 70.07
2012-03-03 15:20 | 3.71 | 3.67 | 3.67 | 3.66 | 3.67 | 3.73 | 3.76 | 3.69 | 3.67 | 3.55 | 152.8 | 152.5 | 152.4 | 151.7 | 150.3 | 149.4 | 149.1 | 147.1 | 145.7 | 144.9 | 143.4 | 3.53 | 0.44 | 3.61 | 3.61 | 12.46% | 149.355 | 3.6835 | -0.074027 | 3.7343 | 0.98641 | 3.482 | 48.23 | 43.68
2012-03-03 15:30 | 3.57 | 3.52 | 3.39 | 3.27 | 3.21 | 3.12 | 3.08 | 3.08 | 3.13 | 3.25 | 158.1 | 158.5 | 157.8 | 155 | 152.6 | 150.6 | 149.3 | 149 | 149.5 | 148.8 | 151.1 | 2.98 | 0.46 | 3.02 | 3.29 | 15.44% | 150.405 | 3.1919 | 0.11924 | 3.1142 | 1.0249 | 3.0543 | 0 | 4.55
2012-03-03 15:40 | 3.47 | 3.44 | 3.35 | 3.16 | 3.02 | 2.95 | 2.95 | 2.98 | 2.97 | 2.99 | 162.9 | 162.5 | 162.6 | 161.9 | 161.9 | 161 | 159.6 | 157.6 | 156.1 | 154.2 | 151.9 | 3.09 | 0.58 | 3.03 | 2.88 | 18.77% | 160.79 | 3.0618 | 0 | 2.95 | 1.0379 | 3.2071 | 8.19 | 19.11
2012-03-03 15:50 | 4.2 | 4.18 | 4.16 | 4.04 | 3.91 | 3.73 | 3.61 | 3.53 | 3.43 | 3.35 | 153 | 151.5 | 150.2 | 148.8 | 148.2 | 148.9 | 150.3 | 151 | 151.2 | 150.2 | 145.9 | 3.67 | 0.57 | 3.67 | 3.14 | 15.53% | 149.11 | 3.7738 | 0.30218 | 3.7126 | 1.0165 | 3.7305 | 60.97 | 66.43
2012-03-03 16:00 | 4.97 | 4.91 | 4.85 | 4.75 | 4.7 | 4.63 | 4.59 | 4.53 | 4.44 | 4.26 | 152.1 | 151.8 | 149.9 | 149.2 | 148.7 | 148.8 | 148.3 | 148.1 | 147.4 | 147.7 | 142 | 4.57 | 0.39 | 4.58 | 4.01 | 8.534% | 148.725 | 4.6318 | 0.080183 | 4.6242 | 1.0016 | 4.5774 | 153.13 | 154.22
2012-03-03 16:20 | 5.01 | 4.95 | 4.89 | 4.86 | 4.8 | 4.72 | 4.7 | 4.66 | 4.57 | 4.35 | 152 | 151.7 | 151.3 | 149.8 | 149.4 | 149.4 | 150 | 149.6 | 148.2 | 147.1 | 141.9 | 4.89 | 0.42 | 4.86 | 4.14 | 8.589% | 149.49 | 4.7301 | 0.03924 | 4.7171 | 1.0028 | 4.9035 | 188.01 | 189.1
2012-03-03 16:30 | 5.17 | 5.14 | 5.07 | 4.97 | 4.91 | 4.89 | 4.85 | 4.84 | 4.75 | 4.55 | 149.8 | 149.4 | 148.7 | 148.5 | 147.8 | 146.7 | 147.2 | 147.7 | 147.8 | 147.1 | 140.8 | 5.18 | 0.41 | 5.2 | 4.23 | 7.915% | 146.775 | 4.8867 | 0.075902 | 4.8842 | 1.0005 | 5.1826 | 229.16 | 229.16
2012-03-03 16:40 | 5.47 | 5.39 | 5.31 | 5.29 | 5.21 | 5.14 | 5.05 | 4.95 | 4.81 | 4.67 | 148.8 | 148.8 | 148.3 | 148.4 | 148.4 | 147.9 | 148.2 | 147.8 | 147.5 | 146.6 | 140.5 | 5.33 | 0.31 | 5.27 | 4.34 | 5.816% | 147.945 | 5.0998 | 0.16324 | 5.127 | 0.99469 | 5.3017 | 253.46 | 248.6
2012-03-03 16:50 | 5.7 | 5.66 | 5.64 | 5.61 | 5.57 | 5.58 | 5.54 | 5.38 | 5.2 | 4.85 | 150.8 | 150.2 | 149.9 | 150.2 | 150.3 | 150.5 | 150.8 | 150.4 | 149.3 | 148.2 | 142.2 | 5.86 | 0.42 | 5.88 | 4.52 | 7.167% | 150.545 | 5.4801 | 0.066482 | 5.5743 | 0.9831 | 5.761 | 339.32 | 323.12
2012-03-03 17:00 | 5.61 | 5.58 | 5.62 | 5.62 | 5.71 | 5.72 | 5.74 | 5.75 | 5.67 | 5.33 | 153.1 | 152.8 | 151.9 | 152.2 | 152.2 | 152.3 | 152.6 | 152.3 | 151.5 | 150.4 | 144.3 | 5.78 | 0.68 | 5.92 | 5.15 | 11.76% | 152.345 | 5.6706 | -0.032255 | 5.7229 | 0.99087 | 5.7272 | 326.36 | 318.26
2012-03-03 17:10 | 5.16 | 5.12 | 5.09 | 5.12 | 5.14 | 5.13 | 5.14 | 5.11 | 5.06 | 5.06 | 150.8 | 150.3 | 150.6 | 151.5 | 151.6 | 151.8 | 152.4 | 152.6 | 151.4 | 150.2 | 145.8 | 4.96 | 0.6 | 5.01 | 4.63 | 12.1% | 151.89 | 5.1113 | -0.017996 | 5.1314 | 0.99608 | 4.9406 | 195.64 | 193.46
2012-03-03 17:20 | 5.27 | 5.22 | 5.11 | 5.03 | 5.06 | 5.04 | 5 | 4.89 | 4.8 | 4.77 | 155.9 | 155.1 | 153.6 | 153.5 | 153.5 | 153.6 | 154.3 | 154.6 | 153.9 | 153.3 | 148.4 | 4.94 | 0.54 | 4.97 | 4.46 | 10.93% | 153.705 | 4.9893 | 0.073634 | 5.0342 | 0.99106 | 4.8959 | 193.46 | 189.1
2012-03-03 17:30 | 5.65 | 5.47 | 5.1 | 4.92 | 4.88 | 4.89 | 4.88 | 4.9 | 4.89 | 4.69 | 156.5 | 155.6 | 153.4 | 152.8 | 152.4 | 152.8 | 153.9 | 154 | 153.6 | 152.3 | 147.3 | 4.85 | 0.63 | 4.94 | 4.41 | 12.99% | 152.965 | 4.9344 | 0.018917 | 4.8886 | 1.0094 | 4.8955 | 183.65 | 189.1
2012-03-03 17:40 | 5.9 | 5.81 | 5.6 | 5.53 | 5.41 | 5.36 | 5.31 | 5.26 | 5.19 | 5.1 | 156.1 | 156.4 | 156.2 | 156.6 | 156.1 | 154.9 | 154 | 153 | 151.8 | 151.4 | 148.1 | 5.11 | 0.72 | 5.14 | 4.61 | 14.09% | 154.765 | 5.3805 | 0.086608 | 5.3528 | 1.0052 | 5.1365 | 217.82 | 222.68
2012-03-03 17:50 | 6.52 | 6.4 | 6.21 | 5.96 | 5.73 | 5.58 | 5.46 | 5.27 | 5.11 | 4.82 | 159.6 | 158.8 | 157.7 | 156.9 | 157 | 155.8 | 155.5 | 154.3 | 153 | 153.2 | 150.8 | 5.31 | 0.92 | 5.24 | 4.35 | 17.33% | 155.755 | 5.6195 | 0.2009 | 5.5626 | 1.0102 | 5.3642 | 250.22 | 258.32
2012-03-03 18:00 | 6.43 | 6.24 | 5.83 | 5.67 | 5.58 | 5.47 | 5.35 | 5.28 | 5.18 | 4.88 | 161.7 | 161.3 | 159 | 156 | 154.5 | 155.2 | 155.9 | 155.9 | 156 | 155.6 | 154 | 5.15 | 0.77 | 5.28 | 4.53 | 14.95% | 155.305 | 5.4845 | 0.20498 | 5.4526 | 1.0058 | 5.1801 | 224.3 | 229.16
2012-03-03 18:10 | 6.75 | 6.5 | 6.15 | 5.96 | 5.76 | 5.55 | 5.46 | 5.55 | 5.48 | 5.16 | 164.8 | 164.4 | 163.5 | 162.9 | 162.3 | 161.8 | 161.9 | 161.7 | 161.5 | 160.8 | 155.7 | 5.19 | 0.9 | 5.25 | 5.31 | 17.34% | 161.815 | 5.7091 | 0.15108 | 5.537 | 1.0311 | 5.3513 | 230.78 | 256.7
2012-03-03 18:20 | 7.5 | 7.21 | 6.77 | 6.38 | 6.14 | 5.89 | 5.8 | 5.91 | 6.09 | 6.15 | 169.5 | 169.3 | 168.6 | 167.3 | 166.5 | 165.7 | 165.9 | 164.6 | 162.5 | 158.6 | 160.4 | 4.97 | 0.82 | 5.03 | 5.99 | 16.5% | 165.73 | 6.182 | 0.14229 | 5.877 | 1.0519 | 5.2279 | 196.73 | 237.26
2012-03-03 18:40 | 8.05 | 7.83 | 7.38 | 7 | 6.52 | 6.22 | 6.09 | 6.1 | 6.26 | 6.37 | 167.4 | 168.2 | 169.4 | 169.3 | 168.5 | 167.4 | 165.5 | 162.6 | 160.7 | 158.2 | 160 | 5.35 | 0.96 | 5.45 | 6.38 | 17.94% | 167.115 | 6.5579 | 0.19519 | 6.2012 | 1.0575 | 5.6578 | 256.7 | 306.92
2012-03-03 18:50 | 8.55 | 8.28 | 7.79 | 7.41 | 7.04 | 6.68 | 6.48 | 6.37 | 6.37 | 6.38 | 176 | 175.9 | 175.1 | 173.7 | 171.1 | 169.3 | 167.5 | 165.4 | 164.6 | 163 | 160.9 | 5.65 | 1.03 | 5.68 | 6.21 | 18.23% | 169.03 | 6.9123 | 0.2809 | 6.651 | 1.0393 | 5.872 | 305.3 | 340.94
2012-03-03 19:00 | 8.86 | 8.59 | 8.04 | 7.62 | 7.27 | 6.98 | 6.66 | 6.44 | 6.43 | 6.38 | 174.6 | 173.7 | 172 | 171.2 | 170.1 | 168.9 | 166.8 | 165.2 | 163.3 | 161.1 | 161.5 | 5.79 | 0.95 | 5.72 | 6.37 | 16.41% | 168.585 | 7.1101 | 0.43367 | 6.9332 | 1.0255 | 5.9377 | 327.98 | 352.28
2012-03-03 19:10 | 8.94 | 8.71 | 8.19 | 7.77 | 7.44 | 7.07 | 6.8 | 6.59 | 6.38 | 6.41 | 177.9 | 177.7 | 176.3 | 174 | 172.5 | 170.1 | 167.9 | 166.3 | 164.9 | 161.6 | 160.7 | 5.81 | 1.01 | 5.69 | 6.33 | 17.38% | 169.77 | 7.2134 | 0.35982 | 7.0307 | 1.026 | 5.961 | 331.22 | 355.52
2012-03-03 19:20 | 9.29 | 9.04 | 8.39 | 7.68 | 7.17 | 6.87 | 6.66 | 6.54 | 6.5 | 6.43 | 173.6 | 173.3 | 172.9 | 171.5 | 171 | 170.3 | 168.4 | 166.4 | 165.2 | 162.9 | 161.5 | 5.78 | 0.99 | 5.67 | 6.33 | 17.13% | 170.015 | 7.1923 | 0.28688 | 6.8395 | 1.0516 | 6.0781 | 326.36 | 380.08
2012-03-03 19:30 | 9.34 | 9.06 | 8.57 | 7.98 | 7.5 | 7.24 | 7.03 | 6.86 | 6.69 | 6.59 | 174.6 | 175.1 | 175.4 | 174.5 | 172.7 | 171.2 | 169.4 | 167.8 | 165.8 | 162.6 | 160.1 | 5.94 | 0.98 | 5.87 | 6.32 | 16.5% | 170.93 | 7.4537 | 0.272 | 7.2095 | 1.0339 | 6.1412 | 352.28 | 393.64
2012-03-03 19:40 | 9.43 | 9.15 | 8.61 | 8.11 | 7.66 | 7.22 | 6.85 | 6.58 | 6.34 | 6.29 | 173 | 172.8 | 172.5 | 172.7 | 172.3 | 171.2 | 170.4 | 169.3 | 167 | 163.2 | 161.4 | 5.93 | 0.95 | 5.93 | 6.14 | 16.02% | 171.08 | 7.4157 | 0.48613 | 7.1658 | 1.0349 | 6.1368 | 350.66 | 393.64
2012-03-03 19:50 | 9.46 | 9.11 | 8.6 | 8.14 | 7.52 | 7.11 | 6.98 | 6.82 | 6.77 | 6.76 | 170.8 | 170.2 | 170.1 | 169.8 | 168.9 | 168.4 | 167.5 | 166.5 | 163.9 | 161.5 | 160.9 | 5.75 | 1.02 | 5.84 | 6.47 | 17.74% | 168.265 | 7.4841 | 0.17053 | 7.0912 | 1.0554 | 6.0686 | 321.5 | 377.82
2012-03-03 20:00 | 10.24 | 9.96 | 9.34 | 8.81 | 8.22 | 7.73 | 7.34 | 7.11 | 6.96 | 6.85 | 175.9 | 176.4 | 177 | 176.1 | 174.5 | 173.4 | 172.6 | 170.9 | 167.7 | 164.4 | 161.8 | 6.85 | 1.1 | 6.64 | 6.48 | 16.06% | 173.28 | 8.0113 | 0.47841 | 7.6729 | 1.0441 | 7.1521 | 554.1 | 633.15
2012-03-03 20:10 | 10.42 | 10.19 | 9.7 | 9.16 | 8.7 | 8.26 | 8 | 7.69 | 7.48 | 7.28 | 175 | 174.9 | 174.3 | 173.9 | 173.6 | 171.9 | 169.6 | 167.5 | 165.8 | 163.4 | 159.8 | 6.67 | 1.15 | 6.64 | 7.21 | 17.24% | 171.555 | 8.4723 | 0.29555 | 8.2222 | 1.0304 | 6.8729 | 513.42 | 558.62
2012-03-03 20:20 | 10.29 | 10.02 | 9.39 | 8.83 | 8.3 | 7.89 | 7.62 | 7.54 | 7.52 | 7.82 | 168.9 | 169 | 169.9 | 169.7 | 169.6 | 169.2 | 166.9 | 164.1 | 162.1 | 160.1 | 161 | 6.1 | 0.82 | 6.31 | 7.33 | 13.44% | 168.855 | 8.2332 | 0.32177 | 7.8507 | 1.0487 | 6.3972 | 384.6 | 452.4
2012-03-03 20:30 | 10.07 | 9.88 | 9.41 | 8.82 | 8.37 | 7.97 | 7.61 | 7.48 | 7.52 | 7.46 | 174.7 | 175 | 175.8 | 174.9 | 173.1 | 171.1 | 169.1 | 166.8 | 163.8 | 161.1 | 161.6 | 6.38 | 0.9 | 6.35 | 7.23 | 14.11% | 170.8 | 8.2112 | 0.42713 | 7.9174 | 1.0371 | 6.6167 | 447.88 | 502.12
2012-03-03 20:40 | 10.28 | 9.99 | 9.45 | 8.97 | 8.59 | 8.26 | 7.88 | 7.57 | 7.37 | 7.2 | 177.4 | 177.3 | 176.8 | 175.3 | 172.8 | 170.4 | 168.6 | 167.5 | 165.7 | 163.3 | 160.7 | 6.69 | 1.16 | 6.54 | 6.91 | 17.34% | 170.13 | 8.3297 | 0.43522 | 8.2045 | 1.0153 | 6.7921 | 517.94 | 540.54
2012-03-03 20:50 | 11 | 10.73 | 10.15 | 9.58 | 9.06 | 8.52 | 8.07 | 7.8 | 7.57 | 7.37 | 176.9 | 176.5 | 175.7 | 174.9 | 173.2 | 171.8 | 170.4 | 168.8 | 166.7 | 164.5 | 161.2 | 7.2 | 1.03 | 6.91 | 7.15 | 14.31% | 171.59 | 8.7491 | 0.50144 | 8.454 | 1.0349 | 7.4513 | 648.2 | 723.45
2012-03-03 21:00 | 11.65 | 11.43 | 10.88 | 10.38 | 9.9 | 9.52 | 9 | 8.57 | 8.18 | 7.61 | 179.6 | 179.3 | 178.7 | 177.9 | 176.8 | 175 | 173.1 | 171.7 | 169.8 | 167.3 | 162.1 | 8.86 | 1.29 | 8.55 | 7.43 | 14.56% | 174.715 | 9.5303 | 0.51907 | 9.4437 | 1.0092 | 8.9413 | 1204.62 | 1233.98
2012-03-03 21:10 | 12.09 | 11.83 | 11.34 | 10.94 | 10.5 | 10 | 9.59 | 9.13 | 8.75 | 8.26 | 179.4 | 179.1 | 178.6 | 177.7 | 176.7 | 175.6 | 173.7 | 171.9 | 170 | 167.3 | 162.1 | 9.89 | 1.48 | 9.52 | 7.78 | 14.96% | 175.315 | 10.0647 | 0.38687 | 9.9402 | 1.0125 | 10.0139 | 1595.09 | 1639.67
2012-03-03 21:20 | 12.87 | 12.67 | 12.33 | 11.9 | 11.5 | 11.04 | 10.53 | 9.98 | 9.55 | 8.77 | 178.7 | 177.9 | 176.6 | 175.6 | 175.4 | 175.2 | 174.4 | 172.6 | 170 | 166.6 | 161.7 | 10.83 | 1.44 | 10.39 | 8.3 | 13.3% | 175.08 | 10.9888 | 0.43707 | 10.9654 | 1.0021 | 10.853 | 1858.61 | 1863.95
2012-03-03 21:30 | 13.1 | 12.94 | 12.64 | 12.38 | 11.99 | 11.38 | 10.81 | 10.32 | 9.92 | 9.27 | 178.5 | 178.1 | 177 | 175.8 | 175 | 173.7 | 172.5 | 170.9 | 169.1 | 166.8 | 161 | 11.04 | 1.32 | 10.72 | 8.71 | 11.96% | 173.52 | 11.357 | 0.47486 | 11.2965 | 1.0054 | 11.0991 | 1907.36 | 1912.4
2012-03-03 21:40 | 13.43 | 13.18 | 12.77 | 12.37 | 12 | 11.42 | 10.96 | 10.45 | 10.03 | 9.35 | 179 | 178.6 | 177.1 | 175.7 | 174.8 | 174 | 173.1 | 171.5 | 169.8 | 167.1 | 162.1 | 11.23 | 1.31 | 10.84 | 8.83 | 11.67% | 173.865 | 11.442 | 0.37993 | 11.3529 | 1.0078 | 11.3181 | 1923.32 | 1930.88
2012-03-03 21:50 | 13.59 | 13.32 | 12.84 | 12.3 | 11.79 | 11.31 | 10.81 | 10.32 | 9.78 | 9.15 | 180.3 | 179.6 | 177.8 | 176.3 | 175.1 | 173.6 | 172.2 | 171 | 169.8 | 166 | 161.4 | 11.58 | 1.44 | 11.06 | 8.62 | 12.44% | 173.39 | 11.3323 | 0.41784 | 11.237 | 1.0085 | 11.6783 | 1952.72 | 1961.12
2012-03-03 22:00 | 13.47 | 13.22 | 12.86 | 12.43 | 12 | 11.45 | 10.77 | 10.17 | 9.56 | 9.07 | 182.6 | 182.2 | 180.4 | 177.9 | 175.6 | 173.5 | 171.4 | 169 | 167 | 164.3 | 163 | 11.68 | 1.34 | 10.95 | 8.84 | 11.47% | 173.185 | 11.3296 | 0.56578 | 11.35 | 0.99821 | 11.6591 | 1961.12 | 1959.44
2012-03-03 22:10 | 13.22 | 13 | 12.58 | 12.1 | 11.62 | 11.13 | 10.61 | 10.08 | 9.62 | 8.86 | 181.2 | 180.6 | 179.1 | 177.4 | 175.5 | 173.5 | 171.5 | 169.3 | 167.1 | 163.5 | 161.3 | 10.91 | 1.37 | 10.4 | 8.5 | 12.56% | 173.2 | 11.1073 | 0.44216 | 11.054 | 1.0048 | 10.9627 | 1879.97 | 1893.32
2012-03-03 22:20 | 13.09 | 12.87 | 12.48 | 12.05 | 11.52 | 10.92 | 10.41 | 9.88 | 9.5 | 9 | 181.1 | 180.5 | 179.1 | 177.5 | 175.4 | 173 | 170.4 | 168.1 | 165.6 | 162.6 | 162.1 | 11.2 | 1.29 | 10.64 | 8.51 | 11.52% | 172.61 | 10.9733 | 0.44199 | 10.8454 | 1.0118 | 11.332 | 1920.8 | 1931.72
2012-03-03 22:30 | 13.73 | 13.58 | 13.19 | 12.69 | 12.24 | 11.67 | 10.99 | 10.31 | 9.76 | 9.16 | 183.9 | 183.4 | 181.9 | 179.8 | 177.6 | 175.3 | 173.4 | 171.2 | 168.6 | 164.5 | 163.3 | 12.19 | 1.26 | 11.51 | 8.8 | 10.34% | 175.015 | 11.5649 | 0.55479 | 11.5701 | 0.99956 | 12.1846 | 1990.09 | 1989.98
2012-03-03 22:40 | 14.29 | 14.01 | 13.54 | 12.99 | 12.45 | 11.86 | 11.23 | 10.67 | 10.32 | 9.66 | 183.7 | 182.8 | 180.7 | 178.1 | 176.2 | 174.1 | 171.5 | 168.2 | 165.9 | 163.4 | 162.9 | 12.29 | 1.32 | 11.66 | 9.45 | 10.74% | 173.71 | 11.8687 | 0.5044 | 11.7676 | 1.0086 | 12.3956 | 1991.19 | 1992.4
2012-03-03 22:50 | 15.12 | 14.93 | 14.45 | 13.79 | 13.22 | 12.7 | 12.19 | 11.64 | 11.07 | 10.27 | 183.8 | 183.1 | 181.2 | 178.9 | 176.2 | 173.6 | 171.1 | 168.8 | 166.2 | 162.9 | 163.5 | 13.38 | 1.27 | 12.73 | 10.03 | 9.492% | 173.225 | 12.6999 | 0.37875 | 12.6256 | 1.0059 | 13.4587 | 1999.38 | 1999.46
2012-03-03 23:00 | 16.05 | 15.94 | 15.66 | 15.23 | 14.8 | 14.28 | 13.63 | 12.81 | 12.03 | 10.99 | 184.7 | 184.2 | 182.6 | 180.8 | 178.6 | 176.4 | 173.9 | 171.5 | 169.4 | 166.8 | 167.5 | 14.69 | 0.94 | 14.1 | 10.08 | 6.399% | 176.025 | 14.0248 | 0.43051 | 14.185 | 0.98871 | 14.5241 | 2000 | 2000
2012-03-03 23:10 | 16.07 | 15.87 | 15.38 | 14.87 | 14.43 | 13.91 | 13.33 | 12.75 | 11.94 | 10.85 | 183.1 | 182.4 | 180.9 | 179.4 | 178.1 | 176.8 | 175.3 | 173.4 | 171.5 | 169 | 166.9 | 14.55 | 1.11 | 13.94 | 10.06 | 7.629% | 176.575 | 13.7925 | 0.39358 | 13.8254 | 0.99763 | 14.5154 | 2000 | 2000
2012-03-03 23:20 | 16.1 | 15.87 | 15.31 | 14.72 | 14.09 | 13.48 | 12.91 | 12.43 | 11.89 | 11.01 | 183 | 182.1 | 180 | 178 | 176.3 | 174.7 | 173.4 | 172.1 | 171.1 | 169.3 | 165.8 | 14.02 | 1.34 | 13.62 | 10.26 | 9.558% | 174.505 | 13.5595 | 0.39926 | 13.3968 | 1.0121 | 14.1902 | 2000 | 2000
2012-03-03 23:30 | 16.37 | 16.14 | 15.64 | 15.1 | 14.57 | 14.1 | 13.68 | 13.04 | 12.31 | 11.18 | 183.3 | 182.6 | 181.2 | 179.4 | 177.7 | 175.9 | 174.1 | 172.2 | 170.5 | 169.7 | 166.3 | 14.62 | 1.17 | 14.12 | 10.44 | 8.003% | 175.63 | 14.0386 | 0.27945 | 14.039 | 0.99997 | 14.6195 | 2000 | 2000
2012-03-03 23:40 | 16.49 | 16.27 | 15.7 | 15.05 | 14.45 | 13.96 | 13.48 | 12.93 | 12.37 | 11.58 | 183 | 182.4 | 180.9 | 178.9 | 177.1 | 175.4 | 173.8 | 172.3 | 170.5 | 168.5 | 165.9 | 14.81 | 0.99 | 14.26 | 11.02 | 6.685% | 175.16 | 13.9914 | 0.32333 | 13.8902 | 1.0073 | 14.9179 | 2000 | 2000
2012-03-03 23:50 | 16.46 | 16.35 | 16.04 | 15.55 | 14.96 | 14.38 | 13.86 | 13.29 | 12.69 | 11.6 | 182.9 | 182.3 | 181.1 | 179.3 | 177.4 | 175.9 | 174.5 | 173.1 | 171.8 | 169.3 | 165.7 | 15.1 | 1.23 | 14.61 | 10.7 | 8.146% | 175.69 | 14.3705 | 0.34036 | 14.3043 | 1.0046 | 15.1699 | 2000 | 2000
2012-03-04 | 15.76 | 15.53 | 15.07 | 14.52 | 14.03 | 13.49 | 12.87 | 12.25 | 11.69 | 10.92 | 182.8 | 182.1 | 180.5 | 179 | 177.4 | 175.7 | 173.9 | 172.7 | 171.7 | 170 | 165.4 | 13.84 | 1.69 | 13.24 | 10.48 | 12.21% | 175.43 | 13.4259 | 0.43479 | 13.3994 | 1.002 | 13.8674 | 1999.84 | 1999.87
2012-03-04 00:10 | 15.2 | 14.93 | 14.39 | 13.85 | 13.43 | 12.95 | 12.51 | 12.08 | 11.54 | 10.38 | 182.4 | 181.6 | 179.9 | 178.8 | 177.8 | 176.4 | 175.2 | 173.8 | 172 | 169.9 | 163.9 | 13.39 | 1.66 | 12.99 | 10.08 | 12.4% | 176.22 | 12.9528 | 0.31944 | 12.886 | 1.0052 | 13.4593 | 1999.39 | 1999.46
2012-03-04 00:20 | 15.18 | 14.91 | 14.38 | 13.88 | 13.4 | 12.8 | 12.13 | 11.54 | 11.1 | 10.44 | 183.4 | 182.2 | 180 | 178 | 176.4 | 174.7 | 172.9 | 171.5 | 170.3 | 168.2 | 164.4 | 13.22 | 1.29 | 12.69 | 9.92 | 9.758% | 174.43 | 12.7676 | 0.49683 | 12.7018 | 1.0052 | 13.2885 | 1999.22 | 1999.29
2012-03-04 00:30 | 15.23 | 15.08 | 14.71 | 14.2 | 13.74 | 13.24 | 12.59 | 11.98 | 11.61 | 10.85 | 184.2 | 183.1 | 181 | 178.8 | 177.2 | 175.7 | 174.2 | 172.7 | 171.1 | 169.9 | 165.1 | 13.45 | 1.32 | 13.02 | 10.46 | 9.814% | 175.475 | 13.1502 | 0.46519 | 13.1449 | 1.0004 | 13.4555 | 1999.45 | 1999.46
2012-03-04 00:40 | 15.44 | 15.31 | 14.97 | 14.45 | 13.91 | 13.34 | 12.77 | 12.23 | 11.74 | 10.91 | 184.5 | 183.6 | 181.8 | 179.9 | 178.1 | 176.4 | 174.4 | 172.3 | 170.6 | 169.4 | 166.3 | 14.03 | 1.07 | 13.49 | 10.33 | 7.627% | 176.1 | 13.3308 | 0.40354 | 13.2568 | 1.0056 | 14.1083 | 2000 | 2000
2012-03-04 00:50 | 15.72 | 15.58 | 15.25 | 14.82 | 14.27 | 13.66 | 13.06 | 12.49 | 11.97 | 11.2 | 185.1 | 184.1 | 182 | 179.6 | 177.3 | 175.4 | 173.9 | 172.6 | 171.6 | 169.9 | 167 | 14.09 | 1.18 | 13.58 | 10.6 | 8.375% | 175.175 | 13.6291 | 0.41508 | 13.5724 | 1.0042 | 14.1489 | 2000 | 2000
2012-03-04 01:00 | 15.59 | 15.38 | 14.94 | 14.44 | 14.03 | 13.49 | 12.78 | 12.07 | 11.36 | 10.53 | 186.1 | 185 | 182.8 | 181.1 | 179.4 | 177.5 | 175.5 | 173.6 | 171.9 | 169.8 | 166.5 | 13.85 | 1.04 | 13.34 | 9.91 | 7.509% | 177.2 | 13.3033 | 0.49963 | 13.3859 | 0.99383 | 13.7646 | 1999.85 | 1999.76
2012-03-04 01:10 | 15.59 | 15.31 | 14.75 | 14.15 | 13.55 | 12.95 | 12.42 | 11.82 | 11.37 | 10.53 | 184.5 | 183.1 | 180.8 | 178.3 | 176.3 | 174.6 | 172.4 | 170.6 | 169.3 | 167.3 | 165.7 | 13.53 | 1.12 | 12.97 | 9.88 | 8.278% | 174.27 | 13.0079 | 0.38616 | 12.8727 | 1.0105 | 13.6721 | 1999.53 | 1999.67
2012-03-04 01:20 | 15.97 | 15.72 | 15.08 | 14.4 | 13.87 | 13.26 | 12.71 | 12.24 | 11.66 | 10.73 | 185 | 183.6 | 181.1 | 178.8 | 176.7 | 174.4 | 172.3 | 170.1 | 168.6 | 166.8 | 164.4 | 13.96 | 1.16 | 13.43 | 10.35 | 8.309% | 174.085 | 13.3113 | 0.39147 | 13.1798 | 1.01 | 14.0993 | 1999.96 | 2000
2012-03-04 01:30 | 15.6 | 15.32 | 14.75 | 14.23 | 13.84 | 13.34 | 12.8 | 12.32 | 11.85 | 11.06 | 182.6 | 181.6 | 179.7 | 177.9 | 176.7 | 175.7 | 174.2 | 172.4 | 171 | 169.3 | 163 | 13.85 | 1.32 | 13.32 | 10.33 | 9.531% | 175.475 | 13.3064 | 0.38185 | 13.2613 | 1.0034 | 13.8971 | 1999.85 | 1999.9
2012-03-04 01:40 | 15.53 | 15.22 | 14.61 | 14.04 | 13.49 | 12.89 | 12.32 | 11.94 | 11.43 | 10.6 | 183 | 181.8 | 179.6 | 177.7 | 176 | 174.1 | 172.5 | 171.1 | 169.9 | 168.1 | 163.4 | 13.49 | 1.28 | 13.03 | 9.98 | 9.489% | 173.86 | 12.9693 | 0.41795 | 12.8067 | 1.0127 | 13.6612 | 1999.49 | 1999.66
2012-03-04 01:50 | 15.92 | 15.69 | 15.14 | 14.57 | 14.03 | 13.42 | 12.8 | 12.3 | 11.88 | 11.16 | 183.5 | 182.4 | 180.4 | 178.7 | 177 | 175.3 | 173.5 | 171.5 | 170 | 167.8 | 164.1 | 14.34 | 1.22 | 13.85 | 10.6 | 8.508% | 175.03 | 13.4588 | 0.43711 | 13.3294 | 1.0097 | 14.4793 | 2000 | 2000
2012-03-04 02:00 | 15.64 | 15.36 | 14.84 | 14.29 | 13.88 | 13.64 | 13.3 | 12.85 | 12.28 | 11.44 | 182.6 | 181.4 | 179.6 | 178.2 | 176.7 | 175 | 172.8 | 170.5 | 168.6 | 165.5 | 163.5 | 13.98 | 1.42 | 13.65 | 10.71 | 10.16% | 174.67 | 13.546 | 0.23327 | 13.5908 | 0.99671 | 13.934 | 1999.98 | 1999.93
2012-03-04 02:10 | 16.14 | 15.84 | 15.37 | 14.81 | 14.17 | 13.49 | 12.9 | 12.32 | 11.71 | 11.05 | 184.8 | 183.7 | 181.9 | 179.8 | 177.6 | 175.6 | 173.8 | 172.2 | 169.9 | 167 | 164.8 | 14 | 1.06 | 13.59 | 10.48 | 7.571% | 175.33 | 13.5465 | 0.41327 | 13.4038 | 1.0106 | 14.149 | 2000 | 2000
2012-03-04 02:20 | 15.72 | 15.36 | 14.57 | 13.92 | 13.42 | 13.05 | 12.59 | 12.2 | 11.73 | 11.03 | 182.5 | 181.4 | 179.4 | 177.3 | 175.6 | 174.3 | 172.6 | 170.6 | 168.9 | 166.7 | 161.8 | 13.28 | 1.44 | 12.9 | 10.35 | 10.84% | 174.045 | 13.0776 | 0.33162 | 12.9831 | 1.0073 | 13.3767 | 1999.28 | 1999.38
2012-03-04 02:30 | 15.45 | 15.13 | 14.55 | 14.07 | 13.62 | 13.15 | 12.66 | 12.23 | 11.83 | 11.13 | 182.5 | 181.4 | 179.6 | 177.7 | 175.6 | 173.4 | 171.2 | 168.9 | 166.7 | 163.5 | 163 | 13.54 | 1.38 | 13.05 | 10.5 | 10.19% | 173.07 | 13.1343 | 0.35092 | 13.0786 | 1.0043 | 13.5976 | 1999.54 | 1999.6
2012-03-04 02:40 | 15.7 | 15.46 | 14.96 | 14.48 | 13.97 | 13.4 | 12.79 | 12.23 | 11.73 | 11.06 | 184.8 | 183.6 | 181.4 | 179.5 | 177.9 | 176.1 | 174 | 171.8 | 169.9 | 166.7 | 166 | 13.81 | 1.25 | 13.3 | 10.38 | 9.051% | 175.785 | 13.3635 | 0.43055 | 13.3108 | 1.004 | 13.8647 | 1999.81 | 1999.86
2012-03-04 02:50 | 15.75 | 15.45 | 14.85 | 14.3 | 13.78 | 13.29 | 12.76 | 12.17 | 11.52 | 10.81 | 185.1 | 183.8 | 181.5 | 179.3 | 176.9 | 174.9 | 172.9 | 170.8 | 169.1 | 166.9 | 165.1 | 13.61 | 1.36 | 13.18 | 10.12 | 9.993% | 174.6 | 13.2316 | 0.37608 | 13.2127 | 1.0014 | 13.6294 | 1999.61 | 1999.63
2012-03-04 03:00 | 15.99 | 15.78 | 15.24 | 14.55 | 13.96 | 13.39 | 12.84 | 12.17 | 11.52 | 10.45 | 187.4 | 185.9 | 183.1 | 180.5 | 178 | 175.7 | 173.6 | 171.4 | 169.3 | 166.5 | 165.7 | 13.75 | 1.13 | 13.08 | 9.78 | 8.218% | 175.385 | 13.3651 | 0.38759 | 13.3098 | 1.0042 | 13.8071 | 1999.75 | 1999.81
2012-03-04 03:10 | 15.69 | 15.5 | 15 | 14.4 | 13.74 | 13 | 12.34 | 11.76 | 11.13 | 10.29 | 186.8 | 185.2 | 182.2 | 179.6 | 177.1 | 174.4 | 172.1 | 170.2 | 169 | 167.5 | 165.5 | 13.62 | 0.96 | 13.07 | 9.63 | 7.048% | 174.055 | 13.0564 | 0.48149 | 12.9033 | 1.0119 | 13.7815 | 1999.62 | 1999.78
2012-03-04 03:20 | 15.12 | 14.86 | 14.36 | 13.65 | 13.03 | 12.45 | 11.97 | 11.49 | 11 | 10.24 | 186.4 | 185.1 | 182.3 | 179.9 | 177.2 | 174.2 | 171.6 | 169.8 | 167.8 | 164.9 | 163.2 | 12.97 | 1.1 | 12.38 | 9.72 | 8.481% | 173.81 | 12.5444 | 0.36333 | 12.3801 | 1.0133 | 13.1422 | 1998.67 | 1999.14
2012-03-04 03:30 | 15.19 | 14.84 | 14.05 | 13.44 | 12.92 | 12.31 | 11.72 | 11.11 | 10.59 | 9.94 | 186.5 | 184.9 | 182 | 179.1 | 176.5 | 173.9 | 171.7 | 169.3 | 166.9 | 163.7 | 161.9 | 12.48 | 1.19 | 11.92 | 9.64 | 9.535% | 173.57 | 12.317 | 0.45387 | 12.2237 | 1.0076 | 12.5753 | 1993.28 | 1994.38
2012-03-04 03:40 | 15.4 | 15.07 | 14.37 | 13.64 | 12.97 | 12.27 | 11.7 | 11.17 | 10.59 | 9.79 | 187.7 | 186.1 | 183.3 | 180.4 | 177.3 | 174.2 | 171.5 | 169.5 | 167.7 | 164.6 | 162.5 | 12.71 | 1.06 | 12.12 | 9.52 | 8.34% | 173.795 | 12.3905 | 0.43958 | 12.1867 | 1.0167 | 12.9226 | 1995.81 | 1998.12
2012-03-04 03:50 | 15.39 | 15.09 | 14.4 | 13.72 | 13.18 | 12.7 | 12.11 | 11.46 | 10.96 | 10.21 | 187.6 | 186.2 | 183.1 | 180.2 | 177.6 | 174.5 | 171.8 | 169.3 | 167.8 | 164.1 | 163.7 | 13.22 | 0.98 | 12.57 | 9.86 | 7.413% | 174.095 | 12.6324 | 0.4396 | 12.6137 | 1.0015 | 13.2396 | 1999.22 | 1999.24
2012-03-04 04:00 | 15.36 | 15.13 | 14.68 | 14.05 | 13.47 | 13 | 12.42 | 11.76 | 11.25 | 10.38 | 187.2 | 186 | 183.7 | 180.8 | 178 | 175.3 | 173 | 170.4 | 168.5 | 166.5 | 164 | 13.28 | 1.15 | 12.65 | 9.91 | 8.66% | 174.955 | 12.9166 | 0.42177 | 12.9153 | 1.0001 | 13.2814 | 1999.28 | 1999.28
2012-03-04 04:10 | 15.49 | 15.26 | 14.78 | 14.27 | 13.71 | 13.16 | 12.62 | 12.02 | 11.49 | 10.82 | 187.9 | 186.5 | 184.1 | 181.5 | 178.5 | 175.3 | 172.3 | 169.7 | 167.7 | 165.9 | 165.3 | 13.75 | 1.03 | 13.14 | 10.27 | 7.491% | 174.85 | 13.1058 | 0.38719 | 13.0812 | 1.0019 | 13.7758 | 1999.75 | 1999.78
2012-03-04 04:20 | 15.4 | 15.2 | 14.72 | 14.2 | 13.63 | 12.97 | 12.29 | 11.67 | 11.04 | 10.48 | 188.2 | 187 | 184.4 | 181.6 | 179.1 | 176.7 | 173.9 | 170.6 | 167.9 | 164.8 | 165.6 | 13.83 | 1.04 | 13.24 | 10.01 | 7.52% | 176.28 | 12.9209 | 0.49766 | 12.8703 | 1.0039 | 13.8843 | 1999.83 | 1999.88
2012-03-04 04:30 | 14.83 | 14.66 | 14.3 | 13.89 | 13.48 | 13 | 12.42 | 11.69 | 11.09 | 10.22 | 186.6 | 185.4 | 183 | 180.5 | 178 | 176 | 173.8 | 171.6 | 169.4 | 166.5 | 166.2 | 13.46 | 0.9 | 12.9 | 9.57 | 6.686% | 175.67 | 12.8065 | 0.42177 | 12.9153 | 0.99158 | 13.3467 | 1999.46 | 1999.35
2012-03-04 04:40 | 14.58 | 14.42 | 14.05 | 13.64 | 13.21 | 12.58 | 11.98 | 11.32 | 10.79 | 10.06 | 185.7 | 184.7 | 182.5 | 180 | 177.6 | 175 | 172.7 | 170.3 | 168.5 | 166.7 | 165.2 | 12.86 | 1.15 | 12.3 | 9.42 | 8.942% | 174.655 | 12.489 | 0.4516 | 12.4922 | 0.99975 | 12.8567 | 1997.46 | 1997.46
2012-03-04 04:50 | 14.36 | 14.1 | 13.53 | 12.98 | 12.6 | 12.22 | 11.69 | 11.13 | 10.56 | 9.85 | 182.3 | 181.3 | 179.2 | 177.1 | 175 | 172.6 | 170.1 | 167.9 | 166.1 | 163.7 | 162.4 | 12.19 | 1.49 | 11.73 | 9.29 | 12.22% | 172.225 | 12.0876 | 0.40975 | 12.1426 | 0.99547 | 12.1348 | 1990.09 | 1989.43
2012-03-04 05:00 | 13.92 | 13.84 | 13.52 | 13.11 | 12.67 | 12.21 | 11.71 | 11.15 | 10.58 | 9.85 | 185.2 | 184.3 | 182.8 | 180.9 | 178.9 | 176.4 | 173.8 | 171.6 | 169.8 | 166.7 | 165.7 | 12.47 | 1.55 | 12.03 | 9.43 | 12.43% | 176.01 | 12.1056 | 0.38639 | 12.1371 | 0.99741 | 12.4377 | 1993.17 | 1992.84
2012-03-04 05:10 | 13.58 | 13.4 | 13 | 12.54 | 12.18 | 11.72 | 11.14 | 10.56 | 9.96 | 9.43 | 182.5 | 181.8 | 180.9 | 179.6 | 178 | 176.8 | 174.6 | 172.1 | 168.7 | 164.4 | 165.4 | 12.44 | 1.33 | 11.89 | 9.05 | 10.69% | 176.47 | 11.5899 | 0.46902 | 11.6351 | 0.99612 | 12.3917 | 1992.84 | 1992.29
2012-03-04 05:20 | 13.91 | 13.82 | 13.51 | 13.2 | 12.81 | 12.48 | 12.09 | 11.57 | 10.87 | 9.97 | 185.3 | 184.4 | 182.6 | 180.9 | 179.3 | 177.3 | 175.4 | 173.5 | 171.4 | 167.2 | 167.1 | 12.84 | 1.62 | 12.33 | 9.44 | 12.62% | 177.015 | 12.3164 | 0.29339 | 12.4234 | 0.99139 | 12.7295 | 1997.24 | 1996.03
2012-03-04 05:30 | 14 | 13.9 | 13.65 | 13.34 | 12.97 | 12.55 | 11.99 | 11.52 | 10.94 | 9.94 | 186.4 | 185.6 | 183.8 | 181.9 | 180.3 | 178.8 | 176.6 | 174.7 | 172.4 | 169.1 | 170.4 | 12.86 | 1.19 | 12.26 | 9.27 | 9.253% | 178.47 | 12.3806 | 0.42183 | 12.4682 | 0.99298 | 12.7697 | 1997.46 | 1996.47
2012-03-04 05:40 | 13.44 | 13.38 | 13.22 | 12.99 | 12.59 | 12.07 | 11.45 | 10.82 | 10.29 | 9.41 | 187.1 | 186 | 183.9 | 181.7 | 179.6 | 177.8 | 175.9 | 174.2 | 171.9 | 168.3 | 167.8 | 12.28 | 1.45 | 11.57 | 8.65 | 11.81% | 177.515 | 11.8877 | 0.48731 | 11.9792 | 0.99236 | 12.1862 | 1991.08 | 1990.09
2012-03-04 05:50 | 13.44 | 13.33 | 13.13 | 12.82 | 12.57 | 12.04 | 11.39 | 10.66 | 9.93 | 9.02 | 186.6 | 185.4 | 183.4 | 181.3 | 179.4 | 177.3 | 174.7 | 173.1 | 171.7 | 168.8 | 168.4 | 12.06 | 1.42 | 11.52 | 8.54 | 11.77% | 176.91 | 11.7698 | 0.51286 | 11.9446 | 0.98536 | 11.8834 | 1988.66 | 1977.92
2012-03-04 06:00 | 13 | 12.8 | 12.42 | 11.97 | 11.49 | 10.97 | 10.38 | 9.85 | 9.31 | 8.61 | 185.9 | 185.1 | 183.6 | 181.7 | 179.7 | 176.9 | 173.9 | 171.2 | 169.4 | 167 | 166.1 | 11.33 | 1.16 | 10.62 | 8.13 | 10.24% | 176.45 | 10.9079 | 0.51087 | 10.8835 | 1.0023 | 11.3555 | 1931.72 | 1934.24
2012-03-04 06:10 | 12.63 | 12.41 | 11.95 | 11.4 | 10.92 | 10.43 | 9.78 | 9.3 | 8.83 | 8.09 | 185.4 | 184.5 | 182.8 | 180.7 | 178.4 | 176.3 | 174.1 | 171.7 | 169.7 | 166.9 | 166 | 10.55 | 1.71 | 9.97 | 7.53 | 16.21% | 175.97 | 10.3915 | 0.59463 | 10.3343 | 1.0055 | 10.6084 | 1783.85 | 1799.87
2012-03-04 06:20 | 12.17 | 11.95 | 11.47 | 10.97 | 10.41 | 9.77 | 9.25 | 8.61 | 8.1 | 7.32 | 184.8 | 183.7 | 181.5 | 179.6 | 177.7 | 175.9 | 174 | 172.2 | 169.9 | 167.1 | 165.1 | 9.62 | 1.37 | 9.1 | 6.54 | 14.24% | 175.615 | 9.8488 | 0.50542 | 9.6937 | 1.016 | 9.7738 | 1492.22 | 1549.37
2012-03-04 06:30 | 12.21 | 11.88 | 11.32 | 10.81 | 10.29 | 9.77 | 9.22 | 8.67 | 8.04 | 7.31 | 185.1 | 183.8 | 181.3 | 179.1 | 176.8 | 173.5 | 170.2 | 167.8 | 165.7 | 162.8 | 163.8 | 9.95 | 1.43 | 9.45 | 6.73 | 14.37% | 173.005 | 9.7504 | 0.53544 | 9.6892 | 1.0063 | 10.0128 | 1617.95 | 1639.67
2012-03-04 06:40 | 13.09 | 12.89 | 12.49 | 11.89 | 11.27 | 10.69 | 10.11 | 9.47 | 8.76 | 7.85 | 186.2 | 185.1 | 183 | 181 | 179.5 | 177.8 | 175.9 | 174.2 | 172 | 169.1 | 167 | 11.28 | 1.33 | 10.67 | 7.3 | 11.79% | 177.515 | 10.7141 | 0.5155 | 10.6049 | 1.0103 | 11.3962 | 1927.52 | 1937.6
2012-03-04 06:50 | 13.42 | 13.29 | 13.05 | 12.7 | 12.22 | 11.73 | 11.25 | 10.67 | 9.9 | 8.67 | 187.5 | 186.7 | 184.9 | 182.7 | 180.8 | 178.9 | 177.1 | 175.9 | 175.3 | 173.4 | 169.6 | 12.04 | 1.44 | 11.37 | 7.78 | 11.96% | 178.63 | 11.6195 | 0.3861 | 11.66 | 0.99653 | 11.9982 | 1988.44 | 1988
2012-03-04 07:00 | 13.72 | 13.56 | 13.18 | 12.75 | 12.26 | 11.78 | 11.23 | 10.64 | 10.08 | 8.84 | 186.3 | 185 | 182.6 | 180.8 | 179.1 | 177.4 | 175.9 | 174.1 | 171.9 | 169.2 | 167.6 | 12.25 | 1.4 | 11.73 | 7.9 | 11.43% | 177.175 | 11.6894 | 0.44185 | 11.6996 | 0.99913 | 12.2394 | 1990.75 | 1990.64
2012-03-04 07:10 | 14.47 | 14.25 | 13.71 | 13.08 | 12.53 | 11.9 | 11.22 | 10.59 | 10 | 8.92 | 186.8 | 185.6 | 183.2 | 180.9 | 178.8 | 176.9 | 175.1 | 173.1 | 170.5 | 167.3 | 166.9 | 12.16 | 1.43 | 11.54 | 8.28 | 11.76% | 176.63 | 11.8857 | 0.54374 | 11.8001 | 1.0073 | 12.2482 | 1989.76 | 1990.75
2012-03-04 07:20 | 14.68 | 14.52 | 14.08 | 13.47 | 12.81 | 12.07 | 11.31 | 10.61 | 9.86 | 8.8 | 188.6 | 187.2 | 184.3 | 181.7 | 179.8 | 178 | 176.3 | 175.1 | 173.2 | 169.9 | 167.6 | 12.4 | 1.28 | 11.78 | 7.95 | 10.32% | 177.745 | 12.079 | 0.60099 | 11.9581 | 1.0101 | 12.5255 | 1992.4 | 1993.83
2012-03-04 07:30 | 14.58 | 14.33 | 14 | 13.63 | 12.99 | 12.12 | 11.35 | 10.7 | 9.92 | 8.88 | 188.7 | 187.3 | 185.2 | 182.9 | 181.3 | 179.6 | 177.6 | 176.1 | 175.5 | 173.2 | 169.9 | 12.55 | 1.37 | 11.89 | 8.41 | 10.92% | 179.3 | 12.1446 | 0.60657 | 12.0066 | 1.0115 | 12.6943 | 1994.05 | 1995.59
2012-03-04 07:40 | 15.16 | 14.96 | 14.35 | 13.78 | 13.11 | 12.26 | 11.39 | 10.52 | 9.79 | 8.65 | 190.6 | 189.1 | 186.6 | 184.1 | 181.4 | 179.6 | 177.9 | 176.8 | 175.6 | 173.9 | 169.9 | 12.49 | 1.42 | 11.72 | 8.14 | 11.37% | 179.345 | 12.2529 | 0.68019 | 12.1314 | 1.01 | 12.6151 | 1993.39 | 1994.82
2012-03-04 07:50 | 13.73 | 13.55 | 13.3 | 12.93 | 12.44 | 11.84 | 11.16 | 10.62 | 10.12 | 9.05 | 188.2 | 187.2 | 185.5 | 183.6 | 181.9 | 180.1 | 178.4 | 176.7 | 175.6 | 172.7 | 170.7 | 12.24 | 1.4 | 11.69 | 8.13 | 11.44% | 179.845 | 11.767 | 0.54658 | 11.7401 | 1.0023 | 12.2681 | 1990.64 | 1990.97
2012-03-04 08:00 | 13.7 | 13.51 | 13.02 | 12.45 | 11.94 | 11.38 | 10.89 | 10.39 | 9.69 | 8.89 | 189.6 | 188.5 | 187.1 | 185.3 | 183.6 | 182.2 | 180.7 | 179.4 | 177.1 | 173 | 170.9 | 11.87 | 1.54 | 11.31 | 8.35 | 12.97% | 181.975 | 11.4167 | 0.40672 | 11.3085 | 1.0096 | 11.9836 | 1977.08 | 1986.32
2012-03-04 08:10 | 13.91 | 13.77 | 13.42 | 12.97 | 12.46 | 11.82 | 11.25 | 10.53 | 9.79 | 8.9 | 190 | 188.5 | 185.6 | 183.1 | 181.4 | 179.8 | 178.6 | 177.2 | 174.9 | 172.1 | 171.3 | 11.85 | 1.74 | 11.15 | 7.83 | 14.68% | 179.62 | 11.7658 | 0.45673 | 11.7366 | 1.0025 | 11.8795 | 1975.4 | 1977.92
2012-03-04 08:20 | 13.17 | 12.89 | 12.46 | 12.2 | 11.93 | 11.47 | 10.91 | 10.26 | 9.52 | 8.65 | 190.7 | 189.9 | 188.2 | 186.4 | 185.1 | 183.8 | 182.3 | 180.1 | 178.3 | 176.7 | 173.2 | 11.71 | 1.46 | 10.9 | 7.77 | 12.47% | 183.575 | 11.25 | 0.46256 | 11.388 | 0.98787 | 11.568 | 1963.64 | 1951.88
2012-03-04 08:30 | 13.2 | 12.99 | 12.42 | 11.61 | 10.82 | 10.13 | 9.58 | 9.16 | 8.75 | 8.06 | 183.8 | 182.5 | 180.6 | 179.1 | 178.1 | 177.8 | 177.1 | 175.2 | 173.8 | 171.7 | 166.7 | 10.74 | 1.77 | 10.02 | 7.34 | 16.48% | 177.695 | 10.4548 | 0.51587 | 10.0493 | 1.0404 | 11.1734 | 1834.58 | 1918.28
2012-03-04 08:40 | 14.34 | 13.99 | 13.38 | 12.83 | 12.28 | 11.69 | 11.11 | 10.61 | 10.17 | 9.41 | 187.9 | 186.6 | 184.1 | 182.3 | 180.5 | 178.7 | 176.7 | 174.9 | 173.9 | 173.2 | 168.8 | 12 | 1.26 | 11.42 | 8.93 | 10.5% | 178.4 | 11.7521 | 0.47026 | 11.6051 | 1.0127 | 12.152 | 1988 | 1989.65
2012-03-04 08:50 | 13.93 | 13.67 | 13.05 | 12.38 | 11.71 | 11.15 | 10.62 | 10.06 | 9.62 | 8.81 | 185 | 183.5 | 180.8 | 178.8 | 177.5 | 176 | 174.7 | 173.2 | 171.8 | 170.1 | 166.4 | 11.85 | 1.32 | 11.26 | 8.3 | 11.14% | 175.805 | 11.2797 | 0.45004 | 11.0725 | 1.0187 | 12.0718 | 1975.4 | 1988.77
2012-03-04 09:00 | 13.07 | 12.83 | 12.29 | 11.72 | 11.17 | 10.57 | 10.03 | 9.51 | 9.06 | 8.39 | 185.5 | 184.4 | 182.4 | 180.6 | 179.4 | 178.5 | 177.1 | 175.2 | 174.1 | 172.6 | 168.2 | 11.03 | 1.48 | 10.42 | 8.01 | 13.42% | 178.29 | 10.6752 | 0.48459 | 10.4909 | 1.0176 | 11.2238 | 1906.52 | 1922.48
2012-03-04 09:10 | 13.6 | 13.39 | 12.94 | 12.52 | 12.1 | 11.65 | 11.15 | 10.47 | 10 | 9.12 | 186.9 | 185.8 | 184 | 182.3 | 180.1 | 177.5 | 175.7 | 174.5 | 174 | 172.3 | 168.4 | 11.91 | 1.48 | 11.32 | 8.49 | 12.43% | 177.23 | 11.5394 | 0.40537 | 11.577 | 0.99675 | 11.8713 | 1980.44 | 1977.08
2012-03-04 09:20 | 13 | 12.7 | 12.12 | 11.56 | 11.1 | 10.69 | 10.28 | 9.66 | 9.16 | 8.52 | 183.1 | 182.1 | 180.7 | 179.2 | 177.5 | 175.8 | 174.3 | 173.3 | 172.4 | 170.9 | 163.6 | 10.92 | 1.78 | 10.55 | 8.35 | 16.3% | 175.575 | 10.6843 | 0.3614 | 10.6303 | 1.0051 | 10.9756 | 1882.64 | 1898.66
2012-03-04 09:30 | 12.94 | 12.74 | 12.38 | 11.92 | 11.47 | 10.95 | 10.43 | 9.9 | 9.3 | 8.57 | 181.4 | 180.7 | 179.8 | 179 | 178.1 | 176.6 | 174.8 | 173.4 | 172 | 170.8 | 164.5 | 11.1 | 1.6 | 10.57 | 8.42 | 14.41% | 176.33 | 10.9293 | 0.4496 | 10.8739 | 1.0051 | 11.1566 | 1912.4 | 1917.44
2012-03-04 09:40 | 13.17 | 12.93 | 12.53 | 12.09 | 11.71 | 11.34 | 10.87 | 10.26 | 9.66 | 9.37 | 183.7 | 183.2 | 182.2 | 180.6 | 179.1 | 176.8 | 174.8 | 173.9 | 172.8 | 170.8 | 166.4 | 11.4 | 1.66 | 10.94 | 9.15 | 14.56% | 176.5 | 11.2213 | 0.39117 | 11.2714 | 0.99556 | 11.3493 | 1937.6 | 1933.4
2012-03-04 09:50 | 12.62 | 12.31 | 11.7 | 11.14 | 10.63 | 10.13 | 9.66 | 9.32 | 8.99 | 8.36 | 181.8 | 180.7 | 178.5 | 176.9 | 175.1 | 173.3 | 172.3 | 171.1 | 170.7 | 168.6 | 163.5 | 10.17 | 1.84 | 9.75 | 7.78 | 18.09% | 173.15 | 10.2594 | 0.43902 | 10.0613 | 1.0197 | 10.3702 | 1682.39 | 1735.79
2012-03-04 10:00 | 12.59 | 12.41 | 11.95 | 11.36 | 10.84 | 10.29 | 9.67 | 9.14 | 8.73 | 8.31 | 181.4 | 181 | 180.2 | 178.7 | 177 | 175.5 | 174 | 171.9 | 170.7 | 168.7 | 163 | 10.14 | 1.79 | 9.79 | 8.14 | 17.65% | 175.275 | 10.341 | 0.57427 | 10.1988 | 1.0139 | 10.2814 | 1674.38 | 1711.76
2012-03-04 10:10 | 11.26 | 11 | 10.55 | 10.3 | 10.12 | 9.74 | 9.31 | 8.96 | 8.64 | 8.11 | 178.8 | 178.2 | 177.7 | 176.7 | 174.8 | 173.5 | 173 | 172.5 | 170.8 | 168.7 | 162.2 | 9.28 | 1.78 | 9.05 | 7.76 | 19.18% | 173.425 | 9.663 | 0.41725 | 9.6772 | 0.99853 | 9.2664 | 1362.68 | 1358.87
2012-03-04 10:20 | 10.17 | 9.88 | 9.37 | 8.85 | 8.59 | 8.36 | 8.09 | 7.77 | 7.59 | 7.24 | 174.9 | 174.4 | 174 | 174.1 | 173.2 | 171.1 | 169.9 | 169.6 | 168 | 165.9 | 160.4 | 7.58 | 1.7 | 7.51 | 7.01 | 22.43% | 170.92 | 8.399 | 0.30338 | 8.3208 | 1.0094 | 7.6513 | 762.58 | 783.65
2012-03-04 10:30 | 11 | 10.65 | 9.97 | 9.37 | 8.9 | 8.49 | 8.24 | 7.96 | 7.76 | 7.48 | 172.3 | 171.9 | 170.5 | 169 | 168.3 | 167.9 | 167 | 165.8 | 164.9 | 163.5 | 157.2 | 7.81 | 1.36 | 7.66 | 7.14 | 17.41% | 167.765 | 8.7314 | 0.2762 | 8.4537 | 1.0328 | 8.0665 | 831.81 | 914.69
2012-03-04 10:40 | 9.87 | 9.44 | 8.88 | 8.57 | 8.3 | 7.99 | 7.67 | 7.52 | 7.62 | 7.74 | 167.1 | 166.6 | 165.5 | 164.2 | 163.4 | 162.8 | 160.8 | 159.7 | 159.2 | 159 | 155 | 7.11 | 1.21 | 7.21 | 7.17 | 17.02% | 162.5 | 8.1251 | 0.37772 | 7.9433 | 1.0229 | 7.2727 | 621.11 | 669.27
2012-03-04 10:50 | 9.28 | 9.01 | 8.64 | 8.42 | 8.33 | 8.24 | 8.17 | 8.07 | 7.98 | 7.75 | 168.5 | 167.7 | 166.4 | 165.2 | 163.7 | 162.5 | 162.4 | 162.2 | 162.1 | 162.3 | 156.5 | 7.7 | 1.22 | 7.76 | 7.46 | 15.84% | 162.485 | 8.2636 | 0.078839 | 8.2299 | 1.0041 | 7.7315 | 798.7 | 807.73
2012-03-04 11:00 | 8.31 | 8.07 | 7.71 | 7.56 | 7.45 | 7.22 | 7.04 | 7.09 | 7.02 | 6.77 | 167.9 | 166.7 | 163.8 | 162 | 161.7 | 162.6 | 163.1 | 161.8 | 160.5 | 161 | 155.1 | 6.7 | 1.21 | 6.74 | 6.03 | 18.06% | 162.675 | 7.303 | 0.23331 | 7.1939 | 1.0152 | 6.8016 | 520.2 | 542.8
2012-03-04 11:10 | 7.93 | 7.73 | 7.37 | 7.05 | 6.87 | 6.73 | 6.52 | 6.34 | 6.31 | 6.3 | 170.9 | 170 | 168.1 | 166 | 165.4 | 164.8 | 165.2 | 165.1 | 164.9 | 163.5 | 155.1 | 6.38 | 1.2 | 6.22 | 6.16 | 18.81% | 164.86 | 6.7647 | 0.29295 | 6.6995 | 1.0097 | 6.442 | 447.88 | 461.44
2012-03-04 11:20 | 7.96 | 7.73 | 7.31 | 6.84 | 6.57 | 6.29 | 6.2 | 6.14 | 6 | 6.07 | 167.2 | 167.2 | 166.7 | 165.5 | 164.5 | 163.9 | 163.1 | 162.3 | 160.4 | 156.8 | 156.2 | 6.25 | 1.08 | 6.15 | 5.96 | 17.28% | 163.78 | 6.5164 | 0.13318 | 6.277 | 1.0381 | 6.4884 | 418.5 | 472.74
2012-03-04 11:30 | 6.89 | 6.75 | 6.55 | 6.25 | 5.98 | 5.76 | 5.63 | 5.5 | 5.39 | 5.2 | 165.8 | 165.4 | 164.8 | 165.1 | 165.9 | 166.3 | 165.1 | 163.4 | 162.5 | 161.1 | 155.6 | 5.43 | 1.11 | 5.46 | 5.21 | 20.44% | 166.12 | 5.8765 | 0.21095 | 5.7412 | 1.0236 | 5.558 | 269.66 | 290.72
2012-03-04 11:40 | 7.35 | 7.14 | 6.82 | 6.55 | 6.27 | 6.16 | 6.11 | 5.98 | 5.83 | 5.75 | 164 | 163.5 | 161.8 | 159.8 | 159.7 | 159.7 | 159.8 | 158.9 | 158.7 | 156.3 | 153.1 | 6.32 | 1.3 | 6.3 | 5.41 | 20.57% | 159.715 | 6.2607 | 0.075314 | 6.1528 | 1.0175 | 6.4309 | 434.32 | 459.18
2012-03-04 11:50 | 7.33 | 7.16 | 6.83 | 6.41 | 6.19 | 6.11 | 5.96 | 5.75 | 5.53 | 5.18 | 164.2 | 163.5 | 162.7 | 161.8 | 161 | 160.1 | 159.5 | 159.6 | 160.4 | 161.1 | 155.5 | 5.97 | 1.07 | 5.75 | 5.04 | 17.92% | 160.01 | 6.1235 | 0.2297 | 6.0883 | 1.0058 | 6.0045 | 357.14 | 362
2012-03-04 12:00 | 7.49 | 7.37 | 7.18 | 6.98 | 6.65 | 6.31 | 6.11 | 6.02 | 5.97 | 5.75 | 172.8 | 172.6 | 172.3 | 172.4 | 172.5 | 171.8 | 171.3 | 170.4 | 169.2 | 166.5 | 158.2 | 5.92 | 1.22 | 5.86 | 5.52 | 20.61% | 171.725 | 6.4727 | 0.29764 | 6.2809 | 1.0305 | 6.1008 | 349.04 | 384.6
2012-03-04 12:10 | 7.22 | 7.11 | 6.86 | 6.62 | 6.39 | 6.21 | 6.05 | 5.9 | 5.79 | 5.7 | 175.1 | 175.2 | 174.2 | 173.7 | 174 | 173.8 | 172.7 | 171.3 | 169.1 | 167 | 158.8 | 5.89 | 1.12 | 5.8 | 5.52 | 19.02% | 173.635 | 6.2706 | 0.24121 | 6.1868 | 1.0135 | 5.9698 | 344.18 | 357.14
2012-03-04 12:20 | 7.05 | 6.93 | 6.72 | 6.55 | 6.35 | 6.31 | 6.22 | 6.15 | 6 | 5.7 | 162.3 | 162.6 | 163 | 164.3 | 164.4 | 163.9 | 163.9 | 163.7 | 164.3 | 163.5 | 156.3 | 6.2 | 1.1 | 6 | 5.38 | 17.74% | 163.9 | 6.3227 | 0.13275 | 6.297 | 1.0041 | 6.2253 | 407.2 | 413.98
2012-03-04 12:30 | 6.45 | 6.41 | 6.19 | 5.93 | 5.77 | 5.63 | 5.59 | 5.48 | 5.27 | 5.22 | 172.2 | 172.3 | 170.9 | 168 | 165.9 | 165.1 | 164.7 | 163 | 162.2 | 162 | 159.3 | 5.33 | 0.88 | 5.33 | 5.07 | 16.51% | 165.04 | 5.6945 | 0.06589 | 5.6243 | 1.0125 | 5.3965 | 253.46 | 264.8
2012-03-04 12:40 | 6.89 | 6.72 | 6.56 | 6.35 | 6.16 | 5.99 | 5.84 | 5.71 | 5.53 | 5.27 | 166.8 | 166.9 | 167.5 | 166.1 | 164.6 | 163.6 | 163.8 | 163.6 | 162.2 | 161.4 | 156.3 | 5.58 | 1.2 | 5.5 | 5.18 | 21.51% | 163.63 | 6.0158 | 0.23436 | 5.9683 | 1.008 | 5.6244 | 293.96 | 300.44
2012-03-04 12:50 | 6.86 | 6.76 | 6.73 | 6.64 | 6.51 | 6.32 | 6.13 | 5.96 | 5.87 | 5.84 | 169.1 | 169.1 | 169.7 | 171 | 172.2 | 173.5 | 174.5 | 175.6 | 175.2 | 175 | 159.8 | 5.85 | 1.42 | 5.8 | 5.85 | 24.27% | 173.65 | 6.3023 | 0.28208 | 6.2924 | 1.0016 | 5.8592 | 337.7 | 339.32
2012-03-04 13:00 | 7.15 | 7.08 | 6.89 | 6.64 | 6.52 | 6.46 | 6.4 | 6.21 | 5.96 | 5.64 | 184.5 | 184.8 | 184.8 | 183.4 | 181.9 | 181.4 | 182.2 | 182.1 | 180.6 | 178.6 | 172.6 | 6.49 | 1.28 | 6.02 | 5.29 | 19.72% | 181.52 | 6.4294 | 0.086231 | 6.4514 | 0.9966 | 6.4679 | 472.74 | 468.22
2012-03-04 13:10 | 7.25 | 7.15 | 7 | 6.89 | 6.77 | 6.58 | 6.41 | 6.32 | 6.36 | 6.19 | 180.2 | 180.3 | 180 | 179.2 | 179.7 | 180.3 | 180.8 | 180.7 | 180.6 | 179.9 | 166.4 | 6.7 | 1.26 | 6.54 | 6.23 | 18.81% | 180.375 | 6.6188 | 0.24189 | 6.5554 | 1.0097 | 6.7648 | 520.2 | 533.76
2012-03-04 13:20 | 7.1 | 6.98 | 6.79 | 6.65 | 6.56 | 6.4 | 6.21 | 6.01 | 5.85 | 5.57 | 176.8 | 177.7 | 178.4 | 178.7 | 178.7 | 178.6 | 178.5 | 178.6 | 178.8 | 176.3 | 162.8 | 5.8 | 1.2 | 5.72 | 5.63 | 20.69% | 178.585 | 6.3491 | 0.2785 | 6.3724 | 0.99633 | 5.7787 | 329.6 | 326.36
2012-03-04 13:30 | 6.36 | 6.29 | 6.04 | 5.73 | 5.62 | 5.55 | 5.48 | 5.47 | 5.48 | 5.44 | 174.4 | 174.7 | 175.1 | 176.1 | 176.6 | 176.2 | 176.7 | 175.4 | 172.5 | 168.9 | 166.5 | 5.26 | 1.11 | 5.11 | 5.13 | 21.1% | 176.275 | 5.6367 | 0.11729 | 5.5399 | 1.0175 | 5.3519 | 242.12 | 256.7
2012-03-04 13:40 | 5.97 | 5.9 | 5.71 | 5.61 | 5.69 | 5.69 | 5.64 | 5.62 | 5.66 | 5.54 | 172.7 | 173.1 | 173.2 | 172.8 | 172.4 | 172.7 | 172.7 | 172.3 | 171.5 | 169.2 | 166.7 | 5.15 | 1.03 | 5.1 | 5.48 | 20% | 172.7 | 5.6645 | 0.081563 | 5.6828 | 0.99679 | 5.1334 | 224.3 | 221.06
2012-03-04 13:50 | 5.76 | 5.7 | 5.58 | 5.44 | 5.34 | 5.23 | 5.2 | 5.13 | 5.04 | 4.79 | 184.6 | 185.3 | 185.4 | 186 | 186.5 | 185.5 | 184.2 | 183.3 | 181.4 | 180.1 | 170.8 | 5.17 | 1.03 | 4.89 | 4.26 | 19.92% | 185.305 | 5.2693 | 0.05316 | 5.2257 | 1.0083 | 5.2131 | 227.54 | 234.02
2012-03-04 14:00 | 6.96 | 6.95 | 6.81 | 6.59 | 6.47 | 6.45 | 6.35 | 6.16 | 5.95 | 5.75 | 177.1 | 177.3 | 177.7 | 177.9 | 178.6 | 180.3 | 181.7 | 181.6 | 180.7 | 178 | 164.3 | 6.02 | 1.07 | 5.87 | 5.83 | 17.77% | 180.51 | 6.3878 | 0.14439 | 6.4356 | 0.99257 | 5.9753 | 366.52 | 358.76
2012-03-04 14:10 | 7.55 | 7.42 | 7.18 | 7 | 6.85 | 6.71 | 6.59 | 6.48 | 6.39 | 6.31 | 173.5 | 173.6 | 172.9 | 173.4 | 175 | 176.7 | 177.2 | 177 | 176.1 | 173.6 | 162.2 | 6.21 | 1.36 | 6.13 | 6.41 | 21.9% | 176.775 | 6.7453 | 0.16676 | 6.6927 | 1.0079 | 6.2588 | 409.46 | 420.76
2012-03-04 14:20 | 7.12 | 6.97 | 6.57 | 6.22 | 6.09 | 5.98 | 5.91 | 5.86 | 5.77 | 5.76 | 171.5 | 171.6 | 171.7 | 172 | 173.3 | 175 | 175 | 173.7 | 172.1 | 170.8 | 160.8 | 5.57 | 1.02 | 5.57 | 5.7 | 18.31% | 175 | 6.0776 | 0.10881 | 5.9699 | 1.018 | 5.6705 | 292.34 | 308.54
2012-03-04 14:30 | 7.78 | 7.65 | 7.43 | 7.23 | 7.04 | 6.96 | 6.96 | 7.1 | 7.05 | 6.77 | 175.9 | 176 | 176.1 | 176.2 | 176.2 | 176.9 | 178 | 177.9 | 176.6 | 173.6 | 166.1 | 6.94 | 1.34 | 6.79 | 6.64 | 19.31% | 177.065 | 7.1088 | 0 | 6.96 | 1.0214 | 7.0883 | 574.44 | 615.09
2012-03-04 14:40 | 6.76 | 6.62 | 6.46 | 6.25 | 6.07 | 5.87 | 5.66 | 5.5 | 5.49 | 5.45 | 170.2 | 170.8 | 172.4 | 172.7 | 172.6 | 172.7 | 172.9 | 173.2 | 172.3 | 171.1 | 160.3 | 5.5 | 1.11 | 5.28 | 5.21 | 20.18% | 172.73 | 5.9138 | 0.33666 | 5.8394 | 1.0127 | 5.5701 | 281 | 292.34
2012-03-04 14:50 | 6.37 | 6.32 | 6.22 | 6.03 | 5.91 | 5.81 | 5.69 | 5.55 | 5.44 | 5.24 | 174.3 | 173.8 | 173.8 | 174 | 173.7 | 174 | 173.6 | 173.4 | 171.9 | 168.8 | 162.7 | 5.41 | 0.98 | 5.3 | 5.11 | 18.11% | 173.94 | 5.8008 | 0.19286 | 5.7927 | 1.0014 | 5.4176 | 266.42 | 268.04
2012-03-04 15:00 | 5.92 | 5.73 | 5.52 | 5.42 | 5.35 | 5.19 | 5.15 | 5.13 | 5.03 | 4.9 | 185.4 | 185.4 | 185.4 | 185.4 | 184.4 | 182.9 | 181.6 | 180.4 | 178.7 | 175.5 | 167.7 | 5.12 | 0.96 | 5.06 | 4.6 | 18.75% | 182.705 | 5.2515 | 0.071497 | 5.1843 | 1.013 | 5.1864 | 219.44 | 230.78
2012-03-04 15:10 | 6.97 | 6.85 | 6.64 | 6.49 | 6.32 | 6.14 | 5.99 | 5.86 | 5.64 | 5.47 | 178.5 | 177.9 | 178.1 | 179.3 | 180.5 | 180.9 | 180.2 | 180 | 179.9 | 179.5 | 165.1 | 5.9 | 1.33 | 5.68 | 5.44 | 22.54% | 180.795 | 6.1552 | 0.22856 | 6.1183 | 1.006 | 5.9356 | 345.8 | 352.28
2012-03-04 15:20 | 6.68 | 6.64 | 6.61 | 6.63 | 6.56 | 6.38 | 6.33 | 6.32 | 6.23 | 6.04 | 187.8 | 186.9 | 186 | 185.3 | 184.8 | 185 | 184.6 | 184.8 | 185 | 183.7 | 178.4 | 6.66 | 0.91 | 6.12 | 5.66 | 13.66% | 184.94 | 6.4231 | 0.072707 | 6.3728 | 1.0079 | 6.7125 | 511.16 | 522.46
2012-03-04 15:30 | 7.96 | 7.88 | 7.63 | 7.26 | 7 | 6.8 | 6.64 | 6.47 | 6.33 | 6.15 | 192.7 | 192.7 | 192 | 191.7 | 191.7 | 191.7 | 191.7 | 191 | 190 | 188.5 | 184 | 7.21 | 1.21 | 6.15 | 5.5 | 16.78% | 191.7 | 6.8907 | 0.22003 | 6.7768 | 1.0168 | 7.3311 | 651.21 | 687.33
2012-03-04 15:40 | 8.25 | 8.05 | 7.72 | 7.55 | 7.46 | 7.24 | 7.08 | 6.84 | 6.65 | 6.37 | 190.4 | 190.3 | 189.9 | 188.5 | 187.8 | 187.7 | 187.7 | 188.1 | 187.9 | 188 | 182 | 7.7 | 1.21 | 6.85 | 5.9 | 15.71% | 187.7 | 7.2226 | 0.20651 | 7.2169 | 1.0008 | 7.7061 | 798.7 | 801.71
2012-03-04 15:50 | 8.95 | 8.79 | 8.57 | 8.32 | 8.08 | 7.84 | 7.63 | 7.5 | 7.21 | 6.7 | 187.1 | 187.1 | 186.1 | 185.7 | 185.7 | 185.1 | 184.5 | 184.4 | 183.6 | 182.9 | 176 | 8.19 | 1.09 | 7.68 | 6.1 | 13.31% | 185.01 | 7.8694 | 0.2509 | 7.8096 | 1.0077 | 8.2528 | 958.73 | 980.75
2012-03-04 16:00 | 8.11 | 8.01 | 7.83 | 7.7 | 7.59 | 7.45 | 7.26 | 7.02 | 6.79 | 6.29 | 188.4 | 188.2 | 188 | 187.9 | 187.6 | 187.1 | 186 | 185.1 | 184.3 | 184.2 | 177.9 | 7.8 | 0.64 | 7.15 | 5.67 | 8.205% | 186.935 | 7.3587 | 0.23873 | 7.4225 | 0.99141 | 7.733 | 828.8 | 807.73
2012-03-04 16:10 | 7.55 | 7.47 | 7.27 | 7.02 | 6.9 | 6.7 | 6.54 | 6.48 | 6.41 | 6.1 | 182.5 | 182.7 | 183 | 182.7 | 181.7 | 180.9 | 180.6 | 180.4 | 180 | 178.5 | 168.9 | 6.98 | 1.32 | 6.69 | 5.91 | 18.91% | 180.855 | 6.7568 | 0.22336 | 6.6768 | 1.012 | 7.0636 | 583.48 | 606.06
2012-03-04 16:20 | 8.97 | 8.86 | 8.68 | 8.48 | 8.32 | 8.15 | 7.91 | 7.63 | 7.36 | 6.78 | 186 | 185.9 | 185.4 | 184.6 | 184.6 | 183.9 | 184 | 184.1 | 183.2 | 180.4 | 173 | 8.34 | 0.87 | 8 | 6.19 | 10.43% | 183.915 | 8.0586 | 0.27621 | 8.1152 | 0.99303 | 8.2818 | 1013.78 | 991.76
2012-03-04 16:30 | 8.8 | 8.66 | 8.37 | 8.09 | 7.88 | 7.68 | 7.55 | 7.37 | 7.13 | 6.65 | 184.9 | 184.8 | 185.5 | 186 | 185.8 | 184.9 | 183.6 | 182.7 | 181.4 | 177.9 | 169.7 | 8.31 | 0.87 | 8.02 | 6.39 | 10.47% | 184.705 | 7.7157 | 0.15776 | 7.6612 | 1.0071 | 8.3691 | 1002.77 | 1024.79
2012-03-04 16:40 | 8.51 | 8.35 | 8.14 | 7.96 | 7.75 | 7.48 | 7.25 | 7.01 | 6.73 | 6.33 | 184.5 | 184.3 | 184.1 | 183.4 | 182.7 | 181.8 | 180.9 | 179.2 | 176.6 | 172.5 | 166.5 | 7.67 | 1.42 | 7.24 | 6.34 | 18.51% | 181.665 | 7.464 | 0.28861 | 7.4466 | 1.0023 | 7.6879 | 789.67 | 795.69
2012-03-04 16:50 | 10.23 | 10.19 | 10.02 | 9.66 | 9.21 | 8.71 | 8.4 | 8.16 | 7.95 | 7.55 | 184.6 | 184.4 | 183.9 | 183.7 | 183.2 | 182.4 | 181.1 | 179.9 | 179.3 | 177 | 169.7 | 9.77 | 0.61 | 9.34 | 7.08 | 6.244% | 182.205 | 8.8882 | 0.33489 | 8.6649 | 1.0258 | 10.0217 | 1549.37 | 1642.34
2012-03-04 17:00 | 9.8 | 9.72 | 9.47 | 9.24 | 9.04 | 8.73 | 8.36 | 7.96 | 7.58 | 7.05 | 183.9 | 183.5 | 183.5 | 182.3 | 180.9 | 179.8 | 179.1 | 178.3 | 176.9 | 173.3 | 166.9 | 9.08 | 1.52 | 8.66 | 6.87 | 16.74% | 179.695 | 8.6216 | 0.4002 | 8.676 | 0.99373 | 9.0231 | 1286.48 | 1263.62
2012-03-04 17:10 | 10.97 | 10.91 | 10.7 | 10.38 | 9.97 | 9.49 | 9 | 8.69 | 8.36 | 7.67 | 184.5 | 184.3 | 184 | 183 | 182.6 | 181.9 | 180.1 | 178.1 | 176.7 | 173.3 | 168.1 | 10.24 | 1 | 9.73 | 7.49 | 9.766% | 181.63 | 9.517 | 0.4899 | 9.4182 | 1.0105 | 10.3475 | 1701.08 | 1730.45
2012-03-04 17:20 | 10.4 | 10.18 | 9.79 | 9.45 | 8.99 | 8.49 | 8.04 | 7.74 | 7.57 | 7.15 | 184.3 | 183.9 | 182.9 | 181.9 | 180.9 | 179.5 | 177.5 | 175.6 | 174 | 172.1 | 165.8 | 8.88 | 1.33 | 8.23 | 7.09 | 14.98% | 179.2 | 8.6133 | 0.50326 | 8.424 | 1.0225 | 9.0795 | 1211.96 | 1286.48
2012-03-04 17:30 | 9.24 | 9.05 | 8.65 | 8.3 | 8 | 7.58 | 7.09 | 6.73 | 6.56 | 6.24 | 181.6 | 181.3 | 180.8 | 179.6 | 178.2 | 176.4 | 174.6 | 172.7 | 170.7 | 168.1 | 162.3 | 6.83 | 1.25 | 6.4 | 6.15 | 18.3% | 176.13 | 7.5946 | 0.61756 | 7.5078 | 1.0116 | 6.909 | 549.58 | 567.66
2012-03-04 17:40 | 9.67 | 9.48 | 9.16 | 8.74 | 8.2 | 7.71 | 7.25 | 6.79 | 6.54 | 6.33 | 180.9 | 180.9 | 181.1 | 180.1 | 178.8 | 177.4 | 175.7 | 174.1 | 171.7 | 168.6 | 164.5 | 7.57 | 1.53 | 7.16 | 6.38 | 20.21% | 177.145 | 7.8351 | 0.56848 | 7.6423 | 1.0252 | 7.761 | 759.57 | 816.76
2012-03-04 17:50 | 9.39 | 9.11 | 8.73 | 8.38 | 8.09 | 7.73 | 7.26 | 6.91 | 6.83 | 6.52 | 182 | 181.9 | 180.9 | 179.8 | 178.5 | 176.2 | 174.4 | 172 | 169.6 | 166.4 | 162.8 | 7.27 | 1.3 | 6.88 | 6.25 | 17.88% | 175.93 | 7.7257 | 0.57968 | 7.6608 | 1.0085 | 7.3316 | 669.27 | 687.33
2012-03-04 18:00 | 9.84 | 9.54 | 9.1 | 8.83 | 8.43 | 8 | 7.63 | 7.46 | 7.4 | 7.27 | 181.4 | 180.7 | 179.3 | 177.7 | 177.1 | 175.7 | 173.2 | 171 | 168.6 | 164.9 | 162.3 | 7.08 | 1.05 | 6.7 | 7.16 | 14.83% | 175.325 | 8.1452 | 0.43759 | 7.9459 | 1.0251 | 7.2576 | 612.08 | 666.26
2012-03-04 18:10 | 9.6 | 9.37 | 8.99 | 8.6 | 8.22 | 7.77 | 7.5 | 7.34 | 7.2 | 7.22 | 177.9 | 178 | 177 | 174.5 | 172.1 | 170.1 | 168.2 | 165.8 | 164.2 | 160.7 | 160.5 | 6.41 | 1.06 | 6.27 | 7.14 | 16.54% | 169.815 | 7.9639 | 0.32683 | 7.7307 | 1.0302 | 6.6034 | 454.66 | 497.6
2012-03-04 18:20 | 10.03 | 9.86 | 9.39 | 8.89 | 8.54 | 8.23 | 7.9 | 7.6 | 7.48 | 7.22 | 179.8 | 180 | 180 | 178.9 | 176.3 | 173.9 | 171.7 | 169.9 | 168.3 | 164.2 | 160.5 | 6.97 | 1.06 | 6.66 | 7.04 | 15.21% | 173.57 | 8.3062 | 0.37817 | 8.1819 | 1.0152 | 7.0759 | 581.22 | 612.08
2012-03-04 18:30 | 9.75 | 9.48 | 9.01 | 8.71 | 8.36 | 7.92 | 7.49 | 7.28 | 7.24 | 7.01 | 176 | 175.9 | 176 | 174.9 | 173 | 170.8 | 169 | 167.5 | 165.7 | 162 | 159.7 | 7.03 | 1.26 | 6.98 | 7.13 | 17.92% | 170.53 | 8.0284 | 0.51585 | 7.8569 | 1.0218 | 7.1835 | 597.03 | 642.18
2012-03-04 18:40 | 9.88 | 9.62 | 9.06 | 8.47 | 7.97 | 7.53 | 7.25 | 7.09 | 7.04 | 7.01 | 172.8 | 172 | 170.7 | 170.1 | 168.5 | 166.6 | 165 | 162.8 | 160.3 | 158 | 157.1 | 6.72 | 1.16 | 6.95 | 6.94 | 17.26% | 166.36 | 7.8329 | 0.35017 | 7.4892 | 1.0459 | 7.0283 | 524.72 | 597.03
2012-03-04 18:50 | 10.19 | 10 | 9.56 | 9.12 | 8.66 | 8.22 | 7.86 | 7.62 | 7.51 | 7.37 | 178.7 | 178.3 | 177.7 | 176.9 | 174.9 | 172.5 | 169.5 | 166.4 | 164.3 | 160.4 | 161.2 | 7.33 | 1.19 | 7.22 | 7.29 | 16.23% | 172.05 | 8.386 | 0.41384 | 8.1674 | 1.0268 | 7.5261 | 687.33 | 747.53
2012-03-04 19:00 | 10.21 | 9.93 | 9.54 | 9.24 | 8.96 | 8.47 | 7.92 | 7.49 | 7.16 | 7 | 180.7 | 180.1 | 178.7 | 177.1 | 175.5 | 173.7 | 171.6 | 169.1 | 167 | 163.9 | 162.9 | 7.6 | 1.13 | 7.14 | 6.84 | 14.87% | 173.385 | 8.4312 | 0.62043 | 8.3889 | 1.005 | 7.6383 | 768.6 | 780.64
2012-03-04 19:10 | 10.49 | 10.25 | 9.71 | 8.95 | 8.36 | 7.81 | 7.42 | 7.14 | 6.99 | 6.8 | 179.1 | 178.7 | 177.9 | 176 | 174.1 | 171.5 | 168.6 | 166.4 | 165 | 161.2 | 159.9 | 7.23 | 1.21 | 7.05 | 6.46 | 16.74% | 171.065 | 8.1278 | 0.47338 | 7.7529 | 1.0484 | 7.5796 | 657.23 | 762.58
2012-03-04 19:20 | 10.13 | 9.83 | 9.16 | 8.52 | 8.04 | 7.63 | 7.31 | 7.05 | 6.89 | 6.78 | 180 | 180 | 179 | 177 | 173.7 | 170.8 | 168.8 | 165.4 | 162.8 | 160.6 | 161.5 | 7.27 | 1.11 | 6.93 | 6.6 | 15.27% | 170.5 | 7.8428 | 0.39593 | 7.5833 | 1.0342 | 7.5188 | 669.27 | 744.52
2012-03-04 19:30 | 10.23 | 10.02 | 9.65 | 9.31 | 9 | 8.63 | 8.17 | 7.79 | 7.56 | 7.3 | 177.8 | 176.8 | 175.9 | 174.5 | 173.3 | 172 | 169.6 | 167.1 | 165.1 | 162.3 | 161.1 | 7.96 | 1.46 | 7.73 | 7.08 | 18.34% | 171.64 | 8.6052 | 0.50618 | 8.5625 | 1.005 | 7.9997 | 876.96 | 889
2012-03-04 19:40 | 9.86 | 9.53 | 8.98 | 8.58 | 8.18 | 7.59 | 7.01 | 6.57 | 6.24 | 6.08 | 181.8 | 181 | 178.6 | 175.6 | 173.2 | 170.4 | 166.6 | 163.6 | 162 | 159.3 | 162.6 | 6.74 | 1.09 | 6.46 | 5.99 | 16.17% | 169.83 | 7.6498 | 0.7346 | 7.504 | 1.0194 | 6.8709 | 529.24 | 558.62
2012-03-04 19:50 | 9.74 | 9.53 | 9.23 | 8.87 | 8.38 | 7.76 | 7.33 | 6.96 | 6.8 | 6.59 | 183.1 | 182.1 | 179.8 | 177.2 | 174.3 | 171.2 | 168.2 | 165.3 | 164.3 | 162.5 | 160.9 | 7.13 | 1.15 | 6.81 | 6.51 | 16.13% | 170.75 | 7.9244 | 0.5268 | 7.6969 | 1.0296 | 7.3408 | 627.13 | 690.34
2012-03-04 20:00 | 9.45 | 9.28 | 8.79 | 8.26 | 7.87 | 7.51 | 7.25 | 7.1 | 6.86 | 6.55 | 179.6 | 179 | 177.1 | 174.8 | 172.6 | 170.1 | 167.1 | 163.5 | 161.2 | 159.7 | 160 | 7.01 | 1.07 | 6.87 | 6.1 | 15.26% | 169.65 | 7.6684 | 0.3256 | 7.4722 | 1.0263 | 7.1941 | 591.01 | 645.19
2012-03-04 20:10 | 8.8 | 8.64 | 8.22 | 7.72 | 7.25 | 6.88 | 6.77 | 6.67 | 6.49 | 6.11 | 179.6 | 177.9 | 174.3 | 170.4 | 167.8 | 166 | 164.3 | 162.2 | 160 | 154.9 | 157.6 | 6.54 | 0.95 | 6.53 | 5.8 | 14.53% | 165.745 | 7.1428 | 0.14894 | 6.8641 | 1.0406 | 6.8056 | 484.04 | 545.06
2012-03-04 20:20 | 8.69 | 8.5 | 8.12 | 7.65 | 7.28 | 6.85 | 6.45 | 6.34 | 6.33 | 6.18 | 177.3 | 176.6 | 174.8 | 172.7 | 170.5 | 167.7 | 164.6 | 161.2 | 158.8 | 154.8 | 158.8 | 6.09 | 1.15 | 6.05 | 5.92 | 18.88% | 167.235 | 7.0197 | 0.55602 | 6.7912 | 1.0336 | 6.2949 | 382.34 | 427.54
2012-03-04 20:30 | 8.79 | 8.57 | 8.24 | 7.62 | 7.22 | 7.12 | 7.03 | 7.05 | 7.08 | 7.02 | 172.2 | 171.6 | 169.6 | 167 | 164.8 | 162.1 | 159.8 | 157.1 | 154.6 | 151.7 | 156.2 | 6.41 | 1.04 | 6.57 | 6.78 | 16.22% | 161.755 | 7.3365 | 0.11755 | 7.107 | 1.0323 | 6.617 | 454.66 | 502.12
2012-03-04 20:40 | 8.99 | 8.68 | 8.23 | 7.84 | 7.35 | 7.04 | 6.94 | 7 | 6.98 | 7.02 | 171.1 | 170.1 | 167.6 | 165.5 | 164 | 161.4 | 158.4 | 155.7 | 153.5 | 149.4 | 155 | 6.33 | 1.09 | 6.55 | 6.57 | 17.22% | 160.95 | 7.3518 | 0.13221 | 7.0256 | 1.0464 | 6.6239 | 436.58 | 502.12
2012-03-04 20:50 | 8.48 | 8.27 | 7.83 | 7.55 | 7.39 | 7.18 | 7.14 | 7.24 | 7.36 | 7.09 | 165.7 | 164.5 | 163 | 162.4 | 160.3 | 157.2 | 154.3 | 151.2 | 148.8 | 146 | 150.3 | 6.84 | 1.06 | 7.03 | 6.59 | 15.5% | 156.765 | 7.3678 | 0.051626 | 7.1743 | 1.027 | 7.0245 | 551.84 | 594.02
2012-03-04 21:00 | 9.19 | 8.96 | 8.47 | 8.05 | 7.69 | 7.4 | 7.31 | 7.28 | 7.33 | 7.35 | 167.7 | 167.3 | 166.3 | 164.8 | 163.3 | 161.5 | 159.3 | 157.4 | 154.4 | 149 | 154.1 | 7 | 1.12 | 7.06 | 6.98 | 16% | 161.17 | 7.6665 | 0.11308 | 7.387 | 1.0378 | 7.2648 | 588 | 666.26
2012-03-04 21:10 | 8.85 | 8.61 | 8.14 | 7.78 | 7.35 | 7.02 | 6.78 | 6.69 | 6.7 | 6.59 | 172.2 | 171.5 | 171.1 | 169.8 | 168.4 | 165.3 | 162.5 | 159.4 | 156.9 | 152.9 | 157.2 | 6.19 | 0.95 | 6.23 | 6.27 | 15.35% | 164.88 | 7.2225 | 0.32146 | 6.9851 | 1.034 | 6.4004 | 404.94 | 452.4
2012-03-04 21:20 | 8.2 | 7.92 | 7.42 | 7.15 | 6.98 | 6.87 | 6.8 | 6.87 | 6.98 | 6.84 | 170.5 | 169 | 166.3 | 163.6 | 161.8 | 159.4 | 156.7 | 154.6 | 152.2 | 148 | 153 | 6.54 | 0.94 | 6.6 | 6.29 | 14.37% | 158.995 | 7.0051 | 0.094641 | 6.8599 | 1.0212 | 6.6784 | 484.04 | 515.68
2012-03-04 21:30 | 8.1 | 7.81 | 7.43 | 7.26 | 7.23 | 7.25 | 7.34 | 7.38 | 7.44 | 7.23 | 165.3 | 163.9 | 161 | 158.7 | 156.6 | 154.4 | 152 | 148.9 | 146.7 | 145 | 147.7 | 7.3 | 1.16 | 7.51 | 6.64 | 15.89% | 154.04 | 7.316 | -0.11401 | 7.2628 | 1.0073 | 7.3534 | 678.3 | 693.35
2012-03-04 21:40 | 8.62 | 8.4 | 8.04 | 7.86 | 7.67 | 7.65 | 7.91 | 8.15 | 8.2 | 7.9 | 165 | 163.5 | 161.2 | 160.1 | 158.9 | 157.2 | 155.8 | 152.8 | 149.6 | 146.6 | 150.4 | 7.7 | 1.22 | 7.8 | 7.28 | 15.84% | 156.99 | 7.9191 | -0.30885 | 7.6867 | 1.0302 | 7.9327 | 798.7 | 867.93
2012-03-04 21:50 | 8.77 | 8.63 | 8.34 | 7.98 | 7.8 | 7.57 | 7.49 | 7.6 | 7.68 | 7.7 | 172.1 | 171.1 | 169.9 | 168.6 | 166.8 | 165.2 | 163.5 | 162.4 | 160.6 | 155.5 | 155.2 | 7.14 | 1.11 | 7.15 | 7.45 | 15.55% | 164.945 | 7.788 | 0.098179 | 7.5585 | 1.0304 | 7.3568 | 630.14 | 696.36
2012-03-04 22:00 | 8.9 | 8.76 | 8.45 | 7.99 | 7.56 | 7.2 | 7.07 | 7.1 | 7.22 | 7.15 | 172.8 | 172.1 | 169.6 | 167.5 | 165.3 | 162.3 | 159.5 | 157.5 | 155.4 | 149.4 | 154.9 | 6.77 | 1.12 | 6.97 | 6.86 | 16.54% | 161.88 | 7.5109 | 0.16838 | 7.1812 | 1.0459 | 7.0808 | 536.02 | 612.08
2012-03-04 22:10 | 9.29 | 9.09 | 8.63 | 8.11 | 7.76 | 7.47 | 7.28 | 7.21 | 7.41 | 7.34 | 171.8 | 170.4 | 168.3 | 165.8 | 164 | 161.1 | 158.3 | 155.3 | 152.4 | 148.8 | 154.8 | 6.98 | 1.03 | 6.98 | 7.13 | 14.76% | 160.68 | 7.7005 | 0.23809 | 7.4425 | 1.0347 | 7.222 | 583.48 | 654.22
2012-03-04 22:20 | 9.42 | 9.27 | 8.85 | 8.34 | 7.78 | 7.33 | 7.01 | 6.89 | 6.92 | 7.1 | 178.8 | 177.6 | 175.4 | 173.9 | 172.3 | 168.5 | 164.9 | 161.5 | 158.5 | 153 | 158.6 | 6.53 | 0.99 | 6.42 | 6.92 | 15.16% | 167.96 | 7.6149 | 0.4125 | 7.2833 | 1.0455 | 6.8274 | 481.78 | 549.58
2012-03-04 22:30 | 9.84 | 9.58 | 9.01 | 8.22 | 7.75 | 7.32 | 7.03 | 6.98 | 7.03 | 6.9 | 180.1 | 179 | 177.1 | 175.4 | 173.3 | 170.1 | 167.1 | 163.7 | 160.5 | 156.1 | 160.8 | 6.91 | 1.18 | 6.67 | 6.65 | 17.08% | 169.65 | 7.656 | 0.37355 | 7.2777 | 1.052 | 7.2691 | 567.66 | 669.27
2012-03-04 22:40 | 10.2 | 10.05 | 9.96 | 9.52 | 9 | 8.45 | 8.09 | 7.81 | 7.6 | 7.27 | 184.2 | 183.6 | 182.7 | 181.6 | 179.5 | 177 | 174.4 | 171 | 168.1 | 164.6 | 164.4 | 8.56 | 1.22 | 7.83 | 7.05 | 14.25% | 176.61 | 8.6302 | 0.40233 | 8.3975 | 1.0277 | 8.7973 | 1094.52 | 1182.6
2012-03-04 22:50 | 9.64 | 9.46 | 9.07 | 8.63 | 8.26 | 7.82 | 7.34 | 7.02 | 6.96 | 6.96 | 181.3 | 180.1 | 178.8 | 177.3 | 174.7 | 171.5 | 167.7 | 164.6 | 162.5 | 160 | 161.1 | 7.25 | 1.04 | 6.9 | 6.86 | 14.34% | 170.93 | 7.8909 | 0.58538 | 7.7493 | 1.0183 | 7.3825 | 663.25 | 702.38
2012-03-04 23:00 | 9.34 | 9.11 | 8.72 | 8.12 | 7.57 | 7.14 | 7 | 6.85 | 6.85 | 6.81 | 178.5 | 177.8 | 176.8 | 175.1 | 171.9 | 168.1 | 164.7 | 161.4 | 158.6 | 155.5 | 159.7 | 6.72 | 1.1 | 6.58 | 6.4 | 16.37% | 167.59 | 7.4714 | 0.183 | 7.1198 | 1.0494 | 7.0519 | 524.72 | 603.05
2012-03-04 23:10 | 9.69 | 9.41 | 8.77 | 8.02 | 7.54 | 7.17 | 6.83 | 6.63 | 6.61 | 6.83 | 180.5 | 179.2 | 176.9 | 173.7 | 170.2 | 166.3 | 163.1 | 160.3 | 157.7 | 153.6 | 159.5 | 6.25 | 1.1 | 6.21 | 6.73 | 17.6% | 165.82 | 7.4042 | 0.44894 | 7.1203 | 1.0399 | 6.4992 | 418.5 | 475
2012-03-04 23:20 | 9.11 | 8.81 | 8.43 | 7.87 | 7.48 | 7.18 | 6.93 | 6.76 | 6.67 | 6.38 | 176.5 | 176.2 | 174.8 | 171.9 | 168.5 | 164.2 | 161.7 | 159.9 | 158.6 | 155.6 | 157.8 | 6.56 | 1.12 | 6.56 | 5.95 | 17.07% | 163.825 | 7.3168 | 0.3275 | 7.1436 | 1.0242 | 6.719 | 488.56 | 524.72
2012-03-04 23:30 | 9.06 | 8.72 | 8.08 | 7.41 | 6.84 | 6.58 | 6.47 | 6.48 | 6.71 | 6.92 | 175.2 | 174 | 172.1 | 169.3 | 165.7 | 162.2 | 159.7 | 157.2 | 154.5 | 150.6 | 156 | 5.92 | 0.97 | 5.96 | 6.71 | 16.39% | 161.825 | 6.9779 | 0.15579 | 6.5641 | 1.063 | 6.2932 | 349.04 | 427.54
2012-03-04 23:40 | 9.45 | 9.18 | 8.51 | 7.93 | 7.54 | 7.2 | 7.02 | 6.99 | 6.94 | 7.19 | 178.3 | 177.3 | 176 | 172.9 | 169.4 | 165.7 | 162.6 | 159.1 | 155.7 | 149.9 | 158.1 | 6.63 | 1.16 | 6.5 | 6.87 | 17.5% | 165.235 | 7.4554 | 0.23396 | 7.1739 | 1.0392 | 6.8901 | 504.38 | 563.14
2012-03-04 23:50 | 9.13 | 8.84 | 8.25 | 7.55 | 7.05 | 6.84 | 6.61 | 6.47 | 6.52 | 6.78 | 176.7 | 175.9 | 174 | 171.6 | 168.7 | 165.3 | 161.8 | 158 | 155.4 | 150.1 | 158.8 | 6.26 | 1.23 | 6.15 | 6.38 | 19.65% | 164.775 | 7.0724 | 0.31608 | 6.8066 | 1.0391 | 6.5045 | 420.76 | 475
2012-03-05 | 9.14 | 8.83 | 8.21 | 7.51 | 7 | 6.56 | 6.42 | 6.36 | 6.42 | 6.5 | 174.9 | 173.7 | 172.8 | 171.6 | 168 | 163.3 | 160.4 | 156.8 | 152.8 | 148.4 | 155.5 | 5.73 | 1.12 | 5.77 | 6.04 | 19.55% | 162.865 | 6.9533 | 0.19935 | 6.5398 | 1.0632 | 6.0923 | 318.26 | 382.34
2012-03-05 00:10 | 8.42 | 8.18 | 7.66 | 7.16 | 6.76 | 6.63 | 6.67 | 6.84 | 7.06 | 7.25 | 170.4 | 170 | 168.7 | 166.1 | 163.2 | 160.4 | 158.4 | 154.5 | 150.6 | 144.4 | 153.1 | 6.05 | 0.91 | 6.34 | 6.62 | 15.04% | 160.1 | 6.9798 | -0.055585 | 6.6357 | 1.0519 | 6.3637 | 373.3 | 443.36
2012-03-05 00:20 | 8.42 | 8.05 | 7.34 | 6.88 | 6.68 | 6.64 | 6.88 | 7.07 | 7.13 | 6.9 | 168.6 | 167.7 | 165.5 | 162.2 | 159.1 | 155.1 | 152.2 | 148.3 | 144.8 | 141 | 148.5 | 6.3 | 1.06 | 6.72 | 6.33 | 16.83% | 154.665 | 6.9268 | -0.32812 | 6.6739 | 1.0379 | 6.5388 | 429.8 | 484.04
2012-03-05 00:30 | 9.19 | 8.81 | 8.19 | 7.49 | 6.94 | 6.62 | 6.47 | 6.47 | 6.67 | 6.85 | 174.9 | 174.1 | 171.7 | 169.8 | 166.6 | 162 | 157.3 | 154 | 150.7 | 145.5 | 155.1 | 6.1 | 1.01 | 6.13 | 6.43 | 16.56% | 161.295 | 6.9944 | 0.2118 | 6.5983 | 1.06 | 6.4662 | 384.6 | 468.22
2012-03-05 00:40 | 9.33 | 9.04 | 8.39 | 7.82 | 7.39 | 6.97 | 6.6 | 6.42 | 6.48 | 6.83 | 180.8 | 180.5 | 178.9 | 175.8 | 171.9 | 168.9 | 165.5 | 161.7 | 158.2 | 151.7 | 161 | 6.45 | 1.04 | 6.12 | 6.62 | 16.12% | 168.39 | 7.1871 | 0.50405 | 6.9157 | 1.0392 | 6.7031 | 463.7 | 520.2
2012-03-05 00:50 | 8.84 | 8.56 | 7.96 | 7.42 | 6.9 | 6.57 | 6.39 | 6.47 | 6.76 | 6.97 | 175.5 | 174.5 | 172.6 | 170.4 | 167.3 | 163.6 | 159.9 | 156.7 | 153 | 147.2 | 156.3 | 5.78 | 0.8 | 5.88 | 6.62 | 13.84% | 163.045 | 6.9462 | 0.25671 | 6.5439 | 1.0615 | 6.1353 | 326.36 | 393.64
2012-03-05 01:00 | 8.87 | 8.55 | 8.05 | 7.48 | 6.9 | 6.59 | 6.58 | 6.75 | 7.1 | 7.27 | 176.9 | 176.5 | 173.8 | 170 | 165.5 | 161.5 | 158.2 | 154.4 | 151.1 | 145.3 | 153.8 | 5.94 | 0.88 | 6.11 | 6.65 | 14.81% | 161.005 | 7.053 | 0.014033 | 6.5886 | 1.0705 | 6.3587 | 352.28 | 443.36
2012-03-05 01:10 | 9.48 | 9.15 | 8.48 | 7.81 | 7.36 | 7.09 | 7.12 | 7.35 | 7.5 | 7.63 | 175.7 | 174.1 | 171.1 | 167.8 | 164.3 | 160.4 | 156.8 | 153.3 | 150.1 | 144 | 151 | 6.37 | 0.97 | 6.83 | 7.11 | 15.23% | 159.86 | 7.5245 | -0.039019 | 7.0943 | 1.0606 | 6.7563 | 445.62 | 533.76
2012-03-05 01:20 | 9.64 | 9.32 | 8.62 | 7.87 | 7.29 | 7.03 | 7.21 | 7.61 | 7.92 | 7.84 | 175.2 | 174.3 | 171.9 | 168.3 | 164.9 | 161.6 | 157.7 | 153.1 | 148.2 | 142.8 | 153 | 6.64 | 0.96 | 6.95 | 7.14 | 14.46% | 161.015 | 7.6383 | -0.23363 | 7.0555 | 1.0826 | 7.1885 | 506.64 | 645.19
2012-03-05 01:30 | 9.63 | 9.32 | 8.55 | 7.87 | 7.54 | 7.39 | 7.38 | 7.77 | 8.08 | 7.66 | 172.2 | 170.8 | 169 | 167.9 | 164.7 | 161.3 | 157 | 151 | 143.8 | 137.2 | 152.4 | 6.78 | 1.09 | 7.03 | 7.18 | 16.08% | 160.655 | 7.7389 | 0.012513 | 7.3886 | 1.0474 | 7.1014 | 538.28 | 618.1
2012-03-06 09:50 | 4.97 | 4.89 | 4.76 | 4.61 | 4.47 | 4.32 | 4.24 | 4.13 | 4.06 | 4.09 | 184.8 | 184.6 | 184.3 | 183.4 | 182.3 | 181.7 | 181 | 179.8 | 180.4 | 181.6 | 168.1 | 4.33 | 0.74 | 4.01 | 3.91 | 17.09% | 181.595 | 4.379 | 0.17273 | 4.3084 | 1.0164 | 4.4009 | 126.97 | 134.6
2012-03-06 10:00 | 4.25 | 4.08 | 3.82 | 3.66 | 3.57 | 3.43 | 3.28 | 3.16 | 3.16 | 3.25 | 186.5 | 186.3 | 186 | 185.2 | 185.1 | 184.4 | 182.5 | 179.2 | 175.8 | 174.7 | 165 | 3.49 | 0.77 | 3.28 | 3.11 | 22.06% | 184.115 | 3.4598 | 0.41323 | 3.4081 | 1.0152 | 3.543 | 44.59 | 49.14
2012-03-06 10:10 | 3.71 | 3.61 | 3.45 | 3.33 | 3.26 | 3.22 | 3.22 | 3.19 | 3.12 | 3.11 | 179.5 | 179.5 | 180.1 | 181.6 | 182.5 | 183.9 | 184.3 | 183.6 | 181.7 | 178.3 | 160.7 | 3.3 | 0.64 | 3.21 | 3.08 | 19.39% | 183.96 | 3.2597 | 0 | 3.22 | 1.0123 | 3.3407 | 27.3 | 30.94
2012-03-06 10:20 | 3.25 | 3.21 | 3.11 | 3.08 | 3.12 | 3.18 | 3.24 | 3.33 | 3.37 | 3.39 | 156.9 | 156.4 | 155.1 | 153.9 | 153.3 | 152.6 | 153.1 | 152.1 | 150.6 | 149.7 | 145.8 | 3.2 | 0.64 | 3.33 | 3.46 | 20% | 152.675 | 3.2195 | -0.17273 | 3.1885 | 1.0097 | 3.2311 | 18.2 | 20.93
2012-03-06 10:30 | 3.55 | 3.49 | 3.45 | 3.42 | 3.33 | 3.2 | 3.13 | 3.13 | 3.15 | 3.03 | 173.1 | 172.4 | 170.6 | 167.6 | 163.5 | 159.2 | 155.9 | 152.6 | 150.3 | 149.2 | 145.8 | 3.39 | 0.61 | 3.37 | 3.44 | 17.99% | 158.705 | 3.2262 | 0.20439 | 3.1899 | 1.0114 | 3.4287 | 35.49 | 39.13
2012-03-06 10:40 | 3.9 | 3.77 | 3.56 | 3.4 | 3.25 | 3.15 | 3.11 | 3.19 | 3.31 | 3.35 | 175 | 174.1 | 171.7 | 168.9 | 164.9 | 159.6 | 154.5 | 150.3 | 147.5 | 144.7 | 157.4 | 3.37 | 0.62 | 3.26 | 3.26 | 18.4% | 158.835 | 3.2584 | 0.1181 | 3.1442 | 1.0363 | 3.4924 | 33.67 | 44.59
2012-03-06 10:50 | 3.49 | 3.41 | 3.25 | 3.14 | 3.1 | 3.11 | 3.09 | 3.02 | 2.99 | 2.96 | 172.5 | 171.7 | 170.6 | 169.7 | 169 | 168.5 | 167.5 | 164.5 | 162.1 | 162.3 | 159.5 | 3.05 | 0.65 | 2.99 | 2.96 | 21.31% | 168.35 | 3.1017 | 0.059619 | 3.1071 | 0.99825 | 3.0447 | 4.55 | 3.64
2012-03-06 11:00 | 3.61 | 3.59 | 3.54 | 3.4 | 3.25 | 3.14 | 3.1 | 3.09 | 3.04 | 2.95 | 180.3 | 179.9 | 177.8 | 175.7 | 173.9 | 172.2 | 168.6 | 163.6 | 158.8 | 155.4 | 160.5 | 3.24 | 0.81 | 3.2 | 2.93 | 25% | 171.66 | 3.2005 | 0.11848 | 3.1342 | 1.0211 | 3.3085 | 21.84 | 28.21
2012-03-06 11:10 | 3.63 | 3.54 | 3.46 | 3.42 | 3.36 | 3.31 | 3.2 | 3.08 | 2.99 | 2.97 | 177.5 | 177 | 176.5 | 174.7 | 171.9 | 169.6 | 168.5 | 167 | 164.1 | 159.7 | 157.3 | 3.4 | 0.68 | 3.29 | 2.94 | 20% | 169.435 | 3.2508 | 0.31232 | 3.294 | 0.98687 | 3.3553 | 36.4 | 32.76
2012-03-06 11:20 | 4.26 | 4.18 | 4.04 | 3.89 | 3.76 | 3.66 | 3.6 | 3.5 | 3.51 | 3.57 | 169.8 | 168.7 | 167.2 | 165.9 | 165.2 | 165.7 | 166.4 | 166.2 | 164 | 163 | 157.9 | 3.59 | 0.63 | 3.56 | 3.46 | 17.55% | 165.805 | 3.7217 | 0.15275 | 3.6513 | 1.0193 | 3.6592 | 53.69 | 60.06
2012-03-06 11:30 | 4.25 | 4.18 | 4.04 | 3.9 | 3.8 | 3.73 | 3.61 | 3.51 | 3.41 | 3.41 | 179.2 | 179.1 | 178.7 | 177.8 | 176.8 | 175.3 | 173.7 | 169.8 | 165.8 | 165.5 | 161.4 | 3.49 | 0.73 | 3.38 | 3.31 | 20.92% | 175.06 | 3.712 | 0.30218 | 3.7126 | 0.99985 | 3.4895 | 44.59 | 44.59
2012-03-06 11:40 | 4.19 | 4.13 | 4.02 | 3.89 | 3.8 | 3.67 | 3.54 | 3.53 | 3.52 | 3.47 | 167.9 | 167.2 | 167.9 | 168.1 | 166.8 | 165.1 | 162.9 | 161.6 | 161.3 | 160.6 | 158.8 | 3.38 | 0.78 | 3.27 | 3.29 | 23.08% | 164.77 | 3.7124 | 0.33328 | 3.6511 | 1.0168 | 3.4368 | 34.58 | 40.04
2012-03-06 11:50 | 3.81 | 3.68 | 3.55 | 3.55 | 3.55 | 3.53 | 3.45 | 3.28 | 3.12 | 2.88 | 175.1 | 175.5 | 175.3 | 172.9 | 170.1 | 168.5 | 167.5 | 164.7 | 160.7 | 154.8 | 154.7 | 3.56 | 1.1 | 3.41 | 2.8 | 30.9% | 168.35 | 3.4123 | 0.21184 | 3.5184 | 0.96982 | 3.4526 | 50.96 | 40.95
2012-03-06 12:00 | 3.54 | 3.46 | 3.37 | 3.29 | 3.29 | 3.19 | 3.06 | 2.98 | 2.84 | 2.79 | 178.7 | 178 | 176.3 | 174.5 | 174.6 | 173.4 | 172.1 | 171.1 | 168.8 | 168.5 | 156.6 | 3.13 | 0.82 | 3.05 | 2.75 | 26.2% | 173.205 | 3.1443 | 0.38448 | 3.171 | 0.99158 | 3.1036 | 11.83 | 9.1
2012-03-06 12:10 | 3.48 | 3.46 | 3.36 | 3.21 | 3.13 | 3.09 | 3.07 | 3.05 | 3.13 | 3.07 | 167.6 | 166.5 | 163.7 | 162.5 | 161.9 | 161 | 160.2 | 159.3 | 157.3 | 152 | 156.3 | 3.01 | 0.62 | 2.97 | 2.91 | 20.6% | 160.88 | 3.151 | 0.060007 | 3.0871 | 1.0207 | 3.0723 | 0.91 | 6.37
2012-03-06 12:20 | 3.41 | 3.35 | 3.29 | 3.27 | 3.23 | 3.25 | 3.24 | 3.22 | 3.25 | 3.22 | 172.4 | 170.7 | 166.2 | 163.8 | 162.5 | 161.9 | 160.4 | 157.8 | 154.4 | 151.3 | 159.3 | 3.13 | 0.77 | 3.11 | 3.19 | 24.6% | 161.675 | 3.2414 | 0.028478 | 3.2486 | 0.99781 | 3.1231 | 11.83 | 10.92
2012-03-06 12:30 | 3.77 | 3.75 | 3.63 | 3.51 | 3.35 | 3.18 | 3.06 | 2.97 | 2.91 | 2.98 | 175.2 | 174 | 172 | 170.4 | 169.1 | 167.9 | 166.3 | 164.5 | 163.4 | 161.5 | 159 | 3.34 | 0.7 | 3.16 | 2.78 | 20.96% | 167.66 | 3.2432 | 0.35547 | 3.1625 | 1.0255 | 3.4252 | 30.94 | 39.13
2012-03-06 12:40 | 3.83 | 3.84 | 3.81 | 3.66 | 3.53 | 3.48 | 3.48 | 3.42 | 3.3 | 3.16 | 179.5 | 180 | 179.7 | 180 | 180.9 | 182.4 | 182.4 | 181.9 | 181 | 181.2 | 164.1 | 3.38 | 0.71 | 3.25 | 2.94 | 21.01% | 182.4 | 3.5187 | 0 | 3.48 | 1.0111 | 3.4176 | 34.58 | 38.22
2012-03-06 12:50 | 3.5 | 3.47 | 3.45 | 3.45 | 3.45 | 3.4 | 3.35 | 3.33 | 3.34 | 3.33 | 180.3 | 180.7 | 181.2 | 180.9 | 180.3 | 179.7 | 180.1 | 179.7 | 177.6 | 173.9 | 172.2 | 3.58 | 0.56 | 3.37 | 3.24 | 15.64% | 179.76 | 3.3933 | 0.13691 | 3.3928 | 1.0002 | 3.5806 | 52.78 | 52.78
2012-03-06 13:00 | 3.81 | 3.73 | 3.64 | 3.57 | 3.53 | 3.54 | 3.45 | 3.34 | 3.25 | 3.12 | 180.9 | 181 | 179.4 | 178.1 | 176.2 | 174.5 | 174.4 | 175.1 | 174.7 | 174.5 | 168 | 3.61 | 0.68 | 3.38 | 2.94 | 18.84% | 174.485 | 3.4661 | 0.23798 | 3.527 | 0.98274 | 3.5477 | 55.51 | 50.05
2012-03-06 13:10 | 4.86 | 4.9 | 4.91 | 4.93 | 4.95 | 5.03 | 4.99 | 4.93 | 4.86 | 4.78 | 186.1 | 185.9 | 186.2 | 186.1 | 186.9 | 187.8 | 187.8 | 187.9 | 187.2 | 184.2 | 174.5 | 5.2 | 0.72 | 5 | 4.48 | 13.85% | 187.8 | 4.9343 | 0.073781 | 5.0242 | 0.9821 | 5.1069 | 232.4 | 217.82
2012-03-06 13:20 | 4.61 | 4.53 | 4.38 | 4.29 | 4.16 | 4.07 | 4.11 | 4.2 | 4.16 | 4.19 | 181 | 181.1 | 181.6 | 180.6 | 181.5 | 182.8 | 183.7 | 184.7 | 184.6 | 183.1 | 165.8 | 4.02 | 0.85 | 3.99 | 4.16 | 21.14% | 182.935 | 4.2047 | -0.090377 | 4.0757 | 1.0317 | 4.1473 | 93.18 | 107.35
2012-03-06 13:30 | 4.92 | 4.83 | 4.71 | 4.68 | 4.61 | 4.5 | 4.4 | 4.31 | 4.22 | 4.17 | 176.1 | 176.2 | 177.1 | 177.2 | 178.2 | 179.6 | 180.7 | 179.8 | 178.2 | 177.1 | 162.9 | 4.29 | 0.86 | 4.13 | 4.15 | 20.05% | 179.765 | 4.4877 | 0.20767 | 4.4855 | 1.0005 | 4.2921 | 122.61 | 122.61
2012-03-06 13:40 | 4.28 | 4.19 | 4.07 | 3.95 | 3.89 | 3.85 | 3.89 | 3.85 | 3.78 | 3.7 | 172.5 | 172.7 | 174.2 | 175.3 | 175.1 | 175.4 | 175.7 | 175.5 | 176.8 | 178 | 166.8 | 3.94 | 0.65 | 3.85 | 3.55 | 16.5% | 175.445 | 3.8971 | -0.095515 | 3.8557 | 1.0107 | 3.9823 | 85.54 | 89.18
2012-03-06 13:50 | 4.31 | 4.25 | 4.29 | 4.25 | 4.22 | 4.22 | 4.2 | 4.17 | 4.09 | 4.06 | 187.9 | 187.5 | 188.3 | 189.1 | 188.5 | 187.9 | 186.7 | 186.6 | 186.6 | 185.9 | 173.1 | 4.37 | 0.54 | 4.12 | 3.79 | 12.36% | 187.72 | 4.1979 | 0.0439 | 4.2171 | 0.99544 | 4.3501 | 131.33 | 129.15
2012-03-06 14:00 | 3.82 | 3.84 | 3.82 | 3.75 | 3.74 | 3.79 | 3.84 | 3.92 | 4 | 4.04 | 187.2 | 186.2 | 184.4 | 182.9 | 182.4 | 181.6 | 178.9 | 177.6 | 177 | 177.4 | 161.7 | 3.9 | 1.16 | 3.78 | 3.49 | 29.74% | 181.195 | 3.8451 | -0.12112 | 3.7971 | 1.0126 | 3.9493 | 81.9 | 86.45
2012-03-06 14:10 | 3.03 | 3.02 | 3.04 | 3.02 | 2.96 | 2.89 | 2.87 | 2.86 | 2.84 | 2.8 | 160.6 | 161 | 161.1 | 160.8 | 159.8 | 157.8 | 157.8 | 158.3 | 156.2 | 154.3 | 151 | 3.19 | 0.45 | 3.17 | 2.84 | 14.11% | 157.8 | 2.9191 | 0.064174 | 2.8871 | 1.0111 | 3.2253 | 17.29 | 20.93
2012-03-06 14:20 | 4.13 | 4.04 | 3.91 | 3.86 | 3.67 | 3.53 | 3.43 | 3.28 | 3.22 | 3.18 | 176.1 | 176.2 | 176.6 | 176.5 | 176.5 | 175.9 | 174.9 | 172.5 | 169.6 | 167.5 | 164.4 | 3.6 | 0.84 | 3.48 | 3 | 23.33% | 175.75 | 3.5635 | 0.26556 | 3.5155 | 1.0137 | 3.6492 | 54.6 | 59.15
2012-03-06 14:40 | 4.38 | 4.31 | 4.15 | 4.05 | 3.94 | 3.88 | 3.81 | 3.82 | 3.77 | 3.56 | 162.5 | 161.7 | 159.1 | 155.9 | 154 | 151.5 | 148.5 | 146.9 | 145.9 | 143.8 | 146.5 | 3.8 | 0.84 | 3.82 | 3.43 | 22.11% | 151.05 | 3.8991 | 0.16824 | 3.8699 | 1.0076 | 3.8287 | 72.8 | 75.53
2012-03-06 14:50 | 4.29 | 4.13 | 3.88 | 3.72 | 3.6 | 3.37 | 3.24 | 3.16 | 3.06 | 3.11 | 154.9 | 155.2 | 155 | 153.9 | 152.3 | 150.4 | 148.1 | 146.2 | 144.4 | 141.9 | 146.6 | 3.19 | 0.48 | 3.15 | 2.86 | 15.05% | 150.055 | 3.4528 | 0.36353 | 3.3511 | 1.0304 | 3.2869 | 17.29 | 26.39
2012-03-06 15:00 | 4.21 | 4.15 | 3.95 | 3.89 | 3.75 | 3.59 | 3.46 | 3.31 | 3.18 | 3.09 | 159.4 | 159 | 157.5 | 156.8 | 158.5 | 160 | 160.1 | 160 | 157.9 | 153.5 | 153.1 | 3.54 | 0.69 | 3.39 | 2.98 | 19.49% | 160.015 | 3.6004 | 0.34084 | 3.5711 | 1.0082 | 3.5691 | 49.14 | 51.87
2012-03-06 15:10 | 4.13 | 4.02 | 3.75 | 3.46 | 3.21 | 3.08 | 2.98 | 2.88 | 2.8 | 2.69 | 167.3 | 167.2 | 166.2 | 167.4 | 168.5 | 168.3 | 168.3 | 166.3 | 164 | 161.8 | 159.8 | 2.94 | 0.73 | 2.75 | 2.42 | 24.83% | 168.3 | 3.1988 | 0.30501 | 3.0655 | 1.0435 | 3.0679 | 0 | 6.37
2012-03-06 15:20 | 4.46 | 4.26 | 3.96 | 3.62 | 3.44 | 3.26 | 3.13 | 3.04 | 3.03 | 3.11 | 165.6 | 166.4 | 166.9 | 166.7 | 166.7 | 166.6 | 167.4 | 167.7 | 166.9 | 166.9 | 158.7 | 3.13 | 0.55 | 3.05 | 2.73 | 17.57% | 166.72 | 3.4004 | 0.37605 | 3.241 | 1.0492 | 3.2839 | 11.83 | 25.48
2012-03-06 15:30 | 4.12 | 3.97 | 3.73 | 3.4 | 3.13 | 2.94 | 2.91 | 2.83 | 2.67 | 2.53 | 169.3 | 168.9 | 166.9 | 166.3 | 166.3 | 167.1 | 165.9 | 163.5 | 163.3 | 162.1 | 157.6 | 2.68 | 0.4 | 2.81 | 2.38 | 14.93% | 166.92 | 3.1229 | 0.09478 | 2.9357 | 1.0638 | 2.8509 | 0 | 0
2012-03-06 15:40 | 4.82 | 4.62 | 4.22 | 3.91 | 3.79 | 3.7 | 3.65 | 3.51 | 3.36 | 3.26 | 169 | 170 | 170.8 | 172.6 | 172 | 171.6 | 170 | 169 | 169.3 | 169.6 | 160.3 | 3.52 | 0.85 | 3.44 | 3.26 | 24.15% | 171.36 | 3.7626 | 0.12573 | 3.6928 | 1.0189 | 3.5866 | 47.32 | 53.69
2012-03-06 15:50 | 5.08 | 4.85 | 4.52 | 4.2 | 4.05 | 4.01 | 3.92 | 3.8 | 3.76 | 3.59 | 164.4 | 165.5 | 166.4 | 166.7 | 166.5 | 166.3 | 165.5 | 166.1 | 166.8 | 166.2 | 158 | 3.36 | 0.68 | 3.33 | 3.29 | 20.24% | 166.18 | 4.0583 | 0.20977 | 3.997 | 1.0153 | 3.4115 | 32.76 | 37.31
2012-03-06 16:00 | 4.9 | 4.63 | 4.44 | 4.19 | 4.04 | 3.92 | 3.86 | 3.88 | 3.84 | 3.73 | 163.4 | 163.6 | 162.6 | 161.6 | 161 | 161.4 | 161.6 | 163.5 | 164.3 | 161.6 | 155.8 | 3.64 | 0.81 | 3.66 | 3.53 | 22.25% | 161.43 | 4.0348 | 0.14254 | 3.9113 | 1.0316 | 3.7549 | 58.24 | 68.25
2012-03-06 16:10 | 5.36 | 5.1 | 4.68 | 4.47 | 4.42 | 4.37 | 4.39 | 4.36 | 4.37 | 4.28 | 164.7 | 164.9 | 164 | 162.9 | 162.7 | 163.4 | 164.4 | 166.2 | 167.9 | 168.1 | 158.5 | 4.07 | 0.84 | 4.18 | 4.2 | 20.64% | 163.55 | 4.456 | -0.042196 | 4.3729 | 1.019 | 4.1474 | 98.63 | 107.35
2012-03-06 16:20 | 6.28 | 6.03 | 5.47 | 4.98 | 4.77 | 4.63 | 4.67 | 4.75 | 4.84 | 4.66 | 171.4 | 170.9 | 170.6 | 170.8 | 169.9 | 169 | 168.5 | 169 | 168.7 | 166.5 | 161.6 | 4.22 | 0.78 | 4.17 | 4.27 | 18.48% | 168.925 | 4.9182 | -0.079493 | 4.6357 | 1.0609 | 4.4772 | 114.98 | 143.32
2012-03-06 16:30 | 6.88 | 6.61 | 6.22 | 5.78 | 5.44 | 5.12 | 4.91 | 4.82 | 4.74 | 4.51 | 176.5 | 176.2 | 175.7 | 174.2 | 172.5 | 171.4 | 169.9 | 168.8 | 168 | 166.2 | 161.1 | 4.59 | 0.95 | 4.45 | 4.35 | 20.7% | 171.175 | 5.3327 | 0.38702 | 5.0894 | 1.0478 | 4.8095 | 155.31 | 179.29
2012-03-06 16:40 | 7.47 | 7.33 | 6.93 | 6.59 | 6.28 | 5.88 | 5.65 | 5.41 | 5.38 | 5.25 | 173 | 172.7 | 173.3 | 173.2 | 172.7 | 171 | 168 | 166.5 | 166.5 | 166.4 | 163.5 | 5.02 | 0.93 | 4.97 | 4.96 | 18.53% | 170.55 | 6.0612 | 0.36873 | 5.8465 | 1.0367 | 5.2044 | 203.24 | 232.4
2012-03-06 16:50 | 8.06 | 7.7 | 7.17 | 6.9 | 6.76 | 6.62 | 6.59 | 6.6 | 6.58 | 6.59 | 166.4 | 166.5 | 165.9 | 165.2 | 163.7 | 163.5 | 163.2 | 162.4 | 161.5 | 161.4 | 159 | 5.52 | 1.11 | 5.71 | 6.27 | 20.11% | 163.455 | 6.7761 | 0.041973 | 6.6157 | 1.0242 | 5.6538 | 284.24 | 305.3
2012-03-06 17:00 | 7.61 | 7.46 | 6.98 | 6.58 | 6.38 | 6.36 | 6.32 | 6.32 | 6.34 | 6.4 | 166.6 | 166.1 | 165.4 | 165.3 | 163.5 | 162.5 | 161.3 | 161.4 | 162 | 160.4 | 157.2 | 5.71 | 0.94 | 5.81 | 6.09 | 16.46% | 162.32 | 6.5031 | 0.058303 | 6.3543 | 1.0234 | 5.8438 | 315.02 | 336.08
2012-03-06 17:10 | 7.93 | 7.76 | 7.32 | 6.86 | 6.58 | 6.32 | 6.19 | 6.17 | 6.11 | 5.96 | 170.1 | 169.4 | 169.2 | 169.5 | 169.2 | 167.9 | 166 | 165.1 | 163.9 | 161.1 | 160.3 | 5.62 | 1.01 | 5.55 | 6.11 | 17.97% | 167.615 | 6.538 | 0.19207 | 6.3012 | 1.0376 | 5.8312 | 300.44 | 334.46
2012-03-06 17:20 | 8.49 | 8.24 | 7.74 | 7.38 | 7.1 | 6.76 | 6.59 | 6.44 | 6.2 | 6.15 | 177.3 | 177.5 | 178.1 | 177.6 | 177 | 175.7 | 173.9 | 172 | 170.7 | 169.5 | 163.6 | 6.11 | 1.28 | 6.03 | 5.96 | 20.95% | 175.43 | 6.9226 | 0.23536 | 6.7354 | 1.0278 | 6.2799 | 386.86 | 425.28
2012-03-06 17:30 | 10.2 | 10.08 | 9.7 | 9.32 | 8.98 | 8.62 | 8.3 | 7.93 | 7.59 | 6.9 | 181.7 | 181.3 | 181.3 | 181.3 | 180.4 | 179.1 | 178 | 176.4 | 175.3 | 173.1 | 167.5 | 9.33 | 1.3 | 8.87 | 6.81 | 13.93% | 178.935 | 8.6458 | 0.34958 | 8.5734 | 1.0084 | 9.4087 | 1381.73 | 1412.21
2012-03-06 17:40 | 10.81 | 10.56 | 10.24 | 9.9 | 9.61 | 9.18 | 8.75 | 8.39 | 8.1 | 7.52 | 184.4 | 184.4 | 183 | 181.7 | 180.4 | 178.9 | 177.7 | 177.1 | 176.2 | 174.9 | 168 | 9.98 | 1.21 | 9.5 | 7.26 | 12.12% | 178.72 | 9.1745 | 0.44332 | 9.1171 | 1.0063 | 10.0428 | 1629.38 | 1647.68
2012-03-06 17:50 | 10.09 | 9.82 | 9.41 | 9.12 | 8.86 | 8.61 | 8.24 | 7.88 | 7.64 | 7.36 | 182.6 | 182.4 | 181.7 | 180.7 | 180 | 179 | 177.6 | 175.6 | 174.3 | 172.9 | 166.1 | 9.02 | 1.65 | 8.42 | 7.06 | 18.29% | 178.79 | 8.552 | 0.4059 | 8.556 | 0.99954 | 9.0158 | 1263.62 | 1263.62
2012-03-06 18:00 | 9.39 | 9.19 | 8.81 | 8.47 | 8.09 | 7.71 | 7.36 | 7.05 | 6.83 | 6.52 | 181.5 | 181.3 | 180 | 179 | 177.8 | 175.8 | 174.2 | 172.4 | 171 | 168.7 | 163.7 | 6.91 | 1.22 | 6.5 | 6.11 | 17.66% | 175.56 | 7.7844 | 0.42932 | 7.6589 | 1.0164 | 7.0233 | 567.66 | 594.02
2012-03-06 18:10 | 9.51 | 9.44 | 9.24 | 8.84 | 8.43 | 7.87 | 7.35 | 7.11 | 6.88 | 6.66 | 177.3 | 177.5 | 177 | 175.9 | 174.8 | 173 | 170.6 | 169.2 | 167.5 | 165.3 | 161.7 | 6.57 | 1.13 | 6.43 | 6.36 | 17.2% | 172.64 | 7.9991 | 0.63169 | 7.7933 | 1.0264 | 6.7435 | 490.82 | 529.24
2012-03-06 18:20 | 10.34 | 10.06 | 9.56 | 9.14 | 8.66 | 8.18 | 7.69 | 7.4 | 7.26 | 7.16 | 176.3 | 176.4 | 176.2 | 175.5 | 173.2 | 171.3 | 169.9 | 167.7 | 165.8 | 164.5 | 160.7 | 6.72 | 1.1 | 6.65 | 6.97 | 16.37% | 171.09 | 8.3259 | 0.57083 | 8.1079 | 1.0269 | 6.9007 | 524.72 | 565.4
2012-03-06 18:30 | 10.67 | 10.45 | 9.85 | 9.31 | 8.92 | 8.67 | 8.35 | 8.08 | 7.95 | 7.86 | 175.9 | 175.9 | 175.4 | 174 | 171.6 | 169.3 | 167.8 | 166.3 | 164.5 | 161.8 | 158.7 | 7.34 | 1.27 | 7.41 | 7.72 | 17.3% | 169.075 | 8.7637 | 0.34753 | 8.6234 | 1.0163 | 7.4594 | 690.34 | 726.46
2012-03-06 18:40 | 10.25 | 10.06 | 9.68 | 9.28 | 8.89 | 8.49 | 8.15 | 7.84 | 7.71 | 7.58 | 178 | 177.5 | 176 | 174 | 172.7 | 171.2 | 169.8 | 168.2 | 165.5 | 160.9 | 160.7 | 7.57 | 1.29 | 7.48 | 7.62 | 17.04% | 170.99 | 8.5998 | 0.37769 | 8.4404 | 1.0189 | 7.7129 | 759.57 | 801.71
2012-03-06 18:50 | 11.25 | 11.05 | 10.61 | 10.02 | 9.43 | 8.95 | 8.56 | 8.32 | 8.38 | 8.03 | 172.3 | 171.9 | 171.4 | 170.6 | 169.5 | 167.5 | 165.4 | 163.5 | 162.2 | 161 | 158.4 | 7.98 | 1.22 | 8.03 | 7.9 | 15.29% | 167.185 | 9.2254 | 0.41172 | 8.8931 | 1.0374 | 8.2782 | 882.98 | 991.76
2012-03-06 19:00 | 11.86 | 11.53 | 10.96 | 10.31 | 9.8 | 9.42 | 9.11 | 8.83 | 8.53 | 8.29 | 171.8 | 170.8 | 168.9 | 167 | 165.6 | 164.7 | 163.5 | 162.6 | 161.9 | 159.5 | 156.2 | 8.5 | 1.04 | 8.57 | 8.04 | 12.24% | 164.52 | 9.6123 | 0.30923 | 9.3749 | 1.0253 | 8.7152 | 1072.5 | 1153.24
2012-03-06 19:10 | 12.18 | 11.95 | 11.45 | 10.88 | 10.43 | 9.97 | 9.57 | 9.35 | 9.08 | 8.49 | 174 | 173.5 | 172.9 | 171.6 | 169.9 | 167.2 | 164.7 | 162.7 | 161 | 158.4 | 158.9 | 9.13 | 1.27 | 9.2 | 8.16 | 13.91% | 166.825 | 10.1084 | 0.37839 | 9.9117 | 1.0199 | 9.3112 | 1305.53 | 1374.11
2012-03-06 19:20 | 12.87 | 12.66 | 12.28 | 11.82 | 11.26 | 10.7 | 10.15 | 9.75 | 9.4 | 9.03 | 178.1 | 177.7 | 176.1 | 174.5 | 173.2 | 172.1 | 170.5 | 168.5 | 166.1 | 163.1 | 160.2 | 10 | 1.44 | 9.9 | 9.12 | 14.4% | 171.86 | 10.7974 | 0.48765 | 10.6194 | 1.0168 | 10.1676 | 1637 | 1682.39
2012-03-06 19:30 | 13.47 | 13.17 | 12.71 | 12.23 | 11.7 | 11.2 | 10.75 | 10.37 | 10.09 | 9.67 | 179.4 | 178.8 | 177.4 | 176.4 | 174.8 | 172.6 | 170.8 | 168.6 | 166.6 | 162.6 | 160.5 | 10.68 | 1.24 | 10.38 | 9.31 | 11.61% | 172.33 | 11.3029 | 0.37895 | 11.1344 | 1.0151 | 10.8416 | 1818.56 | 1861.28
2012-03-06 19:40 | 13.64 | 13.4 | 12.87 | 12.38 | 11.87 | 11.34 | 10.79 | 10.33 | 10 | 9.58 | 179.2 | 178.6 | 177.2 | 175.6 | 174.2 | 173.2 | 171.8 | 169.7 | 167.5 | 163.8 | 161.3 | 11.04 | 1.55 | 10.7 | 9.36 | 14.04% | 172.99 | 11.4013 | 0.45943 | 11.2595 | 1.0126 | 11.179 | 1907.36 | 1919.12
2012-03-06 19:50 | 13.44 | 13.16 | 12.55 | 12.02 | 11.65 | 11.3 | 10.84 | 10.4 | 10.08 | 9.59 | 178 | 177.8 | 176.5 | 175.3 | 174 | 172.2 | 169.9 | 168.2 | 166.1 | 162.6 | 160.5 | 10.74 | 1.26 | 10.39 | 9.49 | 11.73% | 171.855 | 11.2737 | 0.38405 | 11.2329 | 1.0036 | 10.779 | 1834.58 | 1845.26
2012-03-06 20:00 | 13.41 | 13.17 | 12.78 | 12.3 | 11.81 | 11.4 | 10.99 | 10.44 | 10.05 | 9.46 | 179.5 | 178.8 | 177.7 | 176.4 | 175.3 | 173.9 | 172.2 | 170.3 | 168.1 | 164.8 | 161.7 | 10.97 | 1.49 | 10.67 | 9.2 | 13.58% | 173.645 | 11.4014 | 0.33847 | 11.3403 | 1.0054 | 11.0291 | 1895.99 | 1906.52
2012-03-06 20:10 | 13.46 | 13.23 | 12.82 | 12.3 | 11.78 | 11.25 | 10.78 | 10.41 | 10.12 | 9.5 | 178.4 | 177.9 | 177.1 | 175.9 | 174.2 | 173.1 | 172.2 | 170.3 | 167.3 | 163.7 | 161.1 | 10.76 | 1.52 | 10.49 | 9.06 | 14.13% | 172.965 | 11.3642 | 0.39436 | 11.1814 | 1.0163 | 10.9359 | 1839.92 | 1887.98
2012-03-06 20:20 | 14.15 | 13.89 | 13.37 | 12.96 | 12.52 | 12.09 | 11.62 | 11.2 | 10.58 | 9.92 | 179.8 | 179.3 | 177.9 | 176.2 | 174.8 | 173.3 | 171.4 | 169.2 | 166.5 | 163.7 | 161.3 | 12.08 | 1.29 | 11.78 | 9.66 | 10.68% | 173.015 | 12.0413 | 0.36641 | 12.0215 | 1.0016 | 12.0999 | 1988.88 | 1989.1
2012-03-06 20:30 | 13.93 | 13.62 | 13.06 | 12.57 | 12.12 | 11.71 | 11.34 | 10.84 | 10.42 | 9.79 | 180.2 | 179.5 | 178.1 | 176.8 | 175.9 | 174.4 | 172.4 | 170.2 | 167.6 | 164.9 | 162.5 | 11.65 | 1.32 | 11.38 | 9.31 | 11.33% | 174.1 | 11.7262 | 0.2967 | 11.6563 | 1.006 | 11.7199 | 1958.6 | 1964.48
2012-03-06 20:40 | 13.9 | 13.62 | 13.04 | 12.62 | 12.24 | 11.86 | 11.41 | 10.94 | 10.55 | 10.12 | 179.7 | 179.1 | 177.5 | 175.7 | 174.3 | 172.9 | 171.2 | 169.4 | 167.6 | 164.9 | 161.9 | 11.88 | 1.42 | 11.6 | 9.53 | 11.95% | 172.645 | 11.816 | 0.35745 | 11.7945 | 1.0018 | 11.9017 | 1977.92 | 1979.6
2012-03-06 20:50 | 14.07 | 13.81 | 13.21 | 12.69 | 12.31 | 11.85 | 11.48 | 11 | 10.59 | 10.15 | 179.8 | 178.9 | 177.8 | 176.3 | 174.8 | 173.2 | 171.4 | 169.5 | 167.9 | 165.1 | 161 | 11.87 | 1.29 | 11.46 | 9.6 | 10.87% | 172.93 | 11.8878 | 0.29314 | 11.7963 | 1.0078 | 11.9621 | 1977.08 | 1984.64
2012-03-06 21:00 | 14.35 | 14.07 | 13.49 | 13.01 | 12.66 | 12.27 | 11.83 | 11.33 | 10.75 | 10.01 | 181.1 | 180.3 | 178.7 | 176.5 | 174.7 | 173.1 | 171.5 | 169.9 | 167.5 | 163.9 | 162.9 | 12.75 | 1.23 | 12.34 | 9.37 | 9.647% | 172.86 | 12.1805 | 0.33747 | 12.206 | 0.99792 | 12.7234 | 1996.25 | 1995.92
2012-03-06 21:10 | 14.15 | 13.93 | 13.51 | 13.06 | 12.63 | 12.16 | 11.81 | 11.3 | 10.83 | 10.13 | 181.9 | 181.5 | 180.1 | 178.6 | 176.8 | 175.3 | 173.8 | 171.7 | 169.3 | 165.7 | 162.6 | 12.24 | 1.3 | 11.71 | 9.47 | 10.62% | 175.075 | 12.1704 | 0.26989 | 12.1092 | 1.0051 | 12.3019 | 1990.64 | 1991.3
2012-03-06 21:20 | 14.62 | 14.38 | 13.89 | 13.51 | 13.25 | 12.9 | 12.45 | 11.89 | 11.33 | 10.49 | 180.6 | 179.8 | 178.9 | 177.7 | 176.7 | 175.5 | 173.7 | 171.7 | 169.4 | 167 | 163.3 | 13.41 | 1.33 | 12.9 | 9.84 | 9.918% | 175.23 | 12.7255 | 0.32812 | 12.8345 | 0.9915 | 13.296 | 1999.41 | 1999.3
2012-03-06 21:30 | 15.08 | 14.89 | 14.44 | 14.11 | 13.83 | 13.53 | 13.09 | 12.65 | 12.2 | 11.71 | 181 | 180.5 | 179.1 | 177.6 | 175.9 | 174 | 171.8 | 170.3 | 168.4 | 166.2 | 163.8 | 14.07 | 1.13 | 13.58 | 11.03 | 8.031% | 173.67 | 13.3767 | 0.30551 | 13.4661 | 0.99337 | 13.9767 | 2000 | 1999.98
2012-03-06 21:40 | 15.42 | 15.25 | 14.9 | 14.54 | 14.13 | 13.68 | 13.26 | 12.78 | 12.17 | 11.38 | 182 | 181.6 | 180.7 | 179.1 | 177.1 | 175 | 172.9 | 170.8 | 168.8 | 165.8 | 164.9 | 14.48 | 1.16 | 13.96 | 10.49 | 8.011% | 174.685 | 13.5914 | 0.28816 | 13.619 | 0.99798 | 14.4507 | 2000 | 2000
2012-03-06 21:50 | 15.87 | 15.8 | 15.54 | 15.25 | 14.99 | 14.59 | 14.2 | 13.59 | 12.93 | 11.97 | 182.3 | 181.8 | 180.7 | 179.3 | 177.9 | 176.3 | 174.8 | 172.8 | 171.1 | 169.5 | 167.3 | 15.01 | 1.19 | 14.6 | 11.31 | 7.928% | 176.075 | 14.388 | 0.25038 | 14.5335 | 0.98999 | 14.8597 | 2000 | 2000
2012-03-06 22:00 | 15.8 | 15.71 | 15.38 | 15.01 | 14.66 | 14.24 | 13.81 | 13.24 | 12.67 | 11.56 | 182.7 | 182 | 180.8 | 179.5 | 178.2 | 177.1 | 175.5 | 173.8 | 171.8 | 170 | 167 | 15.09 | 0.98 | 14.67 | 11.15 | 6.494% | 176.86 | 14.1019 | 0.28335 | 14.1776 | 0.99466 | 15.0094 | 2000 | 2000
2012-03-06 22:10 | 15.77 | 15.61 | 15.19 | 14.73 | 14.3 | 13.93 | 13.49 | 12.97 | 12.56 | 11.76 | 181.9 | 181.6 | 180.4 | 178.7 | 176.6 | 175 | 173.7 | 172.3 | 170.8 | 168.8 | 165.8 | 14.89 | 1.1 | 14.43 | 11.31 | 7.388% | 174.805 | 13.8534 | 0.2966 | 13.8661 | 0.99908 | 14.8764 | 2000 | 2000
2012-03-06 22:20 | 15.84 | 15.69 | 15.28 | 14.83 | 14.39 | 13.85 | 13.29 | 12.75 | 12.17 | 11.43 | 182.1 | 181.5 | 180.3 | 178.5 | 177 | 175.3 | 174.1 | 173 | 171.2 | 168.4 | 165.3 | 14.68 | 1.18 | 14.2 | 11.2 | 8.038% | 175.12 | 13.785 | 0.38141 | 13.7683 | 1.0012 | 14.6978 | 2000 | 2000
2012-03-06 22:30 | 15.59 | 15.36 | 14.8 | 14.32 | 13.87 | 13.42 | 13.14 | 12.66 | 11.9 | 10.98 | 180.9 | 180.4 | 178.8 | 177.7 | 176.7 | 175.3 | 173.3 | 171.8 | 169.9 | 167.9 | 163.8 | 13.98 | 1.36 | 13.46 | 10.72 | 9.728% | 175 | 13.4269 | 0.19485 | 13.3795 | 1.0035 | 14.0295 | 1999.98 | 2000
2012-03-06 22:40 | 15.8 | 15.53 | 15.01 | 14.49 | 14.1 | 13.59 | 12.99 | 12.5 | 12.03 | 11.13 | 182.5 | 181.8 | 180.1 | 178.3 | 176.8 | 175.1 | 173.5 | 172.2 | 170.8 | 168 | 165.5 | 14.36 | 1.24 | 13.84 | 10.45 | 8.635% | 174.86 | 13.5207 | 0.41727 | 13.5024 | 1.0014 | 14.3795 | 2000 | 2000
2012-03-06 22:50 | 15.69 | 15.43 | 14.92 | 14.39 | 13.99 | 13.49 | 13.03 | 12.66 | 12.12 | 11.26 | 182.4 | 181.8 | 180.5 | 179.1 | 177.7 | 175.6 | 174 | 172.4 | 170.6 | 168.3 | 164.3 | 14.29 | 1.35 | 13.89 | 10.63 | 9.447% | 175.36 | 13.4944 | 0.32061 | 13.4231 | 1.0053 | 14.3658 | 2000 | 2000
2012-03-06 23:00 | 15.89 | 15.65 | 15.12 | 14.69 | 14.26 | 13.9 | 13.59 | 13.16 | 12.62 | 11.59 | 181.3 | 180.8 | 179.6 | 178.1 | 176.6 | 174.9 | 172.8 | 171.3 | 170.4 | 168.3 | 163.1 | 14.39 | 1.22 | 13.99 | 10.87 | 8.478% | 174.585 | 13.8683 | 0.20843 | 13.8552 | 1.0009 | 14.4036 | 2000 | 2000
2012-03-06 23:10 | 15.76 | 15.5 | 14.94 | 14.36 | 13.82 | 13.38 | 13.11 | 12.7 | 12.14 | 11.46 | 180.2 | 179.7 | 178.6 | 177.1 | 175.5 | 174.4 | 173.8 | 172.3 | 170.7 | 168.6 | 163.1 | 13.86 | 1.33 | 13.53 | 11.19 | 9.596% | 174.31 | 13.4928 | 0.18838 | 13.341 | 1.0114 | 14.0177 | 1999.86 | 2000
2012-03-06 23:20 | 15.55 | 15.28 | 14.71 | 14.14 | 13.69 | 13.25 | 12.78 | 12.38 | 11.91 | 11.08 | 181 | 180.3 | 178.7 | 177.5 | 176.2 | 174.6 | 173 | 171.6 | 170.1 | 167.6 | 163.4 | 13.52 | 1.33 | 13.18 | 10.64 | 9.837% | 174.36 | 13.2611 | 0.33375 | 13.1816 | 1.006 | 13.6016 | 1999.52 | 1999.6
2012-03-06 23:30 | 15.51 | 15.15 | 14.53 | 13.93 | 13.44 | 13 | 12.63 | 12.21 | 11.68 | 10.93 | 180.7 | 180.3 | 179.4 | 177.9 | 176.9 | 175.9 | 174.9 | 173.2 | 171 | 168.1 | 164.2 | 13.77 | 1.45 | 13.31 | 10.58 | 10.53% | 175.75 | 13.0672 | 0.26683 | 12.9463 | 1.0093 | 13.8986 | 1999.77 | 1999.9
2012-03-06 23:40 | 16.21 | 15.97 | 15.45 | 14.88 | 14.34 | 13.81 | 13.32 | 12.92 | 12.47 | 11.55 | 182 | 181.6 | 180.7 | 179.6 | 177.7 | 175.9 | 174.8 | 173.3 | 171.6 | 169.3 | 165.1 | 14.63 | 1.39 | 14.2 | 10.76 | 9.501% | 175.735 | 13.875 | 0.33384 | 13.7387 | 1.0099 | 14.7751 | 2000 | 2000
2012-03-06 23:50 | 16.71 | 16.48 | 16.04 | 15.45 | 14.97 | 14.49 | 13.88 | 13.22 | 12.64 | 11.89 | 181.6 | 181.1 | 179.9 | 178.3 | 176.9 | 175.3 | 174.1 | 172.5 | 171.3 | 169.5 | 165.6 | 14.95 | 1.28 | 14.5 | 11.33 | 8.562% | 175.12 | 14.3859 | 0.39745 | 14.401 | 0.99895 | 14.9343 | 2000 | 2000
2012-03-07 | 16.64 | 16.4 | 15.93 | 15.51 | 15.06 | 14.7 | 14.24 | 13.74 | 13.13 | 11.9 | 182.3 | 181.5 | 180.3 | 179.1 | 177.7 | 176.5 | 175.4 | 173.7 | 172 | 170 | 167.4 | 15.18 | 1.33 | 14.73 | 10.91 | 8.762% | 176.335 | 14.5785 | 0.29379 | 14.6332 | 0.99626 | 15.1233 | 2000 | 2000
2012-03-07 00:10 | 15.67 | 15.49 | 15.09 | 14.7 | 14.28 | 13.7 | 13.13 | 12.58 | 12.05 | 10.99 | 182.4 | 181.7 | 180.3 | 179.1 | 178.4 | 177.6 | 176.4 | 175.2 | 174.2 | 172.8 | 167 | 14.32 | 1.18 | 13.89 | 10.32 | 8.24% | 177.42 | 13.6412 | 0.39271 | 13.6168 | 1.0018 | 14.3456 | 2000 | 2000
2012-03-07 00:20 | 15.05 | 14.78 | 14.25 | 13.75 | 13.25 | 12.96 | 12.79 | 12.31 | 11.61 | 10.7 | 181.8 | 181.1 | 179.6 | 178.5 | 177.6 | 176.1 | 174.7 | 173.8 | 172.9 | 171.5 | 165.7 | 14.06 | 1.09 | 13.65 | 10.16 | 7.752% | 175.89 | 12.9721 | 0.12202 | 12.9355 | 1.0028 | 14.0997 | 2000 | 2000
2012-03-07 00:30 | 14.54 | 14.27 | 13.62 | 13.05 | 12.67 | 12.24 | 11.84 | 11.4 | 10.91 | 10.13 | 181 | 180.4 | 179.3 | 178.5 | 177.7 | 176.2 | 175 | 173.9 | 171.9 | 168.9 | 164.9 | 12.83 | 1.32 | 12.53 | 9.79 | 10.29% | 176.02 | 12.2589 | 0.30704 | 12.1819 | 1.0063 | 12.9111 | 1997.13 | 1998.01
2012-03-07 00:40 | 13.8 | 13.57 | 13.27 | 12.83 | 12.37 | 11.91 | 11.42 | 10.92 | 10.38 | 9.85 | 180.8 | 180.1 | 178.8 | 177.4 | 176.2 | 174.8 | 173.4 | 172 | 170.3 | 167.6 | 162.8 | 12.05 | 1.23 | 11.67 | 9.23 | 10.21% | 174.59 | 11.8752 | 0.38823 | 11.8385 | 1.0031 | 12.0873 | 1988.55 | 1988.99
2012-03-07 00:50 | 14.2 | 13.92 | 13.47 | 12.88 | 12.26 | 11.71 | 11.25 | 10.87 | 10.43 | 9.63 | 177.9 | 177.5 | 176.8 | 176.1 | 175.1 | 173.4 | 172.2 | 171.1 | 169.4 | 167.1 | 161.3 | 11.57 | 1.49 | 11.25 | 9.04 | 12.88% | 173.22 | 11.8606 | 0.37033 | 11.643 | 1.0187 | 11.7862 | 1951.88 | 1970.36
2012-03-07 01:00 | 14.84 | 14.53 | 13.88 | 13.33 | 12.82 | 12.3 | 11.72 | 11.12 | 10.56 | 9.95 | 179 | 178.5 | 177 | 175.3 | 174 | 172.6 | 170.5 | 168.8 | 166.5 | 163.6 | 161.8 | 12.74 | 1.62 | 12.32 | 9.61 | 12.72% | 172.285 | 12.2798 | 0.44636 | 12.2152 | 1.0053 | 12.8074 | 1996.14 | 1996.91
2012-03-07 01:10 | 15.52 | 15.18 | 14.58 | 14.06 | 13.62 | 13.29 | 12.86 | 12.34 | 11.9 | 11.05 | 181.4 | 180.9 | 179.5 | 178.1 | 176.6 | 175.1 | 173.3 | 171.4 | 170.1 | 167.5 | 164.6 | 13.87 | 1.25 | 13.49 | 10.54 | 9.012% | 174.83 | 13.2238 | 0.30394 | 13.2275 | 0.99972 | 13.8661 | 1999.87 | 1999.87
2012-03-07 01:20 | 15.38 | 15.06 | 14.43 | 13.95 | 13.55 | 13.14 | 12.61 | 12.08 | 11.5 | 10.73 | 180.2 | 179.5 | 178 | 176.7 | 176 | 174.7 | 173 | 171.4 | 169.1 | 165.5 | 163.4 | 13.44 | 1.39 | 12.99 | 9.9 | 10.34% | 174.445 | 13.0413 | 0.38046 | 13.0627 | 0.99836 | 13.418 | 1999.44 | 1999.42
2012-03-07 01:30 | 15.83 | 15.57 | 15.05 | 14.55 | 14 | 13.49 | 13.09 | 12.65 | 12.17 | 11.15 | 181.2 | 180.6 | 179.6 | 178.3 | 176.6 | 174.6 | 173 | 171.6 | 170.2 | 167.8 | 163.7 | 14.39 | 1.37 | 13.9 | 10.52 | 9.521% | 174.36 | 13.5523 | 0.27815 | 13.4319 | 1.009 | 14.5189 | 2000 | 2000
2012-03-07 01:40 | 16.22 | 15.91 | 15.29 | 14.79 | 14.34 | 13.78 | 13.22 | 12.72 | 12.21 | 11.61 | 181 | 180.4 | 179.4 | 178.6 | 177.2 | 175.2 | 173.2 | 171.7 | 169.6 | 166.2 | 162.4 | 14.39 | 1.54 | 13.9 | 10.79 | 10.7% | 174.9 | 13.7711 | 0.38338 | 13.6983 | 1.0053 | 14.4664 | 2000 | 2000
2012-03-07 01:50 | 15.87 | 15.51 | 14.91 | 14.4 | 14.03 | 13.68 | 13.11 | 12.35 | 11.67 | 10.94 | 179.2 | 178.6 | 177.4 | 176.3 | 175.4 | 174.2 | 172.7 | 170.5 | 168 | 165.3 | 162 | 13.68 | 1.43 | 13.23 | 10.45 | 10.45% | 173.975 | 13.4587 | 0.39329 | 13.5968 | 0.98984 | 13.5411 | 1999.68 | 1999.54
2012-03-07 02:00 | 16.35 | 15.97 | 15.3 | 14.57 | 14.02 | 13.47 | 12.94 | 12.41 | 11.89 | 11.33 | 180.5 | 179.8 | 178.7 | 177.7 | 176.7 | 175.3 | 173.4 | 171.1 | 168.9 | 167 | 163.6 | 13.75 | 1.6 | 13.15 | 10.56 | 11.64% | 175.015 | 13.5471 | 0.37095 | 13.3928 | 1.0115 | 13.9085 | 1999.75 | 1999.91
2012-03-07 02:10 | 17.28 | 16.9 | 16.15 | 15.59 | 15.23 | 14.78 | 14.35 | 13.71 | 12.89 | 11.76 | 180.2 | 179.6 | 178.2 | 176.9 | 175.9 | 175 | 173.9 | 172.5 | 170.5 | 167 | 162.9 | 15.38 | 1.45 | 14.91 | 11.23 | 9.428% | 174.835 | 14.6672 | 0.27284 | 14.7176 | 0.99657 | 15.3273 | 2000 | 2000
2012-03-07 02:20 | 17.93 | 17.65 | 17.03 | 16.45 | 15.83 | 15.18 | 14.58 | 13.97 | 13.42 | 12.5 | 181.9 | 181.3 | 180.1 | 178.7 | 177.1 | 175.7 | 174.3 | 172.3 | 170.1 | 167.6 | 163.3 | 15.93 | 1.55 | 15.57 | 11.91 | 9.73% | 175.49 | 15.2152 | 0.37267 | 15.0925 | 1.0081 | 16.0594 | 2000 | 2000
2012-03-07 02:30 | 17.42 | 17.07 | 16.37 | 15.69 | 15.15 | 14.62 | 14.16 | 13.65 | 13.04 | 11.9 | 180.2 | 179.7 | 178.9 | 177.3 | 175.8 | 174.1 | 172.3 | 170.7 | 170 | 168.5 | 162.7 | 15.23 | 1.59 | 14.82 | 11.39 | 10.44% | 173.83 | 14.6644 | 0.29543 | 14.5532 | 1.0076 | 15.3464 | 2000 | 2000
2012-03-07 02:40 | 17.99 | 17.72 | 17.17 | 16.57 | 16.06 | 15.45 | 14.81 | 14.2 | 13.62 | 12.6 | 182.6 | 181.8 | 180 | 178.3 | 176.6 | 175.2 | 174.3 | 172.9 | 171.9 | 170.4 | 165.6 | 15.98 | 1.39 | 15.63 | 11.73 | 8.698% | 175.065 | 15.4094 | 0.39095 | 15.3566 | 1.0034 | 16.0349 | 2000 | 2000
2012-03-07 02:50 | 17.58 | 17.28 | 16.56 | 15.92 | 15.28 | 14.73 | 14.25 | 13.72 | 13.01 | 11.86 | 181.2 | 180.7 | 179.6 | 178 | 176.3 | 175.1 | 173.8 | 172.1 | 170.5 | 167.8 | 163.8 | 15.58 | 1.5 | 15.19 | 11.43 | 9.628% | 174.905 | 14.7846 | 0.30615 | 14.6602 | 1.0085 | 15.7122 | 2000 | 2000
2012-03-07 03:00 | 17.56 | 17.14 | 16.32 | 15.63 | 15.27 | 14.85 | 14.36 | 13.79 | 13.27 | 12.36 | 179.5 | 178.8 | 177.4 | 175.9 | 174.6 | 173 | 171.9 | 170.5 | 168.5 | 164.8 | 162.2 | 15.69 | 1.29 | 15.28 | 11.6 | 8.222% | 172.835 | 14.7864 | 0.31007 | 14.7788 | 1.0005 | 15.698 | 2000 | 2000
2012-03-07 03:10 | 17.85 | 17.58 | 17.01 | 16.45 | 15.97 | 15.5 | 14.93 | 14.36 | 13.81 | 12.94 | 179.8 | 179.4 | 178.4 | 177.3 | 175.6 | 173.8 | 172.3 | 170.4 | 168 | 165.5 | 162.8 | 16.21 | 1.42 | 15.68 | 12.3 | 8.76% | 173.575 | 15.414 | 0.34624 | 15.417 | 0.99981 | 16.2069 | 2000 | 2000
2012-03-07 03:20 | 17.77 | 17.41 | 16.79 | 16.27 | 15.76 | 15.32 | 14.81 | 14.2 | 13.78 | 12.98 | 177.7 | 177.2 | 176.3 | 175.5 | 174.7 | 173.4 | 171.9 | 170.1 | 167.8 | 165.2 | 160.9 | 15.65 | 1.48 | 15.36 | 12.49 | 9.457% | 173.175 | 15.272 | 0.31287 | 15.2459 | 1.0017 | 15.6768 | 2000 | 2000
2012-03-07 03:30 | 17.2 | 16.83 | 16.33 | 15.91 | 15.46 | 14.96 | 14.45 | 13.86 | 13.15 | 12.27 | 178 | 177.5 | 176.2 | 175.2 | 174.4 | 173.3 | 171.9 | 170.2 | 167.8 | 164.5 | 160.8 | 14.8 | 1.35 | 14.59 | 11.78 | 9.122% | 173.09 | 14.8598 | 0.32053 | 14.8858 | 0.99825 | 14.7741 | 2000 | 2000
2012-03-07 03:40 | 17.26 | 16.95 | 16.4 | 16.03 | 15.67 | 15.15 | 14.62 | 14.04 | 13.49 | 12.61 | 178.1 | 177.3 | 176 | 175 | 173.7 | 172.2 | 170.4 | 168.2 | 166.2 | 163.6 | 160.7 | 15.08 | 1.6 | 14.73 | 12.09 | 10.61% | 171.93 | 15.0317 | 0.32907 | 15.0729 | 0.99727 | 15.0388 | 2000 | 2000
2012-03-07 03:50 | 17.13 | 16.8 | 16.32 | 15.74 | 15.27 | 14.77 | 14.15 | 13.55 | 13.08 | 12.1 | 179.3 | 178.7 | 177.5 | 176.5 | 175.1 | 173.8 | 173 | 171.8 | 170.1 | 166.3 | 162.4 | 15.1 | 1.46 | 14.73 | 11.44 | 9.669% | 173.68 | 14.6934 | 0.39629 | 14.6795 | 1.0009 | 15.1143 | 2000 | 2000
2012-03-07 04:00 | 16.51 | 16.26 | 15.77 | 15.24 | 14.85 | 14.39 | 13.92 | 13.34 | 12.83 | 12.02 | 175.9 | 175.4 | 174.5 | 173.9 | 173 | 171.8 | 170.2 | 168.4 | 166.9 | 163.9 | 161.4 | 14.05 | 1.67 | 13.81 | 11.19 | 11.89% | 171.56 | 14.3255 | 0.30686 | 14.3217 | 1.0003 | 14.0537 | 2000 | 2000
2012-03-07 04:10 | 16.49 | 16.19 | 15.64 | 15.17 | 14.79 | 14.31 | 13.93 | 13.5 | 13.26 | 12.68 | 175.1 | 174.4 | 173.6 | 172.8 | 172.1 | 171.3 | 170.2 | 168.6 | 166.6 | 164.3 | 160.7 | 13.85 | 1.59 | 13.79 | 12.37 | 11.48% | 171.135 | 14.3711 | 0.24871 | 14.2549 | 1.0081 | 13.9628 | 1999.85 | 1999.96
2012-03-07 04:20 | 16.57 | 16.31 | 15.68 | 15.17 | 14.63 | 14.1 | 13.67 | 13.15 | 12.51 | 11.59 | 179.8 | 179.3 | 178.1 | 177 | 175.7 | 174.4 | 172.8 | 171.3 | 169.6 | 167.2 | 162.7 | 14.54 | 1.7 | 14.1 | 11.1 | 11.69% | 174.16 | 14.1294 | 0.2862 | 14.0376 | 1.0065 | 14.6351 | 2000 | 2000
2012-03-07 04:30 | 16.44 | 16.12 | 15.58 | 15.02 | 14.49 | 13.92 | 13.38 | 12.8 | 12.33 | 11.4 | 178 | 177.4 | 176.5 | 175.8 | 174.8 | 173.7 | 172.3 | 171.2 | 169.7 | 166.9 | 162.9 | 14.56 | 1.69 | 14.16 | 11.1 | 11.61% | 173.49 | 13.9443 | 0.36563 | 13.8413 | 1.0074 | 14.6684 | 2000 | 2000
2012-03-07 04:40 | 16.02 | 15.62 | 15.01 | 14.38 | 13.94 | 13.49 | 13.04 | 12.46 | 11.92 | 11.28 | 175.4 | 175.1 | 174.6 | 174.3 | 174.1 | 173.6 | 172.5 | 171.3 | 170.3 | 168.1 | 161.6 | 13.52 | 1.46 | 13.19 | 10.77 | 10.8% | 173.435 | 13.491 | 0.31352 | 13.4246 | 1.0049 | 13.5869 | 1999.52 | 1999.59
2012-03-07 04:50 | 16.33 | 15.98 | 15.42 | 14.96 | 14.61 | 14.11 | 13.35 | 12.71 | 12.26 | 11.54 | 177.2 | 176.9 | 176.1 | 175.3 | 174.7 | 173.6 | 171.8 | 170.4 | 168.8 | 167 | 162.6 | 14.43 | 1.62 | 14.01 | 11.09 | 11.23% | 173.33 | 13.9357 | 0.51165 | 13.9985 | 0.99551 | 14.3652 | 2000 | 2000
2012-03-07 05:00 | 17.57 | 17.26 | 16.67 | 16.06 | 15.45 | 14.79 | 14.27 | 13.74 | 13.18 | 12.2 | 175.9 | 175.5 | 174.9 | 174.6 | 174.1 | 172.8 | 171.7 | 170.6 | 169.4 | 166.4 | 161.7 | 14.86 | 1.84 | 14.62 | 11.54 | 12.38% | 172.635 | 14.8988 | 0.33075 | 14.7144 | 1.0125 | 15.0463 | 2000 | 2000
2012-03-07 05:10 | 16.89 | 16.65 | 16.13 | 15.61 | 15.01 | 14.53 | 14.08 | 13.49 | 12.88 | 11.7 | 176.9 | 176.4 | 175.7 | 175.3 | 174.3 | 173.9 | 172.9 | 171 | 168.4 | 165.7 | 161.9 | 14.76 | 1.56 | 14.44 | 11.75 | 10.57% | 173.75 | 14.5242 | 0.29072 | 14.4647 | 1.0041 | 14.8208 | 2000 | 2000
2012-03-07 05:20 | 16.04 | 15.68 | 15 | 14.58 | 14.25 | 13.92 | 13.49 | 12.85 | 12.19 | 11.19 | 176.7 | 176.1 | 175.1 | 174.2 | 173.5 | 172.4 | 171 | 169.8 | 168 | 164.9 | 161.5 | 13.46 | 1.77 | 13.17 | 10.7 | 13.15% | 172.19 | 13.7465 | 0.28996 | 13.8576 | 0.99199 | 13.3521 | 1999.46 | 1999.35
2012-03-07 05:30 | 16.48 | 16.16 | 15.55 | 15.02 | 14.57 | 14.09 | 13.54 | 13.13 | 12.64 | 11.63 | 177.1 | 176.6 | 175.7 | 175.2 | 174.8 | 174.2 | 173.1 | 172.1 | 171 | 167.8 | 162.5 | 14.05 | 1.6 | 13.82 | 11.15 | 11.39% | 174.035 | 14.0822 | 0.36795 | 14.0098 | 1.0052 | 14.1226 | 2000 | 2000
2012-03-07 05:40 | 16.75 | 16.34 | 15.6 | 14.96 | 14.45 | 13.88 | 13.37 | 12.92 | 12.41 | 11.55 | 173.2 | 173.1 | 173.2 | 172.8 | 172 | 170.7 | 169.5 | 168.4 | 166.9 | 164 | 159.6 | 13.28 | 1.47 | 13.04 | 11.13 | 11.07% | 170.52 | 13.9685 | 0.34594 | 13.8058 | 1.0118 | 13.4366 | 1999.28 | 1999.44
2012-03-07 05:50 | 16.44 | 16.16 | 15.54 | 14.91 | 14.36 | 13.94 | 13.42 | 12.98 | 12.65 | 12.08 | 173.2 | 172.8 | 171.9 | 171.2 | 170.4 | 169.6 | 168.3 | 166.6 | 164.7 | 161.6 | 160.1 | 13.63 | 1.76 | 13.49 | 11.37 | 12.91% | 169.405 | 13.9919 | 0.35131 | 13.8643 | 1.0092 | 13.7554 | 1999.63 | 1999.76
2012-03-07 06:00 | 16.84 | 16.45 | 15.74 | 15.14 | 14.63 | 14.16 | 13.65 | 13.21 | 12.89 | 11.99 | 172 | 171.4 | 170.4 | 170 | 169.7 | 169.3 | 168.5 | 167.3 | 164.8 | 161 | 159.1 | 13.45 | 1.67 | 13.35 | 11.38 | 12.42% | 169.18 | 14.2188 | 0.33897 | 14.0858 | 1.0094 | 13.577 | 1999.45 | 1999.58
2012-03-07 06:10 | 15.65 | 15.33 | 14.68 | 14.1 | 13.58 | 13.1 | 12.6 | 12.17 | 11.73 | 11.07 | 174 | 173.4 | 172.8 | 172 | 171.2 | 170.1 | 168.7 | 167.3 | 166.2 | 164.7 | 160.7 | 12.69 | 1.64 | 12.43 | 10.64 | 12.92% | 169.89 | 13.1633 | 0.35962 | 13.0272 | 1.0105 | 12.8226 | 1995.59 | 1997.02
2012-03-07 06:20 | 15.66 | 15.38 | 14.79 | 14.23 | 13.68 | 13.18 | 12.74 | 12.32 | 11.8 | 11.18 | 172.6 | 172.1 | 171.2 | 170.2 | 169.2 | 168.6 | 167.8 | 167.4 | 166.3 | 165.1 | 158.6 | 12.79 | 1.78 | 12.56 | 10.92 | 13.92% | 168.48 | 13.2749 | 0.31377 | 13.116 | 1.0121 | 12.9449 | 1996.69 | 1998.34
2012-03-07 06:30 | 15.9 | 15.47 | 14.76 | 14.03 | 13.38 | 12.83 | 12.32 | 11.78 | 11.32 | 10.79 | 173.2 | 172.8 | 172.3 | 171.7 | 171.3 | 170 | 168.2 | 166.3 | 164.6 | 163.2 | 159.9 | 12.19 | 1.59 | 11.88 | 10.14 | 13.04% | 169.73 | 12.974 | 0.37483 | 12.7557 | 1.0171 | 12.3987 | 1990.09 | 1992.4
2012-03-07 06:40 | 16.12 | 15.79 | 15.15 | 14.56 | 14.1 | 13.47 | 12.74 | 12.03 | 11.6 | 10.98 | 174.5 | 174.4 | 174.2 | 174 | 173.5 | 172.2 | 170.3 | 168.4 | 166.7 | 165.4 | 161.1 | 13.03 | 1.83 | 12.72 | 10.29 | 14.04% | 171.915 | 13.4309 | 0.51489 | 13.3629 | 1.0051 | 13.0963 | 1999.03 | 1999.1
2012-03-07 06:50 | 14.03 | 13.72 | 13.28 | 12.99 | 12.57 | 12 | 11.54 | 11.11 | 10.65 | 9.97 | 174.9 | 174.6 | 174.5 | 174.7 | 174.5 | 174.1 | 172.8 | 170.4 | 168.2 | 167 | 162.1 | 11.65 | 1.74 | 11.33 | 9.29 | 14.94% | 173.905 | 12.0262 | 0.36121 | 11.933 | 1.0078 | 11.741 | 1958.6 | 1966.16
2012-03-07 07:00 | 16.25 | 15.87 | 15.27 | 14.58 | 13.81 | 13.25 | 12.63 | 12.16 | 11.67 | 10.78 | 174.6 | 174.4 | 174.3 | 174.1 | 173.6 | 173.9 | 173.2 | 172.5 | 171.4 | 168.6 | 161.5 | 13.43 | 1.83 | 13.07 | 10.1 | 13.63% | 173.795 | 13.3928 | 0.44285 | 13.1593 | 1.0177 | 13.6682 | 1999.43 | 1999.67
2012-03-07 07:10 | 16.59 | 16.2 | 15.51 | 14.88 | 14.28 | 13.73 | 13.21 | 12.7 | 12.23 | 11.21 | 173.6 | 173.2 | 172.8 | 171.9 | 171.2 | 169.8 | 167.9 | 166.1 | 164.5 | 162.2 | 161.3 | 13.38 | 1.59 | 13.13 | 10.69 | 11.88% | 169.515 | 13.8092 | 0.35679 | 13.6543 | 1.0113 | 13.5319 | 1999.38 | 1999.53
2012-03-07 07:20 | 16.88 | 16.54 | 16 | 15.55 | 15.22 | 14.78 | 14.22 | 13.51 | 12.76 | 11.8 | 175.5 | 175.3 | 174.9 | 174.3 | 173.8 | 173.3 | 172.7 | 172.1 | 170.7 | 167.4 | 161.8 | 14.32 | 2.03 | 13.85 | 10.82 | 14.18% | 173.21 | 14.5804 | 0.35694 | 14.6984 | 0.99197 | 14.205 | 2000 | 2000
2012-03-07 07:30 | 16.49 | 16.17 | 15.48 | 14.88 | 14.28 | 13.88 | 13.39 | 13.03 | 12.48 | 11.49 | 175.8 | 175.5 | 175.3 | 175.1 | 174.5 | 173.5 | 171.9 | 171 | 170.6 | 167.8 | 162.1 | 13.94 | 1.81 | 13.67 | 10.83 | 12.98% | 173.26 | 13.9303 | 0.33213 | 13.8087 | 1.0088 | 14.0627 | 1999.94 | 2000
2012-03-07 07:40 | 17.59 | 17.15 | 16.53 | 16.03 | 15.57 | 15.2 | 14.83 | 14.27 | 13.52 | 12.75 | 178 | 177.6 | 176.9 | 176.1 | 175.3 | 174.9 | 174.1 | 173 | 171.9 | 170.6 | 163.4 | 15.64 | 1.84 | 15.33 | 12.07 | 11.76% | 174.78 | 15.1362 | 0.22773 | 15.1464 | 0.99933 | 15.6295 | 2000 | 2000
2012-03-07 07:50 | 16.43 | 16.17 | 15.69 | 15.25 | 14.9 | 14.49 | 14.06 | 13.66 | 13.23 | 12.38 | 178.8 | 178.6 | 177.9 | 177.1 | 176.5 | 175.8 | 174.8 | 173.6 | 172.3 | 170.6 | 164.7 | 14.84 | 2 | 14.51 | 11.94 | 13.48% | 175.65 | 14.4534 | 0.27838 | 14.4276 | 1.0018 | 14.8666 | 2000 | 2000
2012-03-07 08:00 | 17.89 | 17.6 | 17.01 | 16.29 | 15.72 | 15.22 | 14.63 | 13.98 | 13.32 | 12.49 | 174.6 | 174.3 | 173.5 | 172.8 | 171.9 | 170.6 | 169.4 | 168.4 | 168.1 | 165.6 | 160.9 | 14.86 | 1.99 | 14.65 | 11.87 | 13.39% | 170.42 | 15.1909 | 0.36535 | 15.134 | 1.0038 | 14.9159 | 2000 | 2000
2012-03-07 08:10 | 17.98 | 17.64 | 16.95 | 16.43 | 15.94 | 15.33 | 14.72 | 14.08 | 13.67 | 12.88 | 174.3 | 173.9 | 173.4 | 172.8 | 171.6 | 170.7 | 169.6 | 168.3 | 167.3 | 165.5 | 160.3 | 14.96 | 2.01 | 14.84 | 12.71 | 13.44% | 170.535 | 15.3261 | 0.37523 | 15.2411 | 1.0056 | 15.0434 | 2000 | 2000
2012-03-07 08:20 | 18.45 | 18.15 | 17.58 | 17.05 | 16.53 | 15.94 | 15.41 | 15 | 14.42 | 13.52 | 173.1 | 172.9 | 172.7 | 172.7 | 172.8 | 172.2 | 171.2 | 169.5 | 167.4 | 164.7 | 161 | 15.64 | 1.93 | 15.43 | 12.96 | 12.34% | 172.05 | 15.988 | 0.31248 | 15.863 | 1.0079 | 15.7632 | 2000 | 2000
2012-03-07 08:30 | 17.84 | 17.53 | 16.92 | 16.3 | 15.78 | 15.21 | 14.68 | 14.22 | 13.8 | 13.22 | 173.7 | 173.2 | 172.5 | 172.5 | 172.7 | 172.3 | 171.3 | 170.4 | 169 | 167.3 | 160 | 15.24 | 1.85 | 15.09 | 12.86 | 12.14% | 172.15 | 15.3006 | 0.32775 | 15.1329 | 1.0111 | 15.4089 | 2000 | 2000
2012-03-07 08:40 | 17.78 | 17.48 | 16.84 | 16.28 | 15.87 | 15.46 | 15.06 | 14.55 | 13.91 | 13.22 | 175.7 | 175.7 | 175.5 | 174.8 | 174.1 | 173.7 | 173.2 | 171.6 | 169.3 | 167 | 161.5 | 15.5 | 1.94 | 15.37 | 12.65 | 12.52% | 173.625 | 15.4257 | 0.24224 | 15.402 | 1.0015 | 15.5238 | 2000 | 2000
2012-03-07 08:50 | 17.44 | 17.12 | 16.45 | 15.85 | 15.29 | 14.83 | 14.31 | 13.68 | 13.16 | 12.53 | 173.8 | 173.6 | 173.2 | 173 | 172.5 | 171.7 | 170.3 | 168.5 | 167.1 | 165.7 | 160.7 | 14.88 | 2.07 | 14.61 | 12.43 | 13.91% | 171.49 | 14.8226 | 0.32984 | 14.7544 | 1.0046 | 14.9488 | 2000 | 2000
2012-03-07 09:00 | 16.74 | 16.49 | 15.96 | 15.36 | 15.07 | 14.96 | 14.76 | 14.42 | 14.02 | 13.23 | 175.7 | 175.6 | 175.3 | 174.9 | 174.6 | 174.2 | 173.6 | 172.4 | 170.7 | 168.8 | 162.6 | 14.85 | 2.62 | 14.6 | 12.99 | 17.64% | 174.11 | 14.9167 | 0.12438 | 14.9312 | 0.99903 | 14.8356 | 2000 | 2000
2012-03-07 09:10 | 16.56 | 16.38 | 16.09 | 15.73 | 15.3 | 14.84 | 14.51 | 14.09 | 13.54 | 12.67 | 177.2 | 177.3 | 177.6 | 177.9 | 178 | 177.6 | 176.8 | 176.2 | 175.5 | 172.7 | 163.5 | 14.84 | 2.07 | 14.55 | 12.14 | 13.95% | 177.48 | 14.8464 | 0.20781 | 14.7923 | 1.0037 | 14.8943 | 2000 | 2000
2012-03-07 09:20 | 16.66 | 16.45 | 16.01 | 15.5 | 15.11 | 14.82 | 14.55 | 14.25 | 13.83 | 13.12 | 174.1 | 174 | 173.6 | 173.2 | 173.1 | 172.7 | 171.9 | 171.3 | 170.7 | 168.6 | 162.9 | 15.09 | 1.95 | 15 | 12.81 | 12.92% | 172.58 | 14.8534 | 0.16991 | 14.781 | 1.0049 | 15.1639 | 2000 | 2000
2012-03-07 09:30 | 17.02 | 16.76 | 16.37 | 15.98 | 15.62 | 15.24 | 14.98 | 14.64 | 14.28 | 13.6 | 175.7 | 175.2 | 174.1 | 173.4 | 173 | 172.4 | 172.4 | 172.5 | 171.8 | 170.4 | 163.2 | 15.33 | 2.4 | 15.16 | 13.14 | 15.66% | 172.4 | 15.284 | 0.15901 | 15.2025 | 1.0054 | 15.4123 | 2000 | 2000
2012-03-07 09:40 | 16.99 | 16.81 | 16.47 | 16.06 | 15.75 | 15.5 | 15.23 | 14.96 | 14.72 | 14.22 | 174.3 | 174.1 | 173.9 | 173.6 | 173.3 | 172.5 | 171.8 | 171.4 | 171.1 | 169.9 | 163.3 | 15.4 | 2.1 | 15.38 | 13.83 | 13.64% | 172.395 | 15.5124 | 0.16239 | 15.461 | 1.0033 | 15.4512 | 2000 | 2000
2012-03-07 09:50 | 16.74 | 16.48 | 16.07 | 15.73 | 15.45 | 15.12 | 14.8 | 14.38 | 13.98 | 13.27 | 173.6 | 173.5 | 173.4 | 173 | 172.3 | 171.6 | 171.7 | 171.9 | 171.8 | 170.1 | 162 | 15.12 | 2.24 | 14.91 | 13.08 | 14.81% | 171.615 | 15.0568 | 0.19768 | 15.0737 | 0.99888 | 15.103 | 2000 | 2000
2012-03-07 10:00 | 16.55 | 16.31 | 15.89 | 15.39 | 15.04 | 14.86 | 14.85 | 14.64 | 14.18 | 13.51 | 175.1 | 174.8 | 174.6 | 174.7 | 174.3 | 173.6 | 172.6 | 171 | 169.7 | 168.4 | 163 | 15.22 | 1.97 | 15.02 | 13.22 | 12.94% | 173.45 | 14.9515 | 0.0062208 | 14.8586 | 1.0063 | 15.3152 | 2000 | 2000
2012-03-07 10:10 | 17.69 | 17.42 | 16.84 | 16.33 | 15.94 | 15.61 | 15.35 | 15.13 | 14.89 | 14.05 | 174.7 | 174.8 | 174.6 | 174.3 | 174.5 | 174.7 | 174.7 | 174 | 173 | 171.1 | 161.8 | 16.09 | 2.25 | 15.87 | 13.4 | 13.98% | 174.7 | 15.7178 | 0.15521 | 15.5725 | 1.0093 | 16.2402 | 2000 | 2000
2012-03-07 10:20 | 16.53 | 16.31 | 15.99 | 15.69 | 15.43 | 15.03 | 14.55 | 14.1 | 13.65 | 13.04 | 173.6 | 173.6 | 173.8 | 174 | 173.9 | 173.8 | 173.3 | 172 | 170.5 | 167.9 | 162.5 | 14.57 | 2.48 | 14.43 | 12.38 | 17.02% | 173.725 | 14.9014 | 0.29994 | 14.9603 | 0.99606 | 14.5126 | 2000 | 2000
2012-03-07 10:30 | 16.95 | 16.77 | 16.34 | 15.93 | 15.57 | 15.14 | 14.73 | 14.39 | 14.09 | 13.64 | 172.5 | 172.2 | 171.2 | 170.3 | 169.6 | 169.1 | 168.1 | 166.9 | 166.2 | 165.4 | 159.1 | 14.98 | 2.33 | 14.9 | 13.23 | 15.55% | 168.95 | 15.1659 | 0.2537 | 15.0806 | 1.0057 | 15.0648 | 2000 | 2000
2012-03-07 10:40 | 17.09 | 16.82 | 16.33 | 16 | 15.74 | 15.38 | 14.95 | 14.55 | 14.33 | 13.95 | 171.1 | 170.9 | 170.4 | 170 | 169.7 | 169 | 168.1 | 167.1 | 166.1 | 165.2 | 159.4 | 15.23 | 2.14 | 15.31 | 14.01 | 14.05% | 168.865 | 15.3254 | 0.26204 | 15.3176 | 1.0005 | 15.2377 | 2000 | 2000
2012-03-07 10:50 | 18.21 | 17.94 | 17.48 | 17.03 | 16.58 | 16.01 | 15.44 | 15.05 | 14.72 | 13.96 | 172.3 | 172 | 171.5 | 171.1 | 170.7 | 170.3 | 170.3 | 170.3 | 169.8 | 167.9 | 159 | 15.95 | 1.96 | 15.74 | 13.62 | 12.29% | 170.3 | 16.0463 | 0.335 | 15.9271 | 1.0075 | 16.0695 | 2000 | 2000
2012-03-07 11:00 | 18.05 | 17.89 | 17.44 | 16.93 | 16.43 | 15.9 | 15.49 | 15.18 | 14.9 | 14.43 | 170.9 | 170.4 | 169.5 | 168.9 | 168.3 | 167.9 | 167.7 | 167.1 | 165.9 | 163.9 | 158.3 | 15.77 | 2.13 | 15.73 | 14.25 | 13.51% | 167.87 | 16.0451 | 0.24142 | 15.8406 | 1.0129 | 15.9736 | 2000 | 2000
2012-03-07 11:10 | 17.52 | 17.28 | 16.81 | 16.35 | 15.87 | 15.42 | 14.95 | 14.5 | 14.25 | 13.74 | 170.4 | 169.7 | 168.8 | 168.1 | 167.7 | 167.6 | 166.9 | 165.9 | 164.9 | 163.1 | 157.8 | 14.75 | 2.24 | 14.7 | 12.77 | 15.19% | 167.495 | 15.4572 | 0.28605 | 15.3518 | 1.0069 | 14.8513 | 2000 | 2000
2012-03-07 11:20 | 17.7 | 17.43 | 16.9 | 16.35 | 15.89 | 15.41 | 14.9 | 14.41 | 13.99 | 13.32 | 171.3 | 171 | 170.3 | 169.3 | 168.9 | 168.9 | 168.6 | 168.4 | 168.1 | 166.7 | 158.4 | 15.07 | 2.14 | 14.97 | 13.01 | 14.2% | 168.855 | 15.42 | 0.31101 | 15.3359 | 1.0055 | 15.1527 | 2000 | 2000
2012-03-07 11:30 | 17.73 | 17.44 | 16.91 | 16.5 | 16.13 | 15.76 | 15.41 | 15.11 | 14.81 | 14.3 | 167.9 | 167.7 | 167.4 | 167.3 | 167.2 | 166.7 | 166.4 | 165.8 | 165.1 | 164.2 | 156.9 | 15.27 | 1.86 | 15.28 | 13.72 | 12.18% | 166.655 | 15.8046 | 0.20754 | 15.7094 | 1.0061 | 15.3625 | 2000 | 2000
2012-03-07 11:40 | 16.86 | 16.71 | 16.3 | 15.82 | 15.45 | 15.11 | 14.85 | 14.62 | 14.28 | 13.38 | 172.9 | 172.7 | 172.3 | 172.2 | 172.1 | 171.6 | 170.9 | 170.1 | 169 | 168.2 | 160.4 | 14.91 | 2.69 | 14.93 | 13.2 | 18.04% | 171.495 | 15.1797 | 0.16039 | 15.0725 | 1.0071 | 15.016 | 2000 | 2000
2012-03-07 11:50 | 16.03 | 15.78 | 15.37 | 14.98 | 14.74 | 14.59 | 14.43 | 14.2 | 13.86 | 13.21 | 176 | 175.8 | 175.5 | 175.4 | 175.2 | 175.1 | 175.1 | 174.9 | 174.2 | 172.1 | 165 | 14.61 | 2.39 | 14.48 | 12.95 | 16.36% | 175.1 | 14.5762 | 0.1019 | 14.567 | 1.0006 | 14.6192 | 2000 | 2000
2012-03-07 12:00 | 15.37 | 15.2 | 14.95 | 14.62 | 14.28 | 14 | 13.66 | 13.23 | 12.79 | 12.12 | 178.9 | 178.9 | 178.7 | 178.7 | 178.9 | 178.7 | 178.2 | 177 | 175.2 | 172.8 | 164.9 | 14.06 | 2.35 | 13.79 | 11.78 | 16.71% | 178.625 | 13.9068 | 0.22719 | 13.9508 | 0.99685 | 14.0157 | 2000 | 2000
2012-03-07 12:10 | 15.45 | 15.25 | 14.9 | 14.57 | 14.26 | 13.92 | 13.61 | 13.41 | 13.19 | 12.75 | 176.7 | 176.5 | 176.2 | 176.3 | 176.7 | 177.1 | 177.2 | 177.1 | 176.7 | 175.2 | 164.7 | 14.09 | 1.99 | 13.88 | 12.53 | 14.12% | 177.115 | 13.9739 | 0.20812 | 13.8752 | 1.0071 | 14.1903 | 2000 | 2000
2012-03-07 12:20 | 15.25 | 15.03 | 14.61 | 14.23 | 13.96 | 13.83 | 13.74 | 13.67 | 13.34 | 12.73 | 179.2 | 179.1 | 178.7 | 178 | 177.6 | 177.6 | 177.4 | 177.3 | 177.4 | 176.3 | 167 | 13.81 | 2.12 | 13.58 | 12.23 | 15.35% | 177.57 | 13.8953 | 0.060333 | 13.8171 | 1.0057 | 13.8882 | 1999.81 | 1999.89
2012-03-07 12:30 | 13.88 | 13.69 | 13.29 | 12.94 | 12.68 | 12.44 | 12.23 | 11.94 | 11.61 | 11.01 | 179.1 | 178.9 | 178.4 | 177.7 | 177.5 | 177.5 | 177.2 | 176.3 | 175.2 | 173 | 167.2 | 12.82 | 2.2 | 12.49 | 10.62 | 17.16% | 177.455 | 12.4334 | 0.15733 | 12.4097 | 1.0019 | 12.8445 | 1997.02 | 1997.24
2012-03-07 12:40 | 13.91 | 13.66 | 13.28 | 13.07 | 12.87 | 12.64 | 12.35 | 12.02 | 11.65 | 11.02 | 179.8 | 180.1 | 180.5 | 180.4 | 180.2 | 180 | 179.2 | 177.6 | 175.5 | 173.3 | 166.9 | 12.37 | 1.99 | 12.09 | 10.35 | 16.09% | 179.88 | 12.5291 | 0.21449 | 12.598 | 0.99453 | 12.3023 | 1992.07 | 1991.3
2012-03-07 12:50 | 14.75 | 14.55 | 14.24 | 13.89 | 13.49 | 12.99 | 12.55 | 12.24 | 11.93 | 11.4 | 179.1 | 179.1 | 178.5 | 178.1 | 177.9 | 177.2 | 176.2 | 175.3 | 174.4 | 173.2 | 165.9 | 13.3 | 2.09 | 12.84 | 10.74 | 15.71% | 177.05 | 13.0457 | 0.31844 | 12.926 | 1.0093 | 13.4231 | 1999.3 | 1999.42
2012-03-07 13:00 | 14.05 | 13.87 | 13.56 | 13.3 | 13.06 | 12.79 | 12.41 | 12.02 | 11.8 | 11.21 | 179.1 | 179.4 | 180 | 180.2 | 179.5 | 178.3 | 176.8 | 175.5 | 173.9 | 171.6 | 168.4 | 12.95 | 2.26 | 12.61 | 10.87 | 17.45% | 178.075 | 12.6826 | 0.27872 | 12.7348 | 0.99589 | 12.8968 | 1998.45 | 1997.9
2012-03-07 13:10 | 14.94 | 14.7 | 14.27 | 13.93 | 13.72 | 13.57 | 13.26 | 12.85 | 12.36 | 11.57 | 176.6 | 176.3 | 176.1 | 175.5 | 174.6 | 174 | 173.9 | 174.2 | 173.9 | 172.3 | 165.8 | 13.68 | 2.13 | 13.36 | 11.19 | 15.57% | 173.985 | 13.3998 | 0.21355 | 13.5251 | 0.99073 | 13.5532 | 1999.68 | 1999.55
2012-03-07 13:20 | 13.71 | 13.59 | 13.4 | 13.19 | 12.98 | 12.77 | 12.51 | 12.22 | 11.92 | 11.21 | 178 | 178.1 | 177.8 | 177.5 | 177.4 | 177 | 176.3 | 176.1 | 176.2 | 174.4 | 168 | 12.8 | 2.21 | 12.38 | 10.75 | 17.27% | 176.895 | 12.68 | 0.19009 | 12.7324 | 0.99589 | 12.7473 | 1996.8 | 1996.25
2012-03-07 13:30 | 13.7 | 13.54 | 13.28 | 13.05 | 12.85 | 12.66 | 12.51 | 12.3 | 12.01 | 11.37 | 181.9 | 181.9 | 181.8 | 181.4 | 180.5 | 179.4 | 178.6 | 177.9 | 177.3 | 177.2 | 170.4 | 13.2 | 2.07 | 12.85 | 11.04 | 15.68% | 179.28 | 12.6338 | 0.11014 | 12.6384 | 0.99964 | 13.1952 | 1999.2 | 1999.2
2012-03-07 13:40 | 14.48 | 14.29 | 13.94 | 13.66 | 13.42 | 13.19 | 13.05 | 12.81 | 12.48 | 11.99 | 175.1 | 174.9 | 174.5 | 174.1 | 173.9 | 173.9 | 173.9 | 174 | 173.8 | 173.7 | 165.5 | 13.25 | 2.09 | 13.03 | 11.6 | 15.77% | 173.9 | 13.2068 | 0.098609 | 13.1698 | 1.0028 | 13.2871 | 1999.25 | 1999.29
2012-03-07 13:50 | 15.05 | 14.9 | 14.62 | 14.37 | 14.11 | 13.69 | 13.21 | 12.84 | 12.6 | 12.21 | 182.1 | 182.2 | 182.2 | 181.8 | 181.3 | 180.6 | 179.8 | 179.4 | 179.1 | 178.4 | 169.5 | 13.75 | 2.51 | 13.44 | 11.72 | 18.25% | 180.48 | 13.6292 | 0.32982 | 13.6202 | 1.0007 | 13.7592 | 1999.75 | 1999.76
2012-03-07 14:00 | 14.6 | 14.42 | 14.06 | 13.8 | 13.67 | 13.51 | 13.19 | 12.78 | 12.39 | 11.82 | 178.4 | 177.9 | 177 | 176.2 | 175.8 | 175.5 | 175 | 174 | 173.6 | 174 | 166 | 13.41 | 2.6 | 13.22 | 11.3 | 19.39% | 175.425 | 13.3225 | 0.22152 | 13.4637 | 0.98951 | 13.2694 | 1999.41 | 1999.27
2012-03-07 14:10 | 15.34 | 15.25 | 14.97 | 14.7 | 14.41 | 14.16 | 13.93 | 13.67 | 13.3 | 12.76 | 181.8 | 181.7 | 181.5 | 181.2 | 181 | 180.8 | 180.3 | 179.4 | 178.7 | 177.9 | 171.1 | 14.77 | 2.26 | 14.25 | 11.87 | 15.3% | 180.725 | 14.1396 | 0.15133 | 14.1268 | 1.0009 | 14.7833 | 2000 | 2000
2012-03-07 14:20 | 14.29 | 14.11 | 13.71 | 13.29 | 13.05 | 12.87 | 12.64 | 12.27 | 11.97 | 11.62 | 176.3 | 176.3 | 176.5 | 176.7 | 176.5 | 176.2 | 175.8 | 175.8 | 175.9 | 174.6 | 165.9 | 12.97 | 2.05 | 12.74 | 11.25 | 15.81% | 176.14 | 12.8292 | 0.16664 | 12.8368 | 0.99941 | 12.9623 | 1998.67 | 1998.56
2012-03-07 14:30 | 15.68 | 15.51 | 15.25 | 15.05 | 14.8 | 14.5 | 14.17 | 13.86 | 13.52 | 12.94 | 177.5 | 177.6 | 177.7 | 178.2 | 178.6 | 178.5 | 177.4 | 175.8 | 174.5 | 173.7 | 168 | 14.91 | 2.11 | 14.59 | 12.68 | 14.15% | 178.335 | 14.4194 | 0.21274 | 14.4523 | 0.99772 | 14.8761 | 2000 | 2000
2012-03-07 14:40 | 14.99 | 14.88 | 14.75 | 14.56 | 14.42 | 14.19 | 13.96 | 13.76 | 13.51 | 12.74 | 178.7 | 179.1 | 179.7 | 180.1 | 179.9 | 179.2 | 178.3 | 177.6 | 176.8 | 175.5 | 167.2 | 14.42 | 2.39 | 14.21 | 11.9 | 16.57% | 179.065 | 14.1199 | 0.15101 | 14.1568 | 0.99739 | 14.3824 | 2000 | 2000
2012-03-07 14:50 | 15.59 | 15.49 | 15.23 | 14.89 | 14.54 | 14.18 | 13.89 | 13.54 | 13.04 | 12.35 | 178.5 | 178.5 | 178.4 | 178.3 | 178 | 177.4 | 176.7 | 176 | 174.7 | 171.8 | 166.4 | 14.24 | 2.86 | 14.02 | 12.05 | 20.08% | 177.295 | 14.1599 | 0.19095 | 14.1381 | 1.0015 | 14.262 | 2000 | 2000
2012-03-07 15:00 | 16.75 | 16.58 | 16.21 | 15.82 | 15.47 | 15.17 | 14.84 | 14.45 | 14.06 | 13.56 | 175 | 174.9 | 174.8 | 174.6 | 174.3 | 174 | 173.6 | 173.1 | 172.6 | 171.7 | 164.3 | 15.61 | 2.24 | 15.32 | 13.41 | 14.35% | 173.94 | 15.136 | 0.20324 | 15.1223 | 1.0009 | 15.6241 | 2000 | 2000
2012-03-07 15:10 | 16.54 | 16.36 | 16.03 | 15.69 | 15.39 | 15.2 | 15.06 | 14.76 | 14.38 | 13.67 | 176.5 | 176.2 | 175.9 | 175.4 | 175 | 174.9 | 174.8 | 174.3 | 173.4 | 171.6 | 166.2 | 15.3 | 2.33 | 15.12 | 13.22 | 15.23% | 174.885 | 15.1863 | 0.085509 | 15.1799 | 1.0004 | 15.3065 | 2000 | 2000
2012-03-07 15:20 | 15.96 | 15.78 | 15.37 | 14.97 | 14.7 | 14.44 | 14.13 | 13.73 | 13.38 | 12.75 | 178.1 | 178.2 | 177.9 | 177.6 | 177.3 | 177.1 | 176.9 | 176.5 | 175.9 | 175.5 | 167.5 | 14.9 | 1.82 | 14.62 | 12.39 | 12.21% | 177.07 | 14.3762 | 0.20055 | 14.3952 | 0.99869 | 14.8804 | 2000 | 2000
2012-03-07 15:30 | 15.98 | 15.91 | 15.8 | 15.69 | 15.61 | 15.44 | 15.17 | 14.86 | 14.47 | 13.72 | 181.6 | 181.6 | 181.5 | 181.6 | 182.2 | 182.7 | 182.7 | 182.3 | 181.8 | 180.4 | 170.2 | 15.49 | 2.51 | 15.15 | 12.56 | 16.2% | 182.7 | 15.2428 | 0.16303 | 15.401 | 0.98973 | 15.3309 | 2000 | 2000
2012-03-07 15:40 | 16.1 | 15.89 | 15.5 | 15.18 | 14.94 | 14.63 | 14.29 | 14.03 | 13.75 | 13.05 | 179.2 | 179.2 | 178.9 | 178.5 | 178.2 | 178.1 | 177.4 | 176.1 | 175 | 173 | 169.4 | 15.01 | 2.24 | 14.54 | 12.79 | 14.92% | 177.995 | 14.5937 | 0.21729 | 14.5808 | 1.0009 | 15.0233 | 2000 | 2000
2012-03-07 15:50 | 15.87 | 15.72 | 15.35 | 14.99 | 14.76 | 14.55 | 14.29 | 13.97 | 13.54 | 12.76 | 179.2 | 179.1 | 179.2 | 179.4 | 179.3 | 179.1 | 179.1 | 178.8 | 178 | 177.1 | 168 | 14.76 | 2.43 | 14.41 | 12.12 | 16.46% | 179.1 | 14.4665 | 0.16662 | 14.5125 | 0.99684 | 14.7133 | 2000 | 2000
2012-03-07 16:00 | 15.63 | 15.44 | 15.08 | 14.7 | 14.38 | 14.07 | 13.81 | 13.57 | 13.15 | 12.51 | 179 | 178.9 | 178.7 | 178.2 | 177.5 | 176.6 | 175.8 | 175.2 | 174.3 | 173.3 | 168.8 | 14.55 | 2.89 | 14.18 | 12.09 | 19.86% | 176.48 | 14.0869 | 0.17236 | 14.0325 | 1.0039 | 14.6064 | 2000 | 2000
2012-03-07 16:10 | 15.93 | 15.8 | 15.6 | 15.44 | 15.28 | 15.11 | 14.89 | 14.57 | 14.19 | 13.59 | 178.2 | 178.1 | 177.9 | 177.9 | 177.8 | 177.5 | 177.1 | 176.5 | 175.3 | 173.2 | 166.1 | 15.52 | 2.7 | 15.35 | 13.11 | 17.4% | 177.44 | 14.974 | 0.13554 | 15.0783 | 0.99309 | 15.4127 | 2000 | 2000
2012-03-07 16:20 | 14.51 | 14.35 | 14.08 | 13.94 | 13.79 | 13.5 | 13.16 | 12.88 | 12.67 | 12.22 | 177 | 177 | 177.1 | 176.8 | 176.6 | 176.2 | 175.6 | 174.5 | 173.6 | 172.8 | 165.5 | 13.14 | 2.38 | 13.1 | 11.72 | 18.11% | 176.11 | 13.4116 | 0.23572 | 13.4508 | 0.99709 | 13.1018 | 1999.14 | 1999.1
2012-03-07 16:30 | 16.03 | 15.88 | 15.7 | 15.43 | 15.13 | 14.82 | 14.47 | 14.11 | 13.73 | 12.97 | 178.8 | 178.7 | 178.5 | 177.9 | 177.3 | 176.5 | 176 | 175.9 | 175.4 | 173.8 | 167.4 | 15.17 | 2.14 | 14.92 | 12.3 | 14.11% | 176.425 | 14.7337 | 0.22086 | 14.7693 | 0.99759 | 15.1334 | 2000 | 2000
2012-03-07 16:40 | 14.29 | 14.08 | 13.75 | 13.5 | 13.33 | 13.11 | 12.82 | 12.54 | 12.21 | 11.52 | 178.6 | 178.4 | 177.9 | 177.5 | 176.9 | 176.1 | 175.5 | 174.9 | 174.5 | 173.2 | 165.7 | 12.93 | 2.21 | 12.72 | 11.18 | 17.09% | 176.01 | 13.0102 | 0.20671 | 13.0681 | 0.99558 | 12.8728 | 1998.23 | 1997.57
2012-03-07 16:50 | 13.27 | 13.15 | 12.94 | 12.69 | 12.56 | 12.51 | 12.41 | 12.18 | 11.83 | 11.35 | 176.4 | 176.2 | 176 | 175.9 | 175.9 | 175.6 | 175.6 | 175.4 | 174.8 | 173.9 | 165.2 | 12.83 | 2.4 | 12.76 | 10.99 | 18.71% | 175.6 | 12.4206 | 0.074166 | 12.4956 | 0.994 | 12.753 | 1997.13 | 1996.25
2012-03-07 17:00 | 13.77 | 13.57 | 13.19 | 12.81 | 12.48 | 12.15 | 11.96 | 11.88 | 11.77 | 11.43 | 178.2 | 178.4 | 178.5 | 178.3 | 177.8 | 176.7 | 175.3 | 174.9 | 175.2 | 174.7 | 166.4 | 12.97 | 2.07 | 12.58 | 11.09 | 15.96% | 176.49 | 12.3219 | 0.14565 | 12.1226 | 1.0164 | 13.1832 | 1998.67 | 1999.18
2012-03-07 17:10 | 15.26 | 15.15 | 14.87 | 14.44 | 14.03 | 13.79 | 13.5 | 13.12 | 12.95 | 12.52 | 178.8 | 178.6 | 178.4 | 178.1 | 177.7 | 177.4 | 177.3 | 176.8 | 175.5 | 174.4 | 168 | 14.03 | 2.71 | 13.82 | 12.02 | 19.32% | 177.385 | 13.8087 | 0.19641 | 13.7481 | 1.0044 | 14.0919 | 2000 | 2000
2012-03-07 17:20 | 16.2 | 16.05 | 15.68 | 15.39 | 15.14 | 14.84 | 14.48 | 14.06 | 13.7 | 13.02 | 177.3 | 177.1 | 176.6 | 176.4 | 176.1 | 175.8 | 175.4 | 175.2 | 174.9 | 174.7 | 167.2 | 15.2 | 2.78 | 14.83 | 12.24 | 18.29% | 175.74 | 14.7367 | 0.22694 | 14.7879 | 0.99654 | 15.1474 | 2000 | 2000
2012-03-07 17:30 | 15.84 | 15.75 | 15.56 | 15.31 | 15.08 | 14.82 | 14.58 | 14.35 | 14 | 13.18 | 183 | 183.6 | 184.1 | 184.2 | 184.2 | 183.7 | 183 | 182.4 | 181.7 | 180.7 | 171.4 | 14.88 | 2.53 | 14.5 | 12.32 | 17% | 183.595 | 14.7722 | 0.15088 | 14.7854 | 0.99911 | 14.8668 | 2000 | 2000
2012-03-07 17:40 | 15.37 | 15.2 | 14.91 | 14.59 | 14.24 | 13.88 | 13.58 | 13.41 | 13.18 | 12.57 | 175.5 | 175.5 | 175.3 | 175 | 175.2 | 175 | 174.3 | 173.4 | 172.7 | 171.3 | 165.1 | 13.76 | 2.07 | 13.57 | 11.98 | 15.04% | 174.895 | 13.9516 | 0.20192 | 13.8366 | 1.0083 | 13.8744 | 1999.76 | 1999.87
2012-03-07 17:50 | 14.68 | 14.53 | 14.24 | 14.03 | 13.85 | 13.65 | 13.41 | 13.06 | 12.66 | 11.93 | 175.2 | 175.5 | 176 | 176 | 175.4 | 175 | 174.7 | 173.9 | 173 | 170.5 | 165 | 13.15 | 2.1 | 12.91 | 11.36 | 15.97% | 174.955 | 13.5235 | 0.16392 | 13.6154 | 0.99325 | 13.0613 | 1999.15 | 1999.06
2012-03-07 18:00 | 13.02 | 12.83 | 12.41 | 11.98 | 11.62 | 11.3 | 10.92 | 10.58 | 10.35 | 10 | 165.3 | 165.1 | 164.8 | 164.4 | 164.2 | 164.2 | 164.1 | 163.4 | 162.6 | 161.7 | 156.3 | 10.55 | 1.6 | 10.46 | 9.97 | 15.17% | 164.185 | 11.3268 | 0.3161 | 11.2448 | 1.0073 | 10.6269 | 1783.85 | 1805.21
2012-03-07 18:10 | 13.68 | 13.4 | 12.92 | 12.51 | 12.21 | 11.99 | 11.79 | 11.6 | 11.4 | 10.98 | 167.6 | 167.2 | 166.6 | 166.6 | 166.4 | 165.9 | 165.3 | 164.4 | 163.5 | 162.2 | 155.9 | 11.82 | 1.81 | 11.84 | 10.66 | 15.31% | 165.81 | 12.0628 | 0.15544 | 11.9611 | 1.0085 | 11.9204 | 1972.88 | 1981.28
2012-03-07 18:20 | 14.18 | 14 | 13.73 | 13.52 | 13.3 | 13.05 | 12.85 | 12.74 | 12.61 | 12.19 | 163 | 162.6 | 161.9 | 161.7 | 161.7 | 161.5 | 160.9 | 160.7 | 160.5 | 159.3 | 153.5 | 12.83 | 1.7 | 12.81 | 11.85 | 13.25% | 161.41 | 13.1005 | 0.14272 | 13.0212 | 1.0061 | 12.9082 | 1997.13 | 1998.01
2012-03-07 18:30 | 14.53 | 14.3 | 13.9 | 13.6 | 13.32 | 12.99 | 12.65 | 12.4 | 12.27 | 12.01 | 167.1 | 166.8 | 166.2 | 165.7 | 165.5 | 165.8 | 166.4 | 167 | 167.3 | 166.9 | 156.6 | 12.34 | 1.6 | 12.36 | 11.7 | 12.97% | 165.89 | 13.0261 | 0.2451 | 12.9407 | 1.0066 | 12.4214 | 1991.74 | 1992.62
2012-03-07 18:40 | 13.91 | 13.64 | 13.02 | 12.51 | 12.19 | 11.9 | 11.71 | 11.52 | 11.26 | 10.9 | 170.5 | 170.6 | 170.6 | 170.9 | 171.9 | 172.6 | 172.6 | 172.2 | 171.1 | 168.1 | 159.9 | 11.32 | 1.76 | 11.4 | 10.45 | 15.55% | 172.6 | 12.0328 | 0.14874 | 11.8726 | 1.0135 | 11.4727 | 1930.88 | 1943.48
2012-03-07 18:50 | 13.94 | 13.7 | 13.21 | 12.73 | 12.38 | 12.15 | 11.93 | 11.81 | 11.74 | 11.56 | 165.9 | 165.5 | 165 | 164.9 | 165.1 | 165.6 | 165.7 | 164.9 | 163.6 | 162.9 | 158.3 | 11.81 | 1.63 | 11.87 | 11.25 | 13.8% | 165.615 | 12.2996 | 0.16886 | 12.1182 | 1.015 | 11.9868 | 1972.04 | 1987.16
2012-03-07 19:00 | 13.89 | 13.62 | 13.16 | 12.79 | 12.46 | 12.13 | 11.86 | 11.67 | 11.5 | 11.15 | 168.9 | 168.7 | 168.6 | 169 | 169.1 | 168.7 | 168.5 | 168.3 | 168.2 | 168.4 | 159.6 | 11.81 | 1.66 | 11.76 | 10.95 | 14.06% | 168.67 | 12.2351 | 0.20802 | 12.0909 | 1.0119 | 11.9508 | 1972.04 | 1983.8
2012-03-07 19:10 | 12.83 | 12.65 | 12.3 | 11.93 | 11.67 | 11.53 | 11.47 | 11.38 | 11.13 | 10.55 | 164.8 | 164.3 | 163.4 | 162.4 | 161.6 | 161.3 | 161.6 | 162.1 | 162.5 | 162.1 | 156.9 | 10.93 | 2 | 11.13 | 10.29 | 18.3% | 161.345 | 11.614 | 0.048214 | 11.5214 | 1.008 | 11.0178 | 1885.31 | 1905.68
2012-03-07 19:20 | 12.68 | 12.48 | 12.09 | 11.7 | 11.38 | 11.13 | 10.97 | 10.86 | 10.74 | 10.34 | 164.7 | 164.5 | 164.2 | 163.8 | 163.6 | 163.9 | 164.3 | 164.5 | 164.1 | 163.1 | 156 | 10.85 | 1.64 | 10.92 | 10.01 | 15.12% | 163.96 | 11.2712 | 0.13381 | 11.1069 | 1.0148 | 11.0105 | 1863.95 | 1904.84
2012-03-07 19:30 | 12.71 | 12.48 | 12.03 | 11.68 | 11.45 | 11.2 | 10.94 | 10.7 | 10.42 | 10.14 | 166.7 | 166.3 | 166 | 165.9 | 165.4 | 165 | 165.3 | 165.8 | 165.6 | 164.4 | 158.1 | 10.53 | 1.32 | 10.57 | 10.08 | 12.54% | 165.045 | 11.2119 | 0.21705 | 11.1624 | 1.0044 | 10.5767 | 1778.51 | 1791.86
2012-03-07 19:50 | 13.23 | 12.98 | 12.55 | 12.23 | 11.96 | 11.63 | 11.28 | 11.03 | 10.87 | 10.69 | 166.1 | 165.6 | 164.9 | 164.5 | 164.1 | 163.5 | 162.9 | 162.5 | 162.3 | 161.5 | 156.7 | 11.12 | 1.72 | 11.06 | 10.49 | 15.47% | 163.41 | 11.6655 | 0.28237 | 11.5792 | 1.0075 | 11.2029 | 1914.08 | 1920.8
2012-03-07 20:00 | 12.94 | 12.68 | 12.2 | 11.76 | 11.39 | 11.04 | 10.74 | 10.5 | 10.21 | 9.87 | 165.9 | 165.6 | 165.1 | 164.1 | 162.8 | 161.8 | 161.2 | 161.3 | 161.5 | 160.5 | 156 | 10.43 | 1.63 | 10.45 | 9.68 | 15.63% | 161.71 | 11.1346 | 0.25459 | 10.9965 | 1.0126 | 10.561 | 1751.81 | 1786.52
2012-03-07 20:10 | 12.21 | 11.91 | 11.4 | 10.96 | 10.6 | 10.33 | 10.13 | 9.94 | 9.75 | 9.33 | 166.4 | 166.5 | 167.1 | 167.6 | 167.9 | 168.3 | 168.6 | 168.1 | 167 | 163.9 | 157.3 | 9.79 | 1.38 | 9.8 | 8.95 | 14.1% | 168.345 | 10.4586 | 0.18067 | 10.3011 | 1.0153 | 9.9396 | 1556.99 | 1614.14
2012-03-07 20:20 | 12.66 | 12.4 | 11.87 | 11.37 | 10.95 | 10.61 | 10.31 | 10.1 | 9.88 | 9.57 | 169.7 | 169.5 | 169.2 | 169.2 | 169.1 | 168.9 | 168.9 | 169.1 | 169.4 | 169.1 | 159.9 | 10.01 | 1.87 | 10.05 | 9.32 | 18.68% | 168.9 | 10.7582 | 0.26506 | 10.5665 | 1.0181 | 10.1916 | 1639.67 | 1687.73
2012-03-07 20:30 | 13.33 | 13.06 | 12.61 | 12.21 | 11.88 | 11.67 | 11.48 | 11.27 | 11.09 | 10.74 | 167.4 | 167 | 166.5 | 166.5 | 166.8 | 167.4 | 168.1 | 168.3 | 167.9 | 166.4 | 157.4 | 10.8 | 2.18 | 10.8 | 10.47 | 20.19% | 167.505 | 11.7517 | 0.15169 | 11.6426 | 1.0094 | 10.9012 | 1850.6 | 1877.3
2012-03-07 20:40 | 15.21 | 15.01 | 14.54 | 14 | 13.5 | 13.06 | 12.81 | 12.63 | 12.4 | 11.89 | 171.1 | 171 | 171.3 | 171.5 | 171.5 | 171.4 | 171.4 | 171.1 | 170.6 | 169.3 | 159.1 | 12.78 | 1.5 | 12.67 | 11.35 | 11.74% | 171.4 | 13.2907 | 0.17861 | 13.0239 | 1.0205 | 13.0418 | 1996.58 | 1999.04
2012-03-07 20:50 | 14.22 | 13.94 | 13.43 | 13.01 | 12.73 | 12.43 | 12.16 | 11.96 | 11.72 | 11.12 | 169.3 | 169.6 | 170.2 | 170.9 | 171 | 170.7 | 170.4 | 169.6 | 168.2 | 166.7 | 160.3 | 11.56 | 1.81 | 11.62 | 10.93 | 15.66% | 170.655 | 12.4899 | 0.20294 | 12.391 | 1.008 | 11.6523 | 1951.04 | 1958.6
2012-03-07 21:00 | 15.43 | 15.16 | 14.65 | 14.24 | 13.96 | 13.69 | 13.46 | 13.15 | 12.77 | 12.28 | 174 | 174.1 | 174.1 | 173.7 | 173.5 | 173.6 | 173.6 | 172.8 | 171.6 | 169.2 | 161.3 | 13.32 | 1.96 | 13.29 | 12.14 | 14.71% | 173.6 | 13.7001 | 0.15657 | 13.6568 | 1.0032 | 13.3622 | 1999.32 | 1999.36
2012-03-07 21:10 | 16.41 | 16.27 | 15.9 | 15.44 | 14.96 | 14.45 | 13.99 | 13.66 | 13.37 | 12.92 | 172.6 | 172.6 | 172.3 | 172 | 172.1 | 172.1 | 172 | 171.4 | 170.6 | 169.4 | 160.9 | 14.15 | 1.64 | 14.11 | 12.8 | 11.59% | 172.085 | 14.5494 | 0.29896 | 14.3832 | 1.0116 | 14.3135 | 2000 | 2000
2012-03-07 21:20 | 16.93 | 16.67 | 16.16 | 15.69 | 15.35 | 15.08 | 14.82 | 14.58 | 14.36 | 14.05 | 173.2 | 173 | 172.6 | 172.3 | 172.4 | 172.7 | 173 | 172.9 | 172.5 | 171.1 | 161.5 | 14.7 | 1.49 | 14.65 | 13.65 | 10.14% | 172.745 | 15.1582 | 0.16072 | 15.0425 | 1.0077 | 14.8131 | 2000 | 2000
2012-03-07 21:50 | 14.64 | 14.41 | 14 | 13.63 | 13.31 | 12.99 | 12.69 | 12.36 | 12.04 | 11.55 | 175.4 | 175.5 | 175.8 | 176.2 | 176.7 | 176.6 | 176 | 175.4 | 174.8 | 173 | 163.9 | 12.75 | 1.91 | 12.63 | 11.41 | 14.98% | 176.51 | 13.0002 | 0.21592 | 12.9466 | 1.0041 | 12.8028 | 1996.25 | 1996.8
2012-03-07 22:10 | 13.87 | 13.67 | 13.39 | 13.16 | 12.86 | 12.5 | 12.25 | 12.1 | 11.91 | 11.39 | 178.5 | 178.7 | 178.8 | 178.4 | 177.8 | 177 | 176.3 | 175.8 | 175 | 173.2 | 167 | 12.82 | 1.65 | 12.57 | 10.72 | 12.87% | 176.895 | 12.5786 | 0.18669 | 12.4639 | 1.0092 | 12.938 | 1997.02 | 1998.34
2012-03-07 22:20 | 14.85 | 14.71 | 14.41 | 14.09 | 13.75 | 13.38 | 13.05 | 12.84 | 12.65 | 12.2 | 179.7 | 179.4 | 178.6 | 177.8 | 176.8 | 176.1 | 175.6 | 175.2 | 174.6 | 173.3 | 166.3 | 13.59 | 2.15 | 13.51 | 11.85 | 15.82% | 176.025 | 13.4421 | 0.23077 | 13.3322 | 1.0082 | 13.7021 | 1999.59 | 1999.7
2012-03-07 22:50 | 14.11 | 14 | 13.79 | 13.57 | 13.3 | 12.94 | 12.55 | 12.17 | 11.73 | 11.11 | 182.9 | 182.6 | 182.1 | 181.8 | 181.5 | 181.2 | 181 | 180.5 | 179.5 | 178.3 | 171.6 | 13.3 | 1.55 | 12.81 | 10.63 | 11.65% | 181.17 | 12.8432 | 0.2828 | 12.8834 | 0.99688 | 13.2585 | 1999.3 | 1999.26
2012-03-07 23:00 | 13.48 | 13.38 | 13.22 | 12.99 | 12.7 | 12.39 | 12.16 | 11.89 | 11.49 | 10.56 | 183.6 | 183.3 | 182.7 | 182.2 | 181.7 | 181.2 | 180.5 | 179.5 | 178.6 | 177.9 | 172.2 | 12.81 | 1.46 | 12.34 | 10 | 11.4% | 181.095 | 12.3627 | 0.17316 | 12.3568 | 1.0005 | 12.8161 | 1996.91 | 1997.02
2012-03-07 23:10 | 13.86 | 13.75 | 13.49 | 13.18 | 12.92 | 12.66 | 12.37 | 12.05 | 11.71 | 11.03 | 182.8 | 182.6 | 182.1 | 181.6 | 181 | 180.4 | 180 | 179.9 | 179.9 | 179.7 | 170.8 | 12.88 | 1.55 | 12.38 | 10.05 | 12.03% | 180.34 | 12.6026 | 0.21414 | 12.618 | 0.99877 | 12.8642 | 1997.68 | 1997.46
2012-03-07 23:20 | 13.5 | 13.31 | 12.94 | 12.52 | 12.19 | 11.89 | 11.6 | 11.34 | 11.03 | 10.39 | 182.8 | 182.7 | 182.7 | 182.8 | 182.9 | 182.7 | 182.2 | 181.2 | 179.9 | 178.3 | 172 | 12.55 | 1.46 | 12.06 | 9.84 | 11.63% | 182.625 | 11.9219 | 0.22818 | 11.848 | 1.0062 | 12.6283 | 1994.05 | 1994.93
2012-03-07 23:30 | 13.5 | 13.37 | 13.11 | 12.87 | 12.68 | 12.44 | 12.17 | 11.83 | 11.46 | 10.78 | 185.5 | 185.2 | 184.7 | 184.1 | 183.5 | 182.6 | 181.6 | 180.9 | 180.4 | 178.7 | 174.1 | 12.59 | 1.59 | 12.09 | 10.29 | 12.63% | 182.45 | 12.3355 | 0.20278 | 12.401 | 0.99472 | 12.5236 | 1994.49 | 1993.72
2012-03-07 23:40 | 13.15 | 13.01 | 12.76 | 12.48 | 12.27 | 12.07 | 11.81 | 11.52 | 11.18 | 10.57 | 183.6 | 183.4 | 183.5 | 183.5 | 183.4 | 183.5 | 183.9 | 184 | 183.7 | 183.3 | 173.7 | 12.34 | 1.53 | 11.77 | 9.61 | 12.4% | 183.56 | 11.9914 | 0.20124 | 12.0324 | 0.99659 | 12.2979 | 1991.74 | 1991.3
2012-03-08 00:20 | 13.91 | 13.76 | 13.49 | 13.22 | 12.92 | 12.59 | 12.26 | 11.89 | 11.53 | 10.91 | 182.4 | 182.1 | 181.5 | 180.9 | 180.3 | 179.7 | 179 | 178.3 | 177.6 | 176.9 | 169.6 | 12.98 | 1.29 | 12.61 | 10.26 | 9.938% | 179.595 | 12.5385 | 0.24545 | 12.5422 | 0.99971 | 12.9762 | 1998.78 | 1998.78
2012-03-08 00:30 | 13.02 | 12.8 | 12.49 | 12.21 | 11.89 | 11.56 | 11.26 | 10.96 | 10.68 | 10.19 | 182.2 | 182.1 | 181.7 | 181.2 | 180.5 | 179.9 | 179.9 | 180 | 179.8 | 179.6 | 169.6 | 11.98 | 1.56 | 11.54 | 9.61 | 13.02% | 179.9 | 11.5726 | 0.24298 | 11.5165 | 1.0049 | 12.0383 | 1986.32 | 1988.44
2012-03-08 00:40 | 11.89 | 11.73 | 11.42 | 11.15 | 10.95 | 10.78 | 10.62 | 10.41 | 10.07 | 9.48 | 182.4 | 182.1 | 182 | 182.3 | 182.3 | 182.2 | 182.2 | 182.1 | 181.6 | 180.7 | 172.2 | 11.02 | 1.35 | 10.63 | 8.95 | 12.25% | 182.2 | 10.7535 | 0.13819 | 10.7569 | 0.99968 | 11.0164 | 1905.68 | 1905.68
2012-03-08 01:00 | 11.38 | 11.18 | 10.78 | 10.44 | 10.17 | 9.96 | 9.76 | 9.47 | 9.2 | 8.92 | 182.3 | 182.3 | 182.2 | 181.9 | 181.6 | 181 | 179.6 | 178.1 | 177.6 | 177.3 | 169.5 | 10.16 | 1.53 | 9.84 | 8.8 | 15.06% | 180.79 | 9.9736 | 0.18745 | 9.9311 | 1.0043 | 10.2035 | 1679.72 | 1690.4
2012-03-08 01:10 | 12.3 | 12.13 | 11.83 | 11.53 | 11.32 | 11.15 | 10.9 | 10.61 | 10.31 | 9.8 | 181.5 | 181.2 | 180.5 | 180.2 | 179.6 | 178.9 | 178.2 | 177.1 | 176 | 174.9 | 168.9 | 11.6 | 1.45 | 11.3 | 9.49 | 12.5% | 178.795 | 11.0763 | 0.20956 | 11.1138 | 0.99662 | 11.5608 | 1954.4 | 1951.04
2012-03-08 01:20 | 12.11 | 11.92 | 11.6 | 11.38 | 11.25 | 11.17 | 11.07 | 10.89 | 10.63 | 10 | 181.3 | 181.1 | 181 | 180.9 | 180.5 | 179.9 | 179.4 | 179.1 | 178.7 | 177 | 168.1 | 11.39 | 1.47 | 11.15 | 9.53 | 12.91% | 179.825 | 11.1176 | 0.083103 | 11.1556 | 0.99659 | 11.3512 | 1936.76 | 1933.4
2012-03-08 01:30 | 11.85 | 11.66 | 11.27 | 10.92 | 10.72 | 10.5 | 10.25 | 9.95 | 9.63 | 9.11 | 181.7 | 181.5 | 180.5 | 179.8 | 179.5 | 179.1 | 178.2 | 177.2 | 176.7 | 175.2 | 167 | 10.58 | 1.57 | 10.34 | 9.18 | 14.84% | 178.965 | 10.4567 | 0.22269 | 10.4638 | 0.99932 | 10.5728 | 1791.86 | 1789.19
2012-03-08 01:40 | 11.58 | 11.43 | 11.22 | 11.05 | 10.86 | 10.58 | 10.36 | 10.2 | 10.02 | 9.57 | 180.5 | 180.3 | 180 | 180 | 180.1 | 180.3 | 180.2 | 179.6 | 178.9 | 176.9 | 167.2 | 10.43 | 1.7 | 10.1 | 9.41 | 16.3% | 180.285 | 10.5966 | 0.19418 | 10.5482 | 1.0046 | 10.4778 | 1751.81 | 1765.16
2012-03-08 01:50 | 11.67 | 11.39 | 10.91 | 10.46 | 10.12 | 9.83 | 9.52 | 9.29 | 9.13 | 8.88 | 177.5 | 177.9 | 178.6 | 178.5 | 177.9 | 177.2 | 176.6 | 175.1 | 172.9 | 171.5 | 164.3 | 9.63 | 1.58 | 9.47 | 8.51 | 16.41% | 177.11 | 9.9168 | 0.29612 | 9.785 | 1.0135 | 9.7597 | 1496.03 | 1545.56
2012-03-08 02:00 | 12.59 | 12.35 | 11.93 | 11.61 | 11.39 | 11.18 | 10.99 | 10.8 | 10.55 | 10.03 | 177 | 177 | 176.9 | 177 | 177 | 177.2 | 177 | 176 | 174.1 | 170.9 | 163.7 | 11.04 | 1.39 | 10.8 | 9.82 | 12.59% | 177.17 | 11.1971 | 0.1584 | 11.1526 | 1.004 | 11.0841 | 1907.36 | 1910.72
2012-03-08 02:10 | 10.85 | 10.66 | 10.31 | 9.98 | 9.7 | 9.41 | 9.14 | 8.91 | 8.7 | 8.22 | 172.6 | 172.8 | 173.3 | 173.6 | 173.7 | 173.5 | 173 | 172.8 | 172.6 | 170.8 | 162.7 | 8.72 | 1.49 | 8.58 | 7.85 | 17.09% | 173.425 | 9.4541 | 0.26903 | 9.3708 | 1.0089 | 8.7975 | 1153.24 | 1182.6
2012-03-08 02:20 | 10.26 | 9.98 | 9.41 | 8.91 | 8.59 | 8.38 | 8.2 | 7.96 | 7.72 | 7.2 | 172.1 | 172.5 | 172.8 | 172.4 | 171.7 | 170.6 | 168.9 | 167.1 | 165.5 | 163.6 | 159.5 | 7.73 | 1.73 | 7.67 | 7.15 | 22.38% | 170.345 | 8.4684 | 0.20066 | 8.354 | 1.0137 | 7.8359 | 807.73 | 840.84
2012-03-08 02:30 | 11.28 | 11.02 | 10.55 | 10.13 | 9.8 | 9.49 | 9.19 | 8.94 | 8.71 | 8.26 | 172.8 | 172.4 | 171.9 | 171.3 | 170.7 | 170.3 | 170 | 170.1 | 169.3 | 167.8 | 160.2 | 8.74 | 1.61 | 8.69 | 7.99 | 18.42% | 170.255 | 9.563 | 0.29685 | 9.4464 | 1.0123 | 8.8479 | 1160.58 | 1200.95
2012-03-08 02:40 | 11.18 | 10.97 | 10.52 | 10.07 | 9.63 | 9.19 | 8.94 | 8.71 | 8.5 | 8.14 | 172.1 | 172.2 | 172.2 | 172.2 | 172.3 | 172.6 | 172.5 | 171.9 | 170.8 | 168.3 | 160.2 | 8.48 | 1.43 | 8.38 | 8.05 | 16.86% | 172.585 | 9.3978 | 0.25487 | 9.1538 | 1.0267 | 8.7061 | 1065.16 | 1149.57
2012-03-08 02:50 | 10.01 | 9.83 | 9.42 | 9.09 | 8.79 | 8.52 | 8.3 | 8.14 | 8.01 | 7.6 | 172 | 171.8 | 171.6 | 171 | 170.6 | 170.1 | 169.4 | 169.3 | 169.5 | 167.1 | 161.2 | 7.87 | 1.43 | 7.76 | 7.53 | 18.17% | 169.995 | 8.6212 | 0.24175 | 8.4881 | 1.0157 | 7.9933 | 849.87 | 885.99
2012-03-08 03:00 | 11.55 | 11.34 | 10.97 | 10.7 | 10.37 | 9.98 | 9.55 | 9.18 | 8.87 | 8.44 | 177 | 177 | 176.1 | 174.3 | 172.8 | 172 | 171.6 | 170.5 | 169.2 | 166 | 162.1 | 9.06 | 1.75 | 9 | 8.42 | 19.32% | 171.94 | 9.9535 | 0.40699 | 9.9172 | 1.0037 | 9.0932 | 1278.86 | 1290.29
2012-03-08 03:10 | 10.8 | 10.67 | 10.34 | 9.93 | 9.57 | 9.18 | 8.83 | 8.57 | 8.34 | 7.98 | 177.2 | 177.2 | 177 | 177 | 177.1 | 176.2 | 174.7 | 174.1 | 173.6 | 170.9 | 164.4 | 9.08 | 1.94 | 8.85 | 7.65 | 21.37% | 175.975 | 9.2715 | 0.35922 | 9.129 | 1.0156 | 9.2217 | 1286.48 | 1339.82
2012-03-08 03:20 | 9.67 | 9.45 | 9.1 | 8.81 | 8.64 | 8.46 | 8.19 | 7.89 | 7.57 | 7.21 | 174.2 | 174.2 | 175 | 175.9 | 176.3 | 176.2 | 176 | 175.1 | 173.9 | 174 | 162.7 | 7.86 | 1.61 | 7.68 | 7.24 | 20.48% | 176.17 | 8.3847 | 0.29973 | 8.4208 | 0.99571 | 7.8263 | 846.86 | 837.83
2012-03-08 03:30 | 10.21 | 9.97 | 9.5 | 9.08 | 8.82 | 8.74 | 8.63 | 8.41 | 8.18 | 7.95 | 174.9 | 174.9 | 175.1 | 175.1 | 175.2 | 175.5 | 175.6 | 174.7 | 173.3 | 171.8 | 162 | 8.15 | 1.86 | 8.04 | 7.74 | 22.82% | 175.515 | 8.7811 | 0.11704 | 8.7242 | 1.0065 | 8.2032 | 944.05 | 962.4
2012-03-08 03:40 | 10.8 | 10.62 | 10.32 | 10 | 9.64 | 9.35 | 9.18 | 8.98 | 8.69 | 8.39 | 172.8 | 172.8 | 172.6 | 172.5 | 172.6 | 172.6 | 172.3 | 171.7 | 170 | 167.4 | 160.7 | 8.36 | 1.41 | 8.26 | 8.43 | 16.87% | 172.555 | 9.4558 | 0.16956 | 9.3255 | 1.014 | 8.4769 | 1021.12 | 1065.16
2012-03-08 03:50 | 10.35 | 10.23 | 10.02 | 9.74 | 9.44 | 9.17 | 8.93 | 8.67 | 8.58 | 8.33 | 174.8 | 174.8 | 174.8 | 174.6 | 174 | 173.4 | 172.6 | 171.6 | 170.4 | 168.2 | 160.8 | 8.42 | 1.31 | 8.45 | 7.95 | 15.56% | 173.28 | 9.2229 | 0.24508 | 9.1352 | 1.0096 | 8.5008 | 1043.14 | 1072.5
2012-03-08 04:00 | 10.28 | 10.05 | 9.62 | 9.26 | 9.06 | 8.86 | 8.54 | 8.21 | 8.02 | 7.82 | 172.5 | 172.2 | 171.8 | 171.8 | 171.8 | 171.7 | 171.4 | 171 | 170.5 | 168.5 | 161.1 | 8.17 | 1.48 | 8.09 | 7.58 | 18.12% | 171.655 | 8.818 | 0.33994 | 8.8134 | 1.0005 | 8.1743 | 951.39 | 951.39
2012-03-08 04:10 | 10.22 | 10 | 9.7 | 9.47 | 9.26 | 8.99 | 8.75 | 8.49 | 8.28 | 8.05 | 171.5 | 172.1 | 173.2 | 173.2 | 172.3 | 170.9 | 169.7 | 168.5 | 167.7 | 167 | 161 | 7.93 | 1.58 | 7.79 | 7.87 | 19.92% | 170.72 | 8.9925 | 0.25005 | 8.9552 | 1.0042 | 7.963 | 867.93 | 876.96
2012-03-08 04:20 | 10.54 | 10.38 | 10.13 | 9.73 | 9.29 | 8.95 | 8.75 | 8.48 | 8.17 | 7.66 | 173.7 | 173.4 | 172.6 | 172.4 | 172 | 171.6 | 171.9 | 170.8 | 169.2 | 168.1 | 161.3 | 7.81 | 1.38 | 7.73 | 7.54 | 17.67% | 171.645 | 9.0779 | 0.20884 | 8.9211 | 1.0176 | 7.9473 | 831.81 | 873.95
2012-03-08 04:30 | 10.55 | 10.36 | 9.9 | 9.43 | 9.02 | 8.68 | 8.39 | 8.12 | 7.98 | 7.88 | 166.6 | 166.4 | 166.3 | 166.7 | 166.8 | 166.5 | 165.4 | 163.7 | 162.5 | 160.4 | 158.1 | 7.96 | 1.48 | 7.92 | 7.86 | 18.59% | 166.335 | 8.8301 | 0.31402 | 8.6378 | 1.0223 | 8.1371 | 876.96 | 940.38
2012-03-08 04:40 | 11.52 | 11.34 | 10.95 | 10.48 | 10.01 | 9.58 | 9.27 | 9.11 | 8.95 | 8.55 | 171.6 | 171.4 | 170.7 | 170.3 | 170.6 | 171.2 | 171.1 | 170.5 | 170.3 | 169.5 | 160.8 | 8.91 | 1.44 | 8.75 | 8.08 | 16.16% | 171.185 | 9.7922 | 0.30397 | 9.535 | 1.027 | 9.1503 | 1222.97 | 1313.15
2012-03-08 04:50 | 11.63 | 11.39 | 11.02 | 10.67 | 10.28 | 9.96 | 9.69 | 9.33 | 8.99 | 8.46 | 176.7 | 176.7 | 176.5 | 175.9 | 175 | 173.7 | 172.6 | 172.1 | 171.7 | 168.5 | 162.4 | 9.46 | 1.76 | 9.32 | 8.22 | 18.6% | 173.535 | 9.9944 | 0.25397 | 9.9209 | 1.0074 | 9.5301 | 1431.26 | 1457.93
2012-03-08 05:00 | 9.86 | 9.71 | 9.46 | 9.16 | 8.77 | 8.4 | 8.11 | 7.88 | 7.73 | 7.41 | 181.7 | 181.8 | 181.7 | 181.5 | 180.9 | 180.3 | 179.2 | 177.3 | 175.2 | 172.8 | 164.6 | 8.04 | 1.68 | 7.91 | 7.17 | 20.9% | 180.135 | 8.5108 | 0.32467 | 8.3578 | 1.0183 | 8.1872 | 903.68 | 958.73
2012-03-08 05:10 | 11.26 | 11.12 | 10.86 | 10.54 | 10.24 | 9.97 | 9.78 | 9.6 | 9.41 | 9.05 | 176.1 | 176.1 | 176.6 | 177.2 | 177.1 | 176.4 | 175.6 | 174.8 | 173.7 | 170.9 | 163 | 9.47 | 1.45 | 9.33 | 8.99 | 15.31% | 176.28 | 10.0525 | 0.17781 | 9.9426 | 1.0111 | 9.5747 | 1435.07 | 1473.17
2012-03-08 05:20 | 10.38 | 10.15 | 9.8 | 9.61 | 9.52 | 9.44 | 9.32 | 9.12 | 8.89 | 8.56 | 180.9 | 181.1 | 181.3 | 181.2 | 180 | 178.1 | 176.8 | 176 | 175.4 | 174.9 | 165.3 | 9.22 | 1.32 | 9.08 | 8.19 | 14.32% | 177.905 | 9.3721 | 0.11822 | 9.4227 | 0.99463 | 9.1705 | 1339.82 | 1320.77
2012-03-08 05:30 | 10.52 | 10.43 | 10.22 | 9.92 | 9.6 | 9.3 | 9.04 | 8.78 | 8.54 | 8.24 | 180.1 | 180 | 180.3 | 180.6 | 180.3 | 179.5 | 178.5 | 177.4 | 176 | 173.3 | 165.6 | 9.39 | 1.54 | 9.18 | 8.06 | 16.4% | 179.35 | 9.3425 | 0.26203 | 9.2623 | 1.0087 | 9.4713 | 1404.59 | 1435.07
2012-03-08 05:40 | 9.5 | 9.32 | 9.04 | 8.73 | 8.35 | 8.02 | 7.81 | 7.61 | 7.42 | 7.01 | 182 | 182.2 | 182.6 | 182.6 | 181.7 | 180.1 | 178.6 | 177.6 | 176.6 | 174.8 | 164.8 | 7.69 | 1.46 | 7.49 | 6.91 | 18.99% | 179.875 | 8.1446 | 0.2452 | 7.9896 | 1.0194 | 7.8392 | 795.69 | 840.84
2012-03-08 05:50 | 10.05 | 9.9 | 9.68 | 9.46 | 9.22 | 8.91 | 8.55 | 8.3 | 8.11 | 7.92 | 181.6 | 181.6 | 181.2 | 180.1 | 179.4 | 179.1 | 178.5 | 177.2 | 174.9 | 172.1 | 166.8 | 9.23 | 1.47 | 8.88 | 7.71 | 15.93% | 179.01 | 8.8932 | 0.38113 | 8.8575 | 1.004 | 9.2672 | 1343.63 | 1358.87
2012-03-08 06:00 | 10.71 | 10.48 | 10.17 | 10.03 | 9.86 | 9.63 | 9.36 | 9.11 | 8.83 | 8.5 | 182.1 | 181.8 | 181.2 | 181.1 | 181.1 | 180.2 | 178.4 | 176.8 | 175.9 | 174.9 | 167.8 | 9.69 | 1.63 | 9.38 | 8.14 | 16.82% | 179.93 | 9.5595 | 0.26279 | 9.5908 | 0.99673 | 9.6583 | 1518.89 | 1507.46
2012-03-08 06:10 | 10.87 | 10.74 | 10.42 | 10.17 | 10.01 | 9.73 | 9.31 | 8.83 | 8.43 | 8.06 | 184 | 183.6 | 183 | 182.7 | 182.5 | 181.9 | 181.2 | 180.3 | 178.6 | 177 | 169.7 | 9.94 | 1.32 | 9.51 | 7.73 | 13.28% | 181.795 | 9.5648 | 0.40776 | 9.6687 | 0.98926 | 9.8332 | 1614.14 | 1572.23
2012-03-08 06:20 | 10.23 | 10.13 | 9.75 | 9.22 | 8.79 | 8.5 | 8.24 | 7.99 | 7.65 | 7.1 | 184 | 183.5 | 182.9 | 183 | 182.4 | 180.9 | 179.6 | 178.8 | 178.3 | 177.3 | 171.6 | 8.6 | 1.29 | 8.13 | 6.88 | 15% | 180.705 | 8.6107 | 0.28708 | 8.4623 | 1.0175 | 8.7508 | 1109.2 | 1164.25
2012-03-08 06:30 | 10.44 | 10.3 | 9.99 | 9.63 | 9.34 | 9.12 | 8.92 | 8.69 | 8.44 | 8.11 | 184.6 | 184.1 | 183.5 | 183.3 | 183.5 | 183.5 | 182.8 | 181.9 | 181 | 179.5 | 173.4 | 9.6 | 1.18 | 9.15 | 7.51 | 12.29% | 183.395 | 9.1655 | 0.20491 | 9.0911 | 1.0082 | 9.6786 | 1484.6 | 1515.08
2012-03-08 06:40 | 10.71 | 10.61 | 10.44 | 10.24 | 10.01 | 9.76 | 9.54 | 9.31 | 9.04 | 8.4 | 186.3 | 186.1 | 185.7 | 184.9 | 184.3 | 183.8 | 183.1 | 182.6 | 182.7 | 181.8 | 173.9 | 9.84 | 1.21 | 9.28 | 7.42 | 12.3% | 183.695 | 9.7383 | 0.21068 | 9.7282 | 1.001 | 9.8502 | 1576.04 | 1579.85
2012-03-08 06:50 | 11.16 | 11.02 | 10.73 | 10.47 | 10.29 | 10.13 | 9.91 | 9.69 | 9.37 | 8.68 | 188.4 | 187.9 | 187.1 | 186.5 | 186.3 | 186.3 | 185.8 | 184.9 | 183.8 | 183.1 | 176.2 | 10.39 | 1.03 | 9.82 | 7.95 | 9.913% | 186.225 | 10.0616 | 0.2029 | 10.0982 | 0.99638 | 10.3524 | 1741.13 | 1730.45
2012-03-08 07:00 | 10.63 | 10.51 | 10.33 | 10.14 | 9.97 | 9.8 | 9.61 | 9.3 | 8.9 | 8.3 | 188.5 | 188 | 187.2 | 186.5 | 186.1 | 185.9 | 185.9 | 185.7 | 186 | 186.5 | 179.3 | 10.03 | 1.05 | 9.08 | 7.59 | 10.47% | 185.9 | 9.6966 | 0.18092 | 9.7725 | 0.99223 | 9.952 | 1645.01 | 1617.95
2012-03-08 07:10 | 10.87 | 10.76 | 10.6 | 10.47 | 10.36 | 10.26 | 10.08 | 9.84 | 9.62 | 9.17 | 188.5 | 187.9 | 187 | 186.4 | 186 | 185.7 | 185.2 | 185 | 184.9 | 184.3 | 176.6 | 10.22 | 0.84 | 9.65 | 8.54 | 8.219% | 185.625 | 10.1521 | 0.16356 | 10.234 | 0.992 | 10.1382 | 1695.74 | 1674.38
2012-03-08 07:20 | 10.1 | 9.98 | 9.8 | 9.67 | 9.54 | 9.32 | 9.04 | 8.82 | 8.63 | 8.26 | 187.5 | 187.5 | 187.6 | 186.9 | 185.8 | 184.8 | 184.7 | 185 | 184.6 | 183.3 | 175.6 | 9.55 | 0.97 | 8.96 | 7.57 | 10.16% | 184.785 | 9.2447 | 0.28188 | 9.2794 | 0.99627 | 9.5144 | 1465.55 | 1450.31
2012-03-08 07:30 | 10.44 | 10.35 | 10.2 | 10.06 | 9.87 | 9.61 | 9.26 | 8.96 | 8.69 | 8.31 | 188.2 | 188.1 | 187.9 | 187.2 | 186.3 | 185.9 | 185.5 | 184.9 | 184.7 | 183.9 | 174.5 | 9.61 | 1.06 | 9.13 | 7.39 | 11.03% | 185.84 | 9.5093 | 0.34284 | 9.5591 | 0.9948 | 9.56 | 1488.41 | 1469.36
2012-03-08 07:40 | 11.13 | 11.02 | 10.77 | 10.53 | 10.33 | 10.16 | 10.03 | 9.93 | 9.75 | 9.23 | 187.3 | 187.1 | 186.6 | 186 | 185.7 | 185.4 | 184.9 | 183.9 | 182.9 | 182.2 | 173.5 | 10.39 | 1.03 | 10.15 | 8.52 | 9.913% | 185.325 | 10.1953 | 0.119 | 10.1413 | 1.0053 | 10.4454 | 1741.13 | 1757.15
2012-03-08 07:50 | 11.03 | 10.92 | 10.65 | 10.35 | 10 | 9.67 | 9.42 | 9.16 | 8.85 | 8.28 | 185.6 | 185.1 | 184.6 | 184.3 | 184.1 | 184 | 183.7 | 183.6 | 183.3 | 182.7 | 174.3 | 10.13 | 1.18 | 9.53 | 7.62 | 11.65% | 183.955 | 9.7253 | 0.24205 | 9.6338 | 1.0095 | 10.2263 | 1671.71 | 1698.41
2012-03-08 08:00 | 9.69 | 9.65 | 9.58 | 9.5 | 9.43 | 9.34 | 9.14 | 8.88 | 8.62 | 8.19 | 186.1 | 185.9 | 185.6 | 185.8 | 186 | 185.7 | 184.9 | 183.7 | 183 | 182.8 | 175.3 | 9.52 | 1 | 9.09 | 7.66 | 10.5% | 185.58 | 9.1843 | 0.20003 | 9.3111 | 0.98638 | 9.3904 | 1454.12 | 1404.59
2012-03-08 08:10 | 9.22 | 9.14 | 8.98 | 8.84 | 8.64 | 8.45 | 8.3 | 8.19 | 8.1 | 7.7 | 187.7 | 187.4 | 186.5 | 185.5 | 184.8 | 184.8 | 185 | 184.9 | 184.3 | 183.6 | 177.8 | 8.87 | 1.25 | 8.26 | 7.23 | 14.09% | 184.83 | 8.4855 | 0.16551 | 8.4283 | 1.0068 | 8.9301 | 1208.29 | 1230.31
2012-03-08 08:20 | 9.33 | 9.2 | 9.04 | 8.93 | 8.81 | 8.78 | 8.7 | 8.58 | 8.44 | 8.14 | 189.3 | 189.2 | 188.9 | 188.1 | 187.3 | 186.9 | 187.1 | 186.8 | 186.7 | 186.9 | 178.4 | 9.18 | 1.07 | 8.38 | 7.18 | 11.66% | 186.93 | 8.7395 | 0.084586 | 8.7685 | 0.99669 | 9.1497 | 1324.58 | 1313.15
2012-03-08 08:30 | 10.09 | 10.02 | 9.9 | 9.72 | 9.61 | 9.54 | 9.39 | 9.16 | 8.97 | 8.63 | 189.4 | 188.7 | 187.8 | 187.3 | 187.2 | 187.2 | 187.3 | 187.1 | 186.5 | 186.1 | 177.7 | 9.7 | 1.17 | 9.08 | 8.02 | 12.06% | 187.215 | 9.4519 | 0.14645 | 9.5184 | 0.99302 | 9.6323 | 1522.7 | 1496.03
2012-03-08 08:40 | 10.5 | 10.47 | 10.47 | 10.44 | 10.33 | 10.17 | 10 | 9.78 | 9.59 | 9.24 | 188.1 | 187.9 | 187.1 | 186.4 | 186.3 | 186.3 | 186.3 | 185.7 | 184.6 | 183.5 | 176.7 | 10.4 | 1.08 | 9.77 | 8.31 | 10.38% | 186.3 | 10.0827 | 0.15578 | 10.1455 | 0.99382 | 10.3357 | 1743.8 | 1727.78
2012-03-08 08:50 | 10.1 | 9.99 | 9.82 | 9.68 | 9.53 | 9.36 | 9.28 | 9.24 | 9.15 | 8.79 | 185.5 | 185.1 | 184.5 | 184.1 | 184.1 | 184 | 183.8 | 183.4 | 183 | 182.5 | 176.4 | 9.64 | 1.06 | 9.04 | 7.9 | 11% | 183.97 | 9.4232 | 0.079322 | 9.3485 | 1.008 | 9.7171 | 1499.84 | 1530.32
2012-03-08 09:00 | 10.09 | 10.08 | 9.98 | 9.79 | 9.62 | 9.36 | 9.06 | 8.73 | 8.29 | 7.81 | 188.2 | 187.7 | 186.3 | 185.7 | 185.7 | 185.5 | 184.6 | 183.9 | 183.7 | 183.3 | 176 | 9.65 | 1.19 | 9.03 | 7.08 | 12.33% | 185.365 | 9.2436 | 0.30104 | 9.3164 | 0.99219 | 9.5746 | 1503.65 | 1473.17
2012-03-08 09:10 | 9.44 | 9.35 | 9.19 | 9.03 | 8.89 | 8.77 | 8.7 | 8.62 | 8.46 | 8.09 | 188.2 | 187.9 | 186.9 | 185.9 | 185.4 | 185 | 184.3 | 183.6 | 183.3 | 184.8 | 176.8 | 9.3 | 0.89 | 8.84 | 7.43 | 9.57% | 184.895 | 8.7906 | 0.074055 | 8.7599 | 1.0035 | 9.3326 | 1370.3 | 1381.73
2012-03-08 09:20 | 9.33 | 9.27 | 9.24 | 9.21 | 9.16 | 9.02 | 8.79 | 8.51 | 8.23 | 7.83 | 186.8 | 186.4 | 185.4 | 184.9 | 184.3 | 183.8 | 183.3 | 182.5 | 181.5 | 181.3 | 177.5 | 9.13 | 1.12 | 8.54 | 7.26 | 12.27% | 183.725 | 8.8507 | 0.23869 | 8.9867 | 0.98487 | 8.9918 | 1305.53 | 1252.33
2012-03-08 09:30 | 7.74 | 7.63 | 7.52 | 7.49 | 7.47 | 7.38 | 7.23 | 7.09 | 6.87 | 6.46 | 189.4 | 189.3 | 189 | 188.7 | 188.4 | 188 | 187.6 | 187.8 | 188.4 | 188.6 | 180.4 | 7.7 | 1.45 | 6.89 | 5.78 | 18.83% | 187.94 | 7.2701 | 0.18976 | 7.3583 | 0.98801 | 7.6076 | 798.7 | 771.61
2012-03-08 09:40 | 7.33 | 7.29 | 7.19 | 6.97 | 6.71 | 6.5 | 6.4 | 6.35 | 6.17 | 5.94 | 184.3 | 184.1 | 183.9 | 183.6 | 184 | 183.9 | 183.3 | 182.7 | 182 | 181 | 177.7 | 7.07 | 1.28 | 6.55 | 5.48 | 18.1% | 183.81 | 6.6084 | 0.14327 | 6.4856 | 1.0189 | 7.2039 | 609.07 | 648.2
2012-03-08 09:50 | 7.55 | 7.42 | 7.26 | 7.19 | 7.14 | 7.1 | 7 | 6.86 | 6.62 | 6.1 | 186.5 | 186.1 | 185.5 | 184.9 | 183.7 | 182.7 | 182.4 | 182.4 | 182.7 | 183.7 | 176.7 | 7.35 | 1.08 | 6.85 | 5.67 | 14.69% | 182.655 | 6.9978 | 0.13108 | 7.0856 | 0.9876 | 7.2589 | 693.35 | 666.26
2012-03-08 10:00 | 7.33 | 7.36 | 7.4 | 7.34 | 7.18 | 6.99 | 6.84 | 6.73 | 6.66 | 6.45 | 187.4 | 187.3 | 187.4 | 187.6 | 186.9 | 185.8 | 185.4 | 185.9 | 185.7 | 185.1 | 177.8 | 7.21 | 0.99 | 6.79 | 6.29 | 13.73% | 185.74 | 7.0032 | 0.20046 | 6.9683 | 1.005 | 7.2461 | 651.21 | 663.25
2012-03-08 10:10 | 6.85 | 6.81 | 6.71 | 6.59 | 6.45 | 6.31 | 6.17 | 6.05 | 5.88 | 5.65 | 189.7 | 189.3 | 188.4 | 187.5 | 187 | 186.5 | 185.9 | 185.4 | 184.3 | 182.3 | 178 | 6.67 | 0.9 | 5.93 | 5.11 | 13.49% | 186.41 | 6.2973 | 0.20734 | 6.2897 | 1.0012 | 6.678 | 513.42 | 515.68
2012-03-08 10:20 | 7.36 | 7.28 | 7.15 | 7.09 | 7.05 | 6.99 | 6.88 | 6.68 | 6.43 | 6.16 | 191.3 | 191 | 190.1 | 189.4 | 189.1 | 189 | 189 | 188.2 | 187.1 | 186 | 179.3 | 7.07 | 1.31 | 6.52 | 5.57 | 18.53% | 189 | 6.8796 | 0.14658 | 6.9741 | 0.98644 | 6.9741 | 609.07 | 581.22
2012-03-08 10:30 | 7.16 | 7.15 | 7.15 | 7.14 | 7.09 | 6.99 | 6.82 | 6.72 | 6.72 | 6.51 | 184.5 | 184.5 | 184.6 | 184.2 | 183.1 | 181.2 | 180 | 179.8 | 180.4 | 181.1 | 174.5 | 7.13 | 1.15 | 6.69 | 6.05 | 16.13% | 181.02 | 6.9281 | 0.22752 | 6.9654 | 0.99465 | 7.0919 | 627.13 | 615.09
2012-03-08 10:40 | 8.58 | 8.55 | 8.45 | 8.32 | 8.22 | 8.12 | 8.02 | 7.91 | 7.72 | 7.34 | 187.7 | 187.2 | 186.5 | 186.9 | 187.6 | 187.4 | 187.1 | 187 | 187 | 186.5 | 177.3 | 8.45 | 0.74 | 8.01 | 6.64 | 8.757% | 187.355 | 8.0882 | 0.11451 | 8.1056 | 0.99785 | 8.4318 | 1054.15 | 1046.81
2012-03-08 10:50 | 8.07 | 8 | 7.86 | 7.69 | 7.56 | 7.47 | 7.4 | 7.3 | 7.21 | 7.02 | 190.4 | 190 | 189.4 | 189.2 | 189.3 | 189.6 | 190 | 189.6 | 189.6 | 188.9 | 180.7 | 7.82 | 1.25 | 7.01 | 6.33 | 15.98% | 189.66 | 7.4927 | 0.087004 | 7.4599 | 1.0044 | 7.8543 | 834.82 | 843.85
2012-03-08 11:00 | 7.23 | 7.2 | 7.14 | 6.97 | 6.71 | 6.5 | 6.37 | 6.29 | 6.17 | 5.88 | 193.7 | 193.8 | 194.3 | 194.2 | 194.3 | 195 | 196 | 196.7 | 197.5 | 197.7 | 184.8 | 6.4 | 1.06 | 5.45 | 4.96 | 16.56% | 195.15 | 6.583 | 0.18669 | 6.4812 | 1.0157 | 6.5005 | 452.4 | 475
2012-03-08 11:10 | 7.27 | 7.22 | 7.03 | 6.79 | 6.6 | 6.47 | 6.32 | 6.08 | 5.8 | 5.52 | 197 | 197.1 | 197.5 | 197.8 | 198.7 | 199.7 | 199.4 | 198.9 | 198 | 196.4 | 188.8 | 6.21 | 0.93 | 5.12 | 4.71 | 14.98% | 199.655 | 6.4394 | 0.21676 | 6.4483 | 0.99862 | 6.2014 | 409.46 | 407.2
2012-03-08 11:20 | 6.77 | 6.74 | 6.72 | 6.67 | 6.49 | 6.31 | 6.11 | 5.91 | 5.82 | 5.69 | 192.7 | 192.5 | 192.5 | 192.1 | 191.7 | 191.8 | 191.9 | 191.6 | 191.5 | 191.9 | 185.2 | 6.51 | 1.1 | 5.71 | 5.13 | 16.9% | 191.815 | 6.2843 | 0.29764 | 6.2809 | 1.0005 | 6.5135 | 477.26 | 477.26
2012-03-08 11:30 | 5.52 | 5.51 | 5.45 | 5.31 | 5.23 | 5.21 | 5.17 | 5.03 | 4.86 | 4.59 | 194.4 | 194.3 | 194 | 194.2 | 194.7 | 195.3 | 195.7 | 196.6 | 196.6 | 197 | 188 | 5.32 | 0.93 | 4.58 | 3.84 | 17.48% | 195.36 | 5.1652 | 0.071222 | 5.2043 | 0.9925 | 5.2801 | 251.84 | 245.36
2012-03-08 11:40 | 5.61 | 5.58 | 5.5 | 5.39 | 5.23 | 5.02 | 4.86 | 4.82 | 4.77 | 4.62 | 211.3 | 211.3 | 212 | 212.4 | 212 | 211.6 | 212.3 | 213.7 | 214.6 | 214.6 | 201.8 | 4.6 | 1.05 | 3.88 | 3.86 | 22.83% | 211.705 | 5.0831 | 0.29933 | 4.9968 | 1.0173 | 4.6794 | 156.4 | 165.12
2012-03-08 11:50 | 6.42 | 6.42 | 6.33 | 6.24 | 6.19 | 6.19 | 6.07 | 5.79 | 5.48 | 5.14 | 211.5 | 211.7 | 211.8 | 212.1 | 212.9 | 214.1 | 214.5 | 214.4 | 214.4 | 214.8 | 202.4 | 5.83 | 0.78 | 4.93 | 4.38 | 13.38% | 214.16 | 6.0226 | 0.18091 | 6.1727 | 0.97569 | 5.6882 | 334.46 | 311.78
2012-03-08 12:00 | 5.73 | 5.65 | 5.51 | 5.41 | 5.37 | 5.31 | 5.2 | 5.11 | 5.05 | 4.86 | 208.6 | 208.7 | 209.2 | 209.4 | 209.6 | 209.1 | 208.8 | 208.3 | 207.6 | 207.4 | 196.7 | 4.99 | 0.95 | 4.21 | 3.81 | 19.04% | 209.055 | 5.2747 | 0.19344 | 5.2941 | 0.99634 | 4.9717 | 198.91 | 196.73
2012-03-08 12:10 | 5.94 | 5.84 | 5.61 | 5.37 | 5.27 | 5.26 | 5.18 | 5.08 | 4.99 | 4.75 | 206 | 206.1 | 204.9 | 203.9 | 203.9 | 204.5 | 205.6 | 206.7 | 206.2 | 205.7 | 195.4 | 4.82 | 1.06 | 4.08 | 3.87 | 21.99% | 204.665 | 5.2517 | 0.14163 | 5.2485 | 1.0006 | 4.823 | 180.38 | 180.38
2012-03-08 12:20 | 6.18 | 6.13 | 5.99 | 5.8 | 5.62 | 5.47 | 5.36 | 5.28 | 5.23 | 5.12 | 200.1 | 200.5 | 201.2 | 201.2 | 201.4 | 201.9 | 202.1 | 201.4 | 200.7 | 199.9 | 189.1 | 5.42 | 0.9 | 4.64 | 4.19 | 16.61% | 201.93 | 5.5399 | 0.18773 | 5.4541 | 1.0157 | 5.5053 | 268.04 | 282.62
2012-03-08 12:30 | 6.43 | 6.42 | 6.44 | 6.52 | 6.57 | 6.53 | 6.47 | 6.43 | 6.31 | 6.05 | 207.5 | 207.6 | 208 | 208.3 | 208.3 | 208.1 | 207.8 | 207.2 | 207.6 | 207.4 | 192.5 | 5.97 | 1.03 | 4.94 | 4.54 | 17.25% | 208.055 | 6.447 | 0.085302 | 6.5214 | 0.98859 | 5.9019 | 357.14 | 345.8
2012-03-08 12:40 | 6.53 | 6.48 | 6.36 | 6.28 | 6.29 | 6.29 | 6.19 | 6.08 | 6.02 | 5.82 | 195 | 194.6 | 194 | 193.7 | 193.6 | 193.8 | 193.8 | 192.9 | 191.3 | 190.5 | 185.1 | 6.43 | 0.99 | 5.6 | 5.21 | 15.4% | 193.8 | 6.2065 | 0.1481 | 6.2756 | 0.98899 | 6.3592 | 459.18 | 443.36
2012-03-08 12:50 | 7.04 | 6.98 | 6.96 | 7.02 | 7.06 | 7.03 | 6.98 | 6.93 | 6.8 | 6.43 | 187.9 | 188.2 | 188.5 | 188.1 | 187.2 | 186.5 | 186.1 | 185.8 | 185.1 | 184.9 | 177.1 | 7.06 | 0.81 | 6.66 | 5.94 | 11.47% | 186.44 | 6.9436 | 0.06596 | 7.0228 | 0.98873 | 6.9804 | 606.06 | 583.48
2012-03-08 13:00 | 7.06 | 7.02 | 6.97 | 6.92 | 6.9 | 6.84 | 6.77 | 6.68 | 6.63 | 6.38 | 186 | 186.1 | 185.9 | 185.2 | 184.4 | 183.6 | 183 | 182.6 | 182.1 | 180.9 | 175.8 | 7.23 | 0.82 | 6.77 | 6.07 | 11.34% | 183.51 | 6.7992 | 0.095059 | 6.8299 | 0.9955 | 7.1975 | 657.23 | 648.2
2012-03-08 13:10 | 7.44 | 7.32 | 7.14 | 7.04 | 6.97 | 6.84 | 6.67 | 6.61 | 6.62 | 6.59 | 184.4 | 184.2 | 183.8 | 183 | 182.2 | 181.2 | 179.9 | 178.6 | 178.7 | 179 | 170.1 | 7.19 | 1.01 | 6.96 | 6.5 | 14.05% | 181.005 | 6.8435 | 0.23258 | 6.8154 | 1.0041 | 7.2196 | 645.19 | 654.22
2012-03-08 13:20 | 7.27 | 7.22 | 7.1 | 6.99 | 6.89 | 6.86 | 6.88 | 6.88 | 6.81 | 6.54 | 188.4 | 188.1 | 187.5 | 186.9 | 186.3 | 186.3 | 186.9 | 186.9 | 185.8 | 183.7 | 176 | 7.05 | 0.98 | 6.6 | 5.71 | 13.9% | 186.39 | 6.9054 | -0.026902 | 6.8629 | 1.0062 | 7.0937 | 603.05 | 615.09
2012-03-08 13:30 | 7.37 | 7.27 | 7.06 | 6.93 | 6.93 | 6.99 | 6.99 | 6.86 | 6.66 | 6.32 | 191 | 190.9 | 190.3 | 189.4 | 188.6 | 188 | 187.6 | 187.2 | 186.3 | 186.2 | 179.8 | 7.48 | 0.79 | 6.78 | 5.94 | 10.56% | 187.94 | 6.9031 | 0 | 6.99 | 0.98757 | 7.387 | 732.48 | 705.39
2012-03-08 13:40 | 7.7 | 7.62 | 7.58 | 7.53 | 7.42 | 7.27 | 7.15 | 7.11 | 7.07 | 6.84 | 189 | 188.4 | 187.7 | 188.3 | 188.7 | 188.6 | 188 | 187.1 | 186.6 | 186.6 | 180.5 | 7.7 | 1.09 | 7.06 | 6.18 | 14.16% | 188.51 | 7.29 | 0.15381 | 7.2527 | 1.0051 | 7.7396 | 798.7 | 810.74
2012-03-08 13:50 | 8.59 | 8.54 | 8.35 | 8.18 | 8.08 | 8.03 | 7.93 | 7.75 | 7.68 | 7.6 | 190 | 189.8 | 189.4 | 188.9 | 188.7 | 188.7 | 189 | 189.7 | 189.9 | 187.9 | 180.6 | 8.43 | 1.1 | 7.54 | 7.03 | 13.05% | 188.745 | 8.0009 | 0.1158 | 8.0156 | 0.99817 | 8.4145 | 1046.81 | 1039.47
2012-03-08 14:00 | 7.25 | 7.16 | 7.05 | 6.92 | 6.78 | 6.67 | 6.61 | 6.55 | 6.51 | 6.45 | 194.6 | 194.7 | 194.8 | 194.7 | 194.3 | 193.7 | 193.4 | 193.5 | 193.3 | 192.3 | 186.1 | 6.84 | 1.23 | 5.83 | 5.81 | 17.98% | 193.655 | 6.7269 | 0.083503 | 6.6614 | 1.0098 | 6.9073 | 551.84 | 567.66
2012-03-08 14:10 | 7.45 | 7.3 | 7.02 | 6.71 | 6.49 | 6.33 | 6.24 | 6.14 | 6.17 | 6.13 | 192.5 | 192.3 | 192 | 191.7 | 191.7 | 191.2 | 190.8 | 190.9 | 191.3 | 191.1 | 183.4 | 6.86 | 1.13 | 6.09 | 5.59 | 16.47% | 191.14 | 6.4635 | 0.13233 | 6.317 | 1.0232 | 7.019 | 556.36 | 594.02
2012-03-08 14:20 | 7.93 | 7.8 | 7.6 | 7.43 | 7.23 | 7.05 | 6.87 | 6.81 | 6.69 | 6.37 | 195.3 | 195.1 | 194.2 | 193.7 | 193 | 192.6 | 192.4 | 191.8 | 191.1 | 192.4 | 185.4 | 7.16 | 1.1 | 6.16 | 5.62 | 15.36% | 192.57 | 7.0915 | 0.239 | 7.0239 | 1.0096 | 7.2289 | 636.16 | 657.23
2012-03-08 14:30 | 7.18 | 7.1 | 6.94 | 6.79 | 6.6 | 6.45 | 6.34 | 6.24 | 6.11 | 5.8 | 194.9 | 195 | 195.4 | 195.4 | 194.7 | 194.4 | 194.4 | 194.2 | 193.5 | 192.5 | 185.4 | 6.53 | 1.07 | 5.7 | 5.37 | 16.39% | 194.4 | 6.4879 | 0.15896 | 6.4341 | 1.0084 | 6.5845 | 481.78 | 493.08
2012-03-08 14:40 | 6.75 | 6.71 | 6.7 | 6.77 | 6.83 | 6.83 | 6.69 | 6.48 | 6.23 | 5.93 | 189.3 | 188.8 | 188.7 | 188.9 | 188.5 | 188.3 | 188.1 | 187.7 | 187.9 | 188.3 | 181.4 | 7 | 0.8 | 6.29 | 5.47 | 11.43% | 188.27 | 6.6231 | 0.19139 | 6.8098 | 0.97259 | 6.8081 | 588 | 545.06
2012-03-08 14:50 | 6.77 | 6.64 | 6.47 | 6.39 | 6.35 | 6.28 | 6.18 | 6.15 | 6.16 | 6.06 | 197.3 | 197.6 | 198.9 | 200.5 | 201.6 | 202 | 201.7 | 201.3 | 201.7 | 201.5 | 188.3 | 6.2 | 0.94 | 5.21 | 4.78 | 15.16% | 201.955 | 6.2825 | 0.14833 | 6.2656 | 1.0027 | 6.2167 | 407.2 | 411.72
2012-03-08 15:00 | 7.02 | 6.91 | 6.76 | 6.63 | 6.51 | 6.37 | 6.24 | 6.17 | 6.11 | 5.88 | 199.6 | 199.8 | 199.6 | 200.2 | 201.3 | 202.1 | 202.5 | 203.2 | 203.2 | 202 | 192.2 | 5.95 | 0.84 | 4.79 | 4.69 | 14.12% | 202.16 | 6.3917 | 0.19054 | 6.3512 | 1.0064 | 5.9879 | 353.9 | 360.38
2012-03-08 15:10 | 7.36 | 7.32 | 7.27 | 7.21 | 7.14 | 7.08 | 7 | 6.91 | 6.76 | 6.4 | 199.6 | 199.4 | 199.6 | 199.8 | 199.6 | 199.8 | 200.4 | 200.7 | 200.5 | 199.1 | 190.5 | 6.68 | 0.79 | 5.49 | 5.08 | 11.83% | 199.89 | 7.031 | 0.10501 | 7.0685 | 0.99469 | 6.6446 | 515.68 | 506.64
2012-03-08 15:20 | 6.85 | 6.77 | 6.65 | 6.55 | 6.47 | 6.38 | 6.27 | 6.16 | 6.11 | 5.87 | 194.7 | 194.4 | 194.1 | 193.9 | 193.9 | 193.4 | 192.9 | 192.9 | 194.1 | 195.3 | 184.2 | 6.32 | 0.92 | 5.46 | 4.91 | 14.56% | 193.325 | 6.3608 | 0.16072 | 6.3641 | 0.99948 | 6.3167 | 434.32 | 434.32
2012-03-08 15:30 | 7.72 | 7.59 | 7.44 | 7.29 | 7.13 | 6.92 | 6.65 | 6.4 | 6.31 | 6.32 | 193.3 | 193.3 | 193.6 | 193.7 | 193.9 | 194.5 | 194.8 | 195.1 | 195.2 | 194.2 | 187.2 | 6.92 | 0.98 | 5.87 | 5.46 | 14.16% | 194.545 | 6.8888 | 0.36778 | 6.8807 | 1.0012 | 6.9282 | 569.92 | 572.18
2012-03-08 15:40 | 7.87 | 7.77 | 7.59 | 7.43 | 7.29 | 7.15 | 7.01 | 6.94 | 6.89 | 6.8 | 197.5 | 197.7 | 198 | 198.1 | 198.2 | 198.6 | 199 | 198.5 | 198.1 | 197.7 | 188.2 | 6.52 | 0.79 | 5.4 | 5.42 | 12.12% | 198.66 | 7.1887 | 0.18274 | 7.1298 | 1.0083 | 6.5739 | 479.52 | 490.82
2012-03-08 15:50 | 8 | 7.94 | 7.89 | 7.78 | 7.68 | 7.6 | 7.47 | 7.36 | 7.34 | 7.13 | 191.3 | 191.2 | 190.9 | 190.2 | 189.5 | 189.9 | 190.5 | 190.1 | 189.5 | 188.7 | 181 | 7.9 | 1.15 | 7.04 | 6.49 | 14.56% | 189.99 | 7.577 | 0.15944 | 7.5812 | 0.99944 | 7.8956 | 858.9 | 858.9
2012-03-08 16:00 | 9.01 | 8.97 | 8.93 | 8.88 | 8.78 | 8.66 | 8.56 | 8.42 | 8.27 | 8.03 | 189.2 | 188.8 | 188.7 | 188.6 | 188.3 | 188.3 | 188.4 | 188.4 | 188.7 | 188.3 | 179.5 | 8.79 | 0.72 | 8.04 | 6.92 | 8.191% | 188.315 | 8.6245 | 0.10733 | 8.6456 | 0.99756 | 8.7685 | 1178.93 | 1171.59
2012-03-08 16:10 | 9.11 | 9.01 | 8.82 | 8.66 | 8.58 | 8.55 | 8.5 | 8.37 | 8.19 | 7.88 | 190.9 | 190.8 | 190.2 | 189.7 | 189.4 | 189.3 | 189.3 | 189.3 | 188.9 | 188.1 | 179.7 | 8.85 | 0.9 | 8.01 | 7.02 | 10.17% | 189.3 | 8.5114 | 0.054199 | 8.5428 | 0.99632 | 8.8175 | 1200.95 | 1189.94
2012-03-08 16:20 | 8.93 | 8.72 | 8.36 | 8.06 | 7.82 | 7.62 | 7.49 | 7.41 | 7.37 | 7.29 | 195.5 | 195.3 | 195.1 | 195.4 | 195.8 | 196 | 196.5 | 196.6 | 196.4 | 195.9 | 186.8 | 7.48 | 0.88 | 6.28 | 6.32 | 11.76% | 196.075 | 7.753 | 0.15901 | 7.6012 | 1.02 | 7.6294 | 732.48 | 777.63
2012-03-08 16:30 | 8.61 | 8.46 | 8.19 | 8.07 | 7.99 | 7.86 | 7.67 | 7.47 | 7.33 | 7.02 | 195.3 | 194.8 | 194.6 | 194.6 | 194.4 | 194.4 | 193.8 | 192.6 | 192 | 192.4 | 185.2 | 7.9 | 1.11 | 6.73 | 6.26 | 14.05% | 194.31 | 7.7906 | 0.22613 | 7.8325 | 0.99466 | 7.8578 | 858.9 | 846.86
2012-03-08 16:40 | 9.08 | 8.94 | 8.63 | 8.29 | 8.06 | 8 | 8 | 7.9 | 7.8 | 7.7 | 199.5 | 198.5 | 197.3 | 196.3 | 195.3 | 194.7 | 194.4 | 194.1 | 193.4 | 191.4 | 185.8 | 8.2 | 1.05 | 7.16 | 7.05 | 12.8% | 194.655 | 8.1058 | 0 | 8 | 1.0132 | 8.3084 | 962.4 | 1002.77
2012-03-08 16:50 | 9.15 | 9.05 | 8.82 | 8.6 | 8.39 | 8.19 | 8.04 | 8 | 8.04 | 8.01 | 200.1 | 199.1 | 197.2 | 195.9 | 195.3 | 194.9 | 194.1 | 192.6 | 191 | 189.3 | 185.6 | 8.25 | 0.86 | 7.1 | 7.15 | 10.42% | 194.78 | 8.3032 | 0.17082 | 8.1683 | 1.0165 | 8.3862 | 980.75 | 1032.13
2012-03-08 17:00 | 8.66 | 8.53 | 8.33 | 8.22 | 8.26 | 8.31 | 8.45 | 8.67 | 8.75 | 8.19 | 197.5 | 196.7 | 195.9 | 195.2 | 193.8 | 192 | 190.2 | 189.4 | 189 | 187.8 | 182.6 | 9.11 | 0.94 | 8.11 | 7.16 | 10.32% | 191.73 | 8.4162 | -0.15439 | 8.3299 | 1.0104 | 9.2044 | 1297.91 | 1332.2
2012-03-08 17:10 | 9.5 | 9.33 | 8.95 | 8.59 | 8.4 | 8.31 | 8.29 | 8.29 | 8.31 | 8.11 | 197.6 | 196.7 | 195 | 193.7 | 193.2 | 193.1 | 192.9 | 192.2 | 191.6 | 190.9 | 184.6 | 8.95 | 1.04 | 7.72 | 7.27 | 11.62% | 193.07 | 8.4617 | 0.022267 | 8.3071 | 1.0186 | 9.1165 | 1237.65 | 1301.72
2012-03-08 17:20 | 10.32 | 10.11 | 9.7 | 9.34 | 9.06 | 8.82 | 8.65 | 8.54 | 8.48 | 8.37 | 198.2 | 197.3 | 195.9 | 194.8 | 194.6 | 195 | 195.1 | 195 | 194.5 | 192.6 | 185.6 | 8.91 | 1.16 | 7.7 | 7.42 | 13.02% | 195.015 | 8.9638 | 0.17985 | 8.7954 | 1.0191 | 9.0805 | 1222.97 | 1286.48
2012-03-08 17:30 | 10.84 | 10.72 | 10.38 | 9.94 | 9.51 | 9.01 | 8.6 | 8.32 | 8.18 | 7.92 | 202.1 | 202.1 | 202 | 201.7 | 200.8 | 200.2 | 199.9 | 199 | 197.5 | 196 | 189.2 | 8.24 | 0.94 | 6.67 | 7.04 | 11.41% | 200.155 | 9.1746 | 0.43038 | 8.9501 | 1.0251 | 8.4467 | 977.08 | 1054.15
2012-03-08 17:40 | 10.88 | 10.75 | 10.43 | 10.06 | 9.73 | 9.42 | 9.08 | 8.8 | 8.6 | 8.57 | 200 | 199.5 | 198.5 | 198 | 197.8 | 197.5 | 196.8 | 195.3 | 193.6 | 190.9 | 187.4 | 8.78 | 1.03 | 7.39 | 7.92 | 11.73% | 197.395 | 9.4688 | 0.33971 | 9.3705 | 1.0105 | 8.8721 | 1175.26 | 1208.29
2012-03-08 17:50 | 11.1 | 10.98 | 10.67 | 10.31 | 9.96 | 9.58 | 9.16 | 8.78 | 8.52 | 8.34 | 202.5 | 202.3 | 202.1 | 201.6 | 201.1 | 200.2 | 198.9 | 197.4 | 195.7 | 193.7 | 188.1 | 8.55 | 0.8 | 7.05 | 7.31 | 9.357% | 200.005 | 9.5917 | 0.41429 | 9.5187 | 1.0077 | 8.6156 | 1090.85 | 1116.54
2012-03-08 18:00 | 11.07 | 10.91 | 10.58 | 10.13 | 9.68 | 9.23 | 8.9 | 8.74 | 8.66 | 8.51 | 202.5 | 202 | 200.9 | 200 | 198.9 | 197.5 | 196 | 194.5 | 192.9 | 189.8 | 188.2 | 8.64 | 0.86 | 7.31 | 7.81 | 9.954% | 197.275 | 9.4404 | 0.33644 | 9.182 | 1.0281 | 8.8831 | 1123.88 | 1211.96
2012-03-08 18:10 | 11.16 | 10.97 | 10.62 | 10.22 | 9.88 | 9.53 | 9.4 | 9.4 | 9.3 | 9.03 | 202.6 | 202 | 200.7 | 199.7 | 198.4 | 196.8 | 195.1 | 193.3 | 191.6 | 188.9 | 187.4 | 9.09 | 0.9 | 7.73 | 8.11 | 9.901% | 196.545 | 9.7595 | 0.12693 | 9.5113 | 1.0261 | 9.3272 | 1290.29 | 1381.73
2012-03-08 18:20 | 11.07 | 10.87 | 10.41 | 9.97 | 9.66 | 9.34 | 9.02 | 8.74 | 8.64 | 8.57 | 203.5 | 203 | 201.8 | 200.6 | 199.8 | 198.7 | 197 | 194.9 | 193.1 | 190.3 | 188.7 | 8.82 | 0.95 | 7.28 | 7.61 | 10.77% | 198.445 | 9.4205 | 0.32216 | 9.2935 | 1.0137 | 8.9406 | 1189.94 | 1233.98
2012-03-08 18:30 | 11.25 | 11.08 | 10.72 | 10.36 | 10 | 9.64 | 9.32 | 9.04 | 8.76 | 8.61 | 203.5 | 203.1 | 202.6 | 202 | 200.8 | 198.7 | 196.2 | 193.9 | 191.9 | 189.4 | 189.3 | 8.88 | 0.93 | 7.38 | 7.81 | 10.47% | 198.325 | 9.6938 | 0.31196 | 9.5935 | 1.0105 | 8.9729 | 1211.96 | 1244.99
2012-03-08 18:40 | 11.6 | 11.47 | 11.08 | 10.6 | 10.24 | 9.91 | 9.57 | 9.32 | 9.3 | 9.32 | 203.5 | 203.1 | 202.7 | 202.4 | 201.8 | 200.2 | 198 | 195 | 192.6 | 189.4 | 188.1 | 9.16 | 0.89 | 7.79 | 8.3 | 9.716% | 199.87 | 10.0191 | 0.32261 | 9.8606 | 1.0161 | 9.3073 | 1316.96 | 1374.11
2012-03-08 18:50 | 11.73 | 11.62 | 11.36 | 11.15 | 10.95 | 10.6 | 10.15 | 9.78 | 9.5 | 9.26 | 205.6 | 205.3 | 204.8 | 204.1 | 202.9 | 201.2 | 199.2 | 197.3 | 195.3 | 191.7 | 190.3 | 9.68 | 0.99 | 7.82 | 8.38 | 10.23% | 200.9 | 10.4863 | 0.40088 | 10.5343 | 0.99544 | 9.6359 | 1515.08 | 1499.84
2012-03-08 19:00 | 11.46 | 11.34 | 11.15 | 10.9 | 10.51 | 10.03 | 9.63 | 9.34 | 9.07 | 8.74 | 206.4 | 205.9 | 205.1 | 204.4 | 203 | 201 | 199 | 197.4 | 195.7 | 192.9 | 191.3 | 9.58 | 0.83 | 7.58 | 7.91 | 8.664% | 200.7 | 10.0824 | 0.37608 | 9.9717 | 1.0111 | 9.6863 | 1476.98 | 1518.89
2012-03-08 19:10 | 10.88 | 10.72 | 10.41 | 10.12 | 9.75 | 9.31 | 9.02 | 8.95 | 8.99 | 8.92 | 204.6 | 204.1 | 203.1 | 202.1 | 201.3 | 199.8 | 197.5 | 195.1 | 192.6 | 188.3 | 188.9 | 8.75 | 0.89 | 7.23 | 8.56 | 10.17% | 199.455 | 9.5097 | 0.29243 | 9.2679 | 1.0261 | 8.9783 | 1164.25 | 1248.66
2012-03-08 19:20 | 11.12 | 10.92 | 10.49 | 10.03 | 9.71 | 9.38 | 9.26 | 9.38 | 9.63 | 9.82 | 202 | 201.3 | 200.3 | 199.2 | 197.7 | 195.9 | 193.9 | 191.9 | 190.2 | 187.8 | 187.8 | 9.11 | 0.93 | 7.8 | 9.59 | 10.21% | 195.6 | 9.7268 | 0.11898 | 9.3627 | 1.0389 | 9.4642 | 1297.91 | 1431.26
2012-03-08 19:30 | 11.61 | 11.47 | 11.15 | 10.75 | 10.31 | 9.88 | 9.63 | 9.46 | 9.36 | 9.29 | 205.2 | 204.6 | 203.3 | 202 | 200.5 | 198.4 | 195.9 | 193.2 | 190.7 | 188.6 | 188.2 | 9.3 | 0.87 | 7.86 | 8.5 | 9.355% | 198.025 | 10.0736 | 0.23684 | 9.8438 | 1.0233 | 9.5171 | 1370.3 | 1454.12
2012-03-08 19:40 | 12.19 | 12.06 | 11.81 | 11.51 | 11.16 | 10.6 | 9.94 | 9.41 | 9.11 | 8.89 | 206.6 | 206 | 204.7 | 203.6 | 202.5 | 201.1 | 199.2 | 197 | 194.6 | 191.3 | 191.1 | 9.87 | 1.05 | 7.77 | 8.16 | 10.64% | 200.815 | 10.5297 | 0.59407 | 10.5028 | 1.0026 | 9.8953 | 1587.47 | 1598.9
2012-03-08 19:50 | 12.3 | 12.19 | 11.87 | 11.45 | 11.05 | 10.63 | 10.19 | 9.83 | 9.69 | 9.64 | 205.5 | 204.8 | 203.7 | 202.9 | 201.6 | 199.7 | 197.9 | 195.7 | 193.6 | 190.4 | 188.9 | 9.91 | 1 | 8.16 | 8.86 | 10.09% | 199.43 | 10.686 | 0.39065 | 10.5658 | 1.0114 | 10.0227 | 1602.71 | 1642.34
2012-03-08 20:00 | 11.86 | 11.7 | 11.36 | 11 | 10.68 | 10.41 | 10.12 | 9.74 | 9.56 | 9.59 | 205.9 | 205.2 | 203.8 | 202.5 | 201 | 199 | 196.4 | 193.8 | 191.6 | 189.3 | 188.9 | 9.68 | 1.02 | 8.08 | 8.87 | 10.54% | 198.61 | 10.4038 | 0.26109 | 10.3679 | 1.0035 | 9.7134 | 1515.08 | 1526.51
2012-03-08 20:10 | 11.8 | 11.67 | 11.3 | 10.92 | 10.59 | 10.2 | 9.88 | 9.74 | 9.7 | 9.7 | 205.5 | 204.8 | 203.3 | 201.9 | 201 | 199.7 | 197.9 | 195.9 | 193.4 | 189.4 | 189.5 | 9.63 | 0.95 | 8 | 8.95 | 9.865% | 199.43 | 10.3415 | 0.29456 | 10.1535 | 1.0185 | 9.8082 | 1496.03 | 1564.61
2012-03-08 20:20 | 11.79 | 11.63 | 11.26 | 10.84 | 10.41 | 10.13 | 10.01 | 9.95 | 10.01 | 9.91 | 204.4 | 203.4 | 201.8 | 200.7 | 199.7 | 198.3 | 196.5 | 194.1 | 191.5 | 188.3 | 187 | 9.79 | 0.9 | 8.38 | 9.15 | 9.193% | 198.03 | 10.3737 | 0.11012 | 10.1127 | 1.0258 | 10.0427 | 1556.99 | 1647.68
2012-03-08 20:30 | 12.03 | 11.97 | 11.62 | 11.09 | 10.72 | 10.64 | 10.88 | 11.14 | 11.16 | 10.64 | 203.5 | 202.7 | 201 | 198.8 | 196.5 | 194.3 | 192.2 | 190.1 | 188.2 | 185.9 | 183.8 | 10.98 | 0.91 | 10.05 | 9.92 | 8.288% | 193.985 | 11.0056 | -0.20613 | 10.6741 | 1.0311 | 11.3211 | 1898.66 | 1930.88
2012-03-08 20:40 | 11.21 | 11.11 | 10.81 | 10.55 | 10.53 | 10.76 | 11.14 | 11.3 | 11.06 | 10.21 | 202.6 | 201.4 | 198.6 | 196 | 193.6 | 191.5 | 189.3 | 187.2 | 185.4 | 183.3 | 182.6 | 11.27 | 0.95 | 10.52 | 9.4 | 8.429% | 191.17 | 10.826 | -0.32072 | 10.8136 | 1.0011 | 11.2828 | 1926.68 | 1927.52
2012-03-08 20:50 | 11.26 | 11.15 | 10.91 | 10.71 | 10.6 | 10.63 | 10.74 | 10.8 | 10.66 | 10.09 | 203.5 | 202.4 | 200 | 197.3 | 195.1 | 192.8 | 190.3 | 187.9 | 186 | 183.8 | 183.4 | 10.8 | 0.88 | 9.78 | 9.37 | 8.148% | 192.425 | 10.6609 | -0.095135 | 10.6457 | 1.0014 | 10.8154 | 1850.6 | 1855.94
2012-03-08 21:00 | 10.85 | 10.68 | 10.27 | 9.97 | 9.82 | 9.76 | 9.83 | 9.85 | 9.77 | 9.3 | 200.3 | 199 | 196.6 | 194.2 | 192.1 | 190.4 | 188.7 | 187.2 | 186.3 | 184.8 | 182.4 | 10.04 | 1.07 | 9.1 | 8.45 | 10.66% | 190.145 | 9.8703 | -0.066041 | 9.77 | 1.0103 | 10.1431 | 1647.68 | 1674.38
2012-03-08 21:10 | 11.22 | 11.01 | 10.6 | 10.27 | 10.01 | 9.72 | 9.54 | 9.43 | 9.35 | 9.19 | 202.8 | 202 | 200.4 | 198.3 | 196.5 | 194.6 | 192.6 | 190.7 | 188.8 | 186.4 | 186.3 | 9.42 | 0.88 | 8.13 | 8.45 | 9.342% | 194.3 | 9.8349 | 0.17273 | 9.694 | 1.0145 | 9.5569 | 1416.02 | 1469.36
2012-03-08 21:20 | 11.18 | 10.95 | 10.53 | 10.16 | 10.04 | 10.14 | 10.36 | 10.51 | 10.44 | 9.96 | 199 | 198.3 | 197.1 | 195.5 | 193.2 | 190.7 | 188.9 | 186.9 | 185 | 182.6 | 182.5 | 10.63 | 1.12 | 9.84 | 8.99 | 10.54% | 190.43 | 10.287 | -0.19835 | 10.1712 | 1.0114 | 10.751 | 1805.21 | 1837.25
2012-03-08 21:30 | 11.26 | 11.02 | 10.65 | 10.55 | 10.68 | 10.9 | 10.98 | 10.88 | 10.61 | 9.95 | 197.6 | 196.2 | 193.5 | 191 | 189.1 | 187.8 | 186.3 | 184.4 | 182.7 | 180.4 | 179.9 | 11.56 | 0.73 | 10.81 | 9.24 | 6.315% | 187.575 | 10.7081 | -0.067576 | 10.9114 | 0.98136 | 11.3446 | 1951.04 | 1932.56
2012-03-08 21:40 | 11.24 | 11.06 | 10.78 | 10.65 | 10.68 | 10.86 | 10.99 | 10.98 | 10.81 | 10.22 | 198.2 | 196.7 | 193.8 | 191.3 | 189.5 | 188 | 186.7 | 185.1 | 183 | 180.4 | 179.9 | 11.61 | 0.78 | 10.71 | 9.53 | 6.718% | 187.805 | 10.7815 | -0.10996 | 10.8785 | 0.99108 | 11.5064 | 1955.24 | 1946.84
2012-03-08 21:50 | 11.02 | 10.78 | 10.4 | 10.26 | 10.37 | 10.62 | 10.81 | 10.82 | 10.6 | 9.91 | 198.6 | 197.4 | 195 | 192.8 | 191.4 | 190.3 | 188.9 | 187.2 | 184.6 | 181.2 | 179.9 | 11.51 | 0.77 | 10.67 | 8.99 | 6.69% | 190.09 | 10.5213 | -0.16387 | 10.647 | 0.98819 | 11.374 | 1946.84 | 1935.08
2012-03-08 22:00 | 10.97 | 10.75 | 10.5 | 10.53 | 10.84 | 11.17 | 11.25 | 11.05 | 10.71 | 9.96 | 197.6 | 196.3 | 193.8 | 192.2 | 190.9 | 189.3 | 187.5 | 185.5 | 183.7 | 182.1 | 179.1 | 12.02 | 0.63 | 11.07 | 9.09 | 5.241% | 189.03 | 10.8182 | -0.065948 | 11.1814 | 0.96752 | 11.6296 | 1988.22 | 1956.92
2012-03-08 22:10 | 11.21 | 11.1 | 10.78 | 10.62 | 10.6 | 10.69 | 10.9 | 11.01 | 10.86 | 10.26 | 200.7 | 199.5 | 196.3 | 193.1 | 190.8 | 188.9 | 187.4 | 186.1 | 184.5 | 182.3 | 180.5 | 11.38 | 0.92 | 10.68 | 9.3 | 8.084% | 188.675 | 10.7384 | -0.17977 | 10.7198 | 1.0017 | 11.3997 | 1935.92 | 1937.6
2012-03-08 22:20 | 10.75 | 10.6 | 10.32 | 10.33 | 10.7 | 11.15 | 11.33 | 11.13 | 10.75 | 9.88 | 199 | 198 | 195.8 | 193.7 | 192 | 190.1 | 188.2 | 186.3 | 184.4 | 181.8 | 180.5 | 11.81 | 0.73 | 10.96 | 8.91 | 6.181% | 189.815 | 10.769 | -0.14799 | 11.1756 | 0.96362 | 11.3803 | 1972.04 | 1935.92
2012-03-08 22:30 | 10.48 | 10.46 | 10.28 | 10.3 | 10.74 | 11.35 | 11.71 | 11.7 | 11.44 | 10.69 | 197.7 | 197 | 194.9 | 192.5 | 190.9 | 189.5 | 187.7 | 185.5 | 183.3 | 180.1 | 180.5 | 12.28 | 0.67 | 11.58 | 9.85 | 5.456% | 189.23 | 11.0574 | -0.28855 | 11.4009 | 0.96987 | 11.91 | 1991.08 | 1980.44
2012-03-08 22:40 | 10.2 | 10.18 | 10.21 | 10.49 | 10.88 | 11.25 | 11.41 | 11.25 | 10.87 | 9.96 | 196.6 | 195.7 | 193.3 | 191 | 189.1 | 187.4 | 186 | 184.5 | 182.9 | 180.5 | 179.9 | 11.93 | 0.73 | 10.96 | 9 | 6.119% | 187.19 | 10.8517 | -0.1305 | 11.2728 | 0.96264 | 11.4843 | 1982.12 | 1944.32
2012-03-08 22:50 | 10.45 | 10.32 | 10.06 | 10.1 | 10.44 | 10.83 | 11.03 | 10.96 | 10.64 | 9.78 | 198.7 | 197.5 | 195.2 | 193.1 | 191.7 | 190.3 | 188.7 | 186.6 | 184.5 | 182.7 | 180.8 | 11.76 | 0.68 | 10.69 | 8.61 | 5.782% | 190.06 | 10.5405 | -0.1691 | 10.8584 | 0.97072 | 11.4157 | 1967.84 | 1939.28
2012-03-08 23:00 | 11.24 | 11.05 | 10.84 | 10.84 | 11 | 11.16 | 11.16 | 10.91 | 10.5 | 9.62 | 197.3 | 195.9 | 193 | 190.8 | 189.6 | 188.4 | 187 | 185.4 | 184.3 | 182.6 | 179.3 | 11.94 | 0.78 | 10.94 | 8.6 | 6.533% | 188.19 | 10.8563 | 0 | 11.16 | 0.97278 | 11.615 | 1982.96 | 1956.08
2012-03-08 23:10 | 11.88 | 11.74 | 11.65 | 11.86 | 12.14 | 12.17 | 11.91 | 11.47 | 10.92 | 9.9 | 196.8 | 195.7 | 193.4 | 191.2 | 189.6 | 188.2 | 187 | 185.6 | 184.1 | 182.3 | 178.4 | 12.72 | 0.77 | 11.78 | 8.62 | 6.053% | 188.02 | 11.6537 | 0.19956 | 12.1324 | 0.96054 | 12.2181 | 1995.92 | 1990.42
2012-03-08 23:20 | 12.69 | 12.72 | 12.74 | 12.98 | 13.32 | 13.43 | 13.2 | 12.77 | 12.17 | 11.02 | 196.5 | 195.7 | 194 | 192.1 | 190.2 | 187.9 | 185.7 | 183.3 | 181 | 178.9 | 178.4 | 13.91 | 0.46 | 13.15 | 9.95 | 3.307% | 187.57 | 12.8333 | 0.15963 | 13.3968 | 0.95794 | 13.3249 | 1999.91 | 1999.32
2012-03-08 23:30 | 14.28 | 14.33 | 14.38 | 14.36 | 14.31 | 14.12 | 13.77 | 13.19 | 12.43 | 11.3 | 196.4 | 195.3 | 193.1 | 191.4 | 189.6 | 187.3 | 185.3 | 183.5 | 182 | 180.6 | 177.5 | 14.35 | 0.39 | 13.82 | 10.25 | 2.718% | 187 | 13.6915 | 0.23195 | 14.0693 | 0.97314 | 13.9646 | 2000 | 1999.96
2012-03-08 23:40 | 14.57 | 14.44 | 14.13 | 13.99 | 13.98 | 13.87 | 13.49 | 12.97 | 12.36 | 11.21 | 197.9 | 196.6 | 194.3 | 192.6 | 191.3 | 189.7 | 187.7 | 186 | 184.2 | 182.8 | 179.3 | 14.26 | 0.49 | 13.18 | 9.86 | 3.436% | 189.4 | 13.4666 | 0.25671 | 13.8149 | 0.97479 | 13.9005 | 2000 | 1999.9
2012-03-08 23:50 | 13.79 | 13.64 | 13.29 | 13.05 | 13.03 | 13.03 | 12.72 | 12.14 | 11.56 | 10.66 | 198.6 | 197.4 | 195.1 | 193 | 191.4 | 189.6 | 187.7 | 186 | 184.7 | 183.5 | 179.7 | 13.56 | 0.84 | 12.29 | 9.45 | 6.195% | 189.315 | 12.6269 | 0.22251 | 12.9851 | 0.97241 | 13.1859 | 1999.56 | 1999.19
2012-03-09 | 12.66 | 12.65 | 12.61 | 12.59 | 12.57 | 12.44 | 12.17 | 11.79 | 11.31 | 10.52 | 196.4 | 195.2 | 192.8 | 190.5 | 188.9 | 187.3 | 185.5 | 183.8 | 182.7 | 181.3 | 177.6 | 12.85 | 0.82 | 11.98 | 9.54 | 6.381% | 187.03 | 12.1354 | 0.20278 | 12.401 | 0.97859 | 12.5749 | 1997.35 | 1994.27
2012-03-09 00:10 | 13.07 | 13.27 | 13.5 | 13.51 | 13.31 | 12.98 | 12.57 | 12.09 | 11.56 | 10.72 | 193.6 | 192.3 | 189.8 | 187.2 | 185.3 | 183.5 | 181.5 | 179.6 | 177.7 | 176.2 | 173 | 13.16 | 0.86 | 12.68 | 9.92 | 6.535% | 183.2 | 12.6945 | 0.2966 | 12.9204 | 0.98251 | 12.9298 | 1999.16 | 1998.23
2012-03-09 00:20 | 14.09 | 14.08 | 14.01 | 13.87 | 13.63 | 13.26 | 12.76 | 12.16 | 11.66 | 10.96 | 191.9 | 190.9 | 189 | 187.2 | 185.4 | 183.7 | 182.4 | 181.5 | 180.7 | 179 | 173.5 | 13.38 | 0.78 | 12.95 | 10.28 | 5.83% | 183.505 | 13.0024 | 0.35519 | 13.1872 | 0.98599 | 13.1926 | 1999.38 | 1999.19
2012-03-09 00:30 | 14.18 | 14.07 | 13.85 | 13.61 | 13.32 | 12.93 | 12.52 | 12.15 | 11.65 | 10.68 | 192.4 | 191.6 | 190.1 | 188.7 | 187.5 | 186.1 | 184.5 | 182.7 | 181 | 178.6 | 175.9 | 13.12 | 0.86 | 12.59 | 9.94 | 6.555% | 185.86 | 12.8101 | 0.29777 | 12.8704 | 0.99531 | 13.0585 | 1999.12 | 1999.06
2012-03-09 00:40 | 14.46 | 14.28 | 13.92 | 13.56 | 13.2 | 12.81 | 12.36 | 11.85 | 11.33 | 10.48 | 193.7 | 192.9 | 191.5 | 190.2 | 188.9 | 187.3 | 185.4 | 183.8 | 182.4 | 181 | 177 | 12.94 | 1.1 | 11.98 | 9.39 | 8.501% | 187.015 | 12.6923 | 0.33046 | 12.7445 | 0.9959 | 12.887 | 1998.34 | 1997.79
2012-03-09 00:50 | 14.12 | 14.01 | 13.8 | 13.63 | 13.45 | 13.16 | 12.76 | 12.27 | 11.74 | 10.87 | 192.9 | 191.9 | 190 | 188.3 | 186.9 | 185.4 | 183.7 | 182 | 180.7 | 179.5 | 175.8 | 13.47 | 0.84 | 12.72 | 9.94 | 6.236% | 185.145 | 12.9172 | 0.28524 | 13.1019 | 0.9859 | 13.28 | 1999.47 | 1999.28
2012-03-09 01:00 | 15.69 | 15.56 | 15.27 | 14.95 | 14.63 | 14.23 | 13.78 | 13.19 | 12.47 | 11.34 | 191.1 | 190.1 | 188.4 | 186.7 | 185.2 | 183.4 | 181.8 | 180.5 | 179.6 | 178.5 | 173 | 14.63 | 0.85 | 13.99 | 10.38 | 5.81% | 183.16 | 14.0237 | 0.29695 | 14.1646 | 0.99005 | 14.4844 | 2000 | 2000
2012-03-09 01:10 | 15.16 | 14.99 | 14.65 | 14.25 | 13.81 | 13.24 | 12.6 | 11.97 | 11.43 | 10.55 | 191.7 | 190.9 | 189.6 | 188.3 | 186.9 | 185.5 | 184.3 | 183.2 | 181.7 | 179.6 | 175.2 | 13.45 | 0.92 | 12.67 | 9.34 | 6.84% | 185.32 | 13.1367 | 0.45785 | 13.1463 | 0.99927 | 13.4402 | 1999.45 | 1999.44
2012-03-09 01:20 | 15.35 | 15.13 | 14.72 | 14.29 | 13.89 | 13.47 | 12.97 | 12.44 | 11.93 | 11.12 | 190.8 | 190.2 | 188.8 | 187.5 | 186.3 | 184.9 | 183.6 | 182.4 | 181.5 | 180.7 | 175.2 | 13.57 | 0.93 | 12.99 | 9.85 | 6.853% | 184.705 | 13.3756 | 0.34955 | 13.3972 | 0.99839 | 13.5481 | 1999.57 | 1999.55
2012-03-09 01:30 | 15.54 | 15.34 | 15 | 14.69 | 14.36 | 13.96 | 13.45 | 12.95 | 12.34 | 11.27 | 192.7 | 192.1 | 191.3 | 190.5 | 189.3 | 187.9 | 186.6 | 185.2 | 183.8 | 182.7 | 178.1 | 14.16 | 0.66 | 13.14 | 10.37 | 4.661% | 187.705 | 13.7863 | 0.34392 | 13.8858 | 0.99284 | 14.0586 | 2000 | 2000
2012-03-09 01:40 | 15.47 | 15.21 | 14.72 | 14.37 | 14.12 | 13.84 | 13.45 | 13.03 | 12.62 | 11.7 | 195 | 194.1 | 192.6 | 191.3 | 190.2 | 189.2 | 188 | 186.9 | 185.8 | 184.8 | 179.2 | 14.26 | 0.72 | 12.93 | 10.58 | 5.049% | 189.02 | 13.7065 | 0.26414 | 13.7834 | 0.99442 | 14.1804 | 2000 | 2000
2012-03-09 01:50 | 15.28 | 14.9 | 14.29 | 13.95 | 13.83 | 13.79 | 13.67 | 13.36 | 12.84 | 11.98 | 197 | 195.8 | 193.8 | 192.3 | 191.2 | 190.1 | 189.1 | 188.3 | 187.5 | 185.9 | 180.7 | 14.43 | 0.7 | 12.86 | 10.89 | 4.851% | 189.95 | 13.6415 | 0.080767 | 13.7727 | 0.99047 | 14.2925 | 2000 | 2000
2012-03-09 02:00 | 14.08 | 13.69 | 13.01 | 12.53 | 12.21 | 12 | 11.89 | 11.73 | 11.34 | 10.65 | 196.7 | 195.8 | 194.4 | 193.4 | 192.4 | 191.4 | 190.4 | 189.3 | 188.3 | 187.4 | 182.1 | 12.77 | 1.32 | 11.09 | 9.51 | 10.34% | 191.25 | 12.0958 | 0.0851 | 11.9842 | 1.0093 | 12.8889 | 1996.47 | 1997.79
2012-03-09 02:10 | 13.75 | 13.31 | 12.55 | 12 | 11.61 | 11.27 | 10.93 | 10.58 | 10.21 | 9.48 | 199 | 198 | 196.3 | 194.9 | 194.1 | 193.6 | 193 | 192.2 | 191.3 | 190.2 | 185 | 11.27 | 1.11 | 9.47 | 8.16 | 9.849% | 193.51 | 11.3319 | 0.28308 | 11.2206 | 1.0099 | 11.3818 | 1926.68 | 1935.92
2012-03-09 02:20 | 13.91 | 13.52 | 12.87 | 12.43 | 12.1 | 11.83 | 11.6 | 11.31 | 10.97 | 10.23 | 196.4 | 195.5 | 194.1 | 192.8 | 192 | 191.2 | 190.2 | 189.2 | 188.4 | 187.5 | 182.7 | 12.47 | 1.45 | 10.76 | 9.2 | 11.63% | 191.05 | 11.871 | 0.18143 | 11.7968 | 1.0063 | 12.5484 | 1993.17 | 1994.05
2012-03-09 02:30 | 13.76 | 13.45 | 12.93 | 12.48 | 12.15 | 11.88 | 11.6 | 11.26 | 10.8 | 9.87 | 193.8 | 193.1 | 191.9 | 190.8 | 190.3 | 189.7 | 188.7 | 187.7 | 186.8 | 185.9 | 179.8 | 12.47 | 0.96 | 11.15 | 8.86 | 7.698% | 189.55 | 11.859 | 0.22041 | 11.8395 | 1.0016 | 12.4905 | 1993.17 | 1993.39
2012-03-09 02:40 | 13.87 | 13.59 | 13.19 | 12.92 | 12.67 | 12.35 | 12.04 | 11.73 | 11.31 | 10.45 | 192.7 | 192 | 191 | 190.5 | 190 | 189.3 | 188.5 | 187.5 | 186.8 | 186.1 | 179.2 | 13.02 | 0.87 | 11.76 | 9.37 | 6.682% | 189.18 | 12.2918 | 0.23492 | 12.3051 | 0.99892 | 13.0059 | 1999.02 | 1999.01
2012-03-09 02:50 | 13.73 | 13.47 | 13.05 | 12.71 | 12.46 | 12.15 | 11.82 | 11.44 | 10.98 | 10.23 | 192.6 | 191.8 | 190.8 | 190 | 189.5 | 188.8 | 187.7 | 186.7 | 186.2 | 185.5 | 178.9 | 12.53 | 0.88 | 11.23 | 9.24 | 7.023% | 188.635 | 12.0724 | 0.25446 | 12.1022 | 0.99754 | 12.4992 | 1993.83 | 1993.5
2012-03-09 03:00 | 13.72 | 13.4 | 12.87 | 12.51 | 12.24 | 11.92 | 11.56 | 11.21 | 10.82 | 10.08 | 193.8 | 193.2 | 192 | 191 | 190.2 | 189.2 | 188.1 | 187.2 | 186.6 | 186.2 | 180.1 | 12.34 | 1.25 | 11.03 | 9.09 | 10.13% | 189.035 | 11.8688 | 0.28339 | 11.8677 | 1.0001 | 12.3411 | 1991.74 | 1991.74
2012-03-09 03:10 | 15.51 | 15.19 | 14.67 | 14.35 | 14.13 | 13.88 | 13.57 | 13.2 | 12.73 | 11.75 | 195.2 | 194.5 | 193.2 | 191.9 | 190.6 | 189.3 | 188.1 | 187 | 186.1 | 184.4 | 179 | 14.26 | 0.89 | 13.03 | 10.43 | 6.241% | 189.12 | 13.7519 | 0.20873 | 13.8352 | 0.99398 | 14.1742 | 2000 | 2000
2012-03-09 03:20 | 15.17 | 14.92 | 14.47 | 14.14 | 13.93 | 13.73 | 13.41 | 12.95 | 12.38 | 11.51 | 195.9 | 195 | 193.4 | 191.8 | 190.4 | 189.1 | 188.1 | 187.7 | 187.5 | 186.2 | 179.9 | 14.02 | 1.05 | 12.45 | 10.24 | 7.489% | 188.95 | 13.5374 | 0.21793 | 13.6837 | 0.98931 | 13.8701 | 2000 | 1999.87
2012-03-09 03:30 | 13.73 | 13.36 | 12.76 | 12.41 | 12.24 | 12.06 | 11.8 | 11.53 | 11.24 | 10.63 | 196.8 | 195.6 | 193.7 | 192.5 | 191.5 | 190.5 | 189.6 | 188.8 | 188.3 | 188 | 181.2 | 12.47 | 1.35 | 11.11 | 9.42 | 10.83% | 190.365 | 11.9968 | 0.2014 | 12.0224 | 0.99787 | 12.4434 | 1993.17 | 1992.84
2012-03-09 03:40 | 14.79 | 14.47 | 13.86 | 13.2 | 12.58 | 11.96 | 11.42 | 11 | 10.7 | 10.26 | 199.9 | 199.1 | 197.7 | 196.3 | 194.9 | 193.9 | 193.2 | 192.5 | 191.5 | 190 | 185.2 | 11.77 | 1.28 | 9.8 | 9.07 | 10.88% | 193.795 | 12.1616 | 0.42695 | 11.8811 | 1.0236 | 12.0478 | 1968.68 | 1988.55
2012-03-09 03:50 | 15.34 | 15.03 | 14.35 | 13.67 | 13.1 | 12.65 | 12.32 | 12.05 | 11.77 | 11.15 | 200.7 | 199.9 | 198.3 | 196.6 | 195.2 | 194.1 | 193.1 | 192.2 | 191.3 | 190.3 | 184.1 | 12.91 | 1.02 | 10.96 | 9.54 | 7.901% | 193.95 | 12.8662 | 0.24427 | 12.6022 | 1.0209 | 13.1804 | 1998.01 | 1999.18
2012-03-09 04:10 | 16.83 | 16.56 | 15.91 | 15.27 | 14.86 | 14.68 | 14.55 | 14.25 | 13.76 | 12.93 | 200.9 | 200 | 198.2 | 196.3 | 194.7 | 193.3 | 192 | 190.7 | 189.6 | 188.5 | 183.6 | 15.44 | 1.01 | 13.15 | 11.1 | 6.541% | 193.105 | 14.7259 | 0.082199 | 14.6613 | 1.0044 | 15.508 | 2000 | 2000
2012-03-09 04:20 | 17.23 | 17.02 | 16.47 | 15.67 | 15.04 | 14.54 | 14.27 | 13.96 | 13.55 | 12.98 | 201.8 | 200.9 | 199.3 | 197.6 | 196.1 | 194.8 | 193.8 | 192.8 | 191.8 | 190.2 | 184.3 | 15.04 | 0.98 | 12.67 | 11.06 | 6.516% | 194.65 | 14.7932 | 0.17321 | 14.501 | 1.0202 | 15.3431 | 2000 | 2000
2012-03-09 04:30 | 16.72 | 16.43 | 15.93 | 15.38 | 14.89 | 14.55 | 14.26 | 14.04 | 13.84 | 13.2 | 201.9 | 201 | 199.5 | 198.2 | 197.2 | 196.2 | 195.4 | 194.8 | 194.2 | 191.9 | 185.2 | 14.83 | 1 | 12.34 | 11.12 | 6.743% | 196.08 | 14.6915 | 0.18604 | 14.5081 | 1.0126 | 15.0175 | 2000 | 2000
2012-03-09 04:40 | 17.26 | 17.09 | 16.69 | 16.28 | 15.88 | 15.47 | 15.1 | 14.67 | 14.17 | 13.4 | 204.7 | 204.1 | 203 | 201.6 | 200.2 | 198.7 | 197.3 | 195.6 | 194 | 192.4 | 187 | 15.04 | 1.07 | 12.13 | 11.16 | 7.114% | 198.49 | 15.4273 | 0.22371 | 15.4164 | 1.0007 | 15.0506 | 2000 | 2000
2012-03-09 04:50 | 16.7 | 16.45 | 15.96 | 15.48 | 15.12 | 14.89 | 14.77 | 14.71 | 14.55 | 13.98 | 202.6 | 201.8 | 200.1 | 198.3 | 196.7 | 195.4 | 194.1 | 192.8 | 191.4 | 190.4 | 184.4 | 15.39 | 0.88 | 13.1 | 11.96 | 5.718% | 195.205 | 15.0417 | 0.074776 | 14.8727 | 1.0114 | 15.5648 | 2000 | 2000
2012-03-09 05:00 | 16.17 | 15.99 | 15.6 | 15.2 | 14.89 | 14.63 | 14.51 | 14.45 | 14.43 | 13.98 | 201.5 | 200.6 | 198.9 | 197.2 | 195.9 | 194.8 | 193.7 | 192.5 | 191.6 | 190.3 | 185 | 15.13 | 0.96 | 12.66 | 11.59 | 6.345% | 194.635 | 14.7967 | 0.07611 | 14.6127 | 1.0126 | 15.3205 | 2000 | 2000
2012-03-09 05:10 | 15.46 | 15.26 | 14.87 | 14.48 | 14.22 | 14.03 | 13.89 | 13.81 | 13.73 | 13.4 | 200.1 | 199.3 | 197.6 | 195.6 | 193.9 | 192.3 | 190.9 | 190 | 189.4 | 188.1 | 183.1 | 14.54 | 0.96 | 12.66 | 11.78 | 6.602% | 192.09 | 14.1257 | 0.092675 | 14.0099 | 1.0083 | 14.6602 | 2000 | 2000
2012-03-09 05:20 | 15.19 | 14.97 | 14.43 | 13.92 | 13.61 | 13.36 | 13.19 | 13.07 | 13.02 | 12.89 | 200.5 | 199.6 | 197.9 | 196.2 | 194.6 | 192.7 | 191 | 189.7 | 189 | 188.4 | 184.2 | 13.36 | 0.9 | 11.45 | 11.07 | 6.737% | 192.445 | 13.5143 | 0.11834 | 13.3355 | 1.0134 | 13.5391 | 1999.36 | 1999.54
2012-03-09 05:30 | 15.91 | 15.61 | 15.03 | 14.55 | 14.19 | 13.85 | 13.77 | 13.78 | 13.69 | 13.33 | 199.2 | 198.2 | 196.3 | 194.5 | 192.9 | 191.9 | 191 | 190.4 | 190.1 | 189 | 183.7 | 13.72 | 0.92 | 11.8 | 11.66 | 6.706% | 191.765 | 14.1241 | 0.053532 | 13.8385 | 1.0206 | 14.0032 | 1999.72 | 2000
2012-03-09 05:40 | 15.34 | 15.08 | 14.56 | 13.99 | 13.61 | 13.37 | 13.23 | 13.13 | 13.05 | 12.69 | 200.7 | 199.8 | 198 | 196.6 | 195.2 | 194.1 | 192.8 | 191.6 | 190.5 | 188.8 | 184.4 | 13 | 1.07 | 11.15 | 10.69 | 8.231% | 193.905 | 13.5611 | 0.097274 | 13.3499 | 1.0158 | 13.2057 | 1999 | 1999.21
2012-03-09 05:50 | 15.15 | 14.92 | 14.34 | 13.81 | 13.43 | 13.25 | 13.32 | 13.5 | 13.57 | 13.15 | 199 | 197.7 | 195.5 | 193.8 | 192.2 | 190.9 | 190.3 | 190.2 | 189.7 | 188.3 | 183.3 | 13.36 | 0.94 | 11.61 | 10.85 | 7.036% | 190.81 | 13.6102 | -0.048692 | 13.26 | 1.0264 | 13.7129 | 1999.36 | 1999.71
2012-03-09 06:00 | 15.47 | 15.13 | 14.46 | 13.84 | 13.39 | 13.11 | 13.01 | 13.03 | 13.05 | 12.66 | 200.1 | 199 | 197.2 | 195.4 | 193.9 | 193.1 | 192.6 | 192.3 | 191.8 | 190.5 | 184.9 | 12.75 | 1.03 | 10.77 | 10.45 | 8.078% | 193.025 | 13.4313 | 0.070758 | 13.0956 | 1.0256 | 13.0768 | 1996.25 | 1999.08
2012-03-09 06:10 | 15.09 | 14.81 | 14.31 | 13.88 | 13.55 | 13.29 | 13.1 | 12.99 | 12.94 | 12.5 | 199.5 | 198.8 | 197.6 | 196.2 | 194.7 | 193.8 | 192.9 | 191.9 | 191.1 | 189.1 | 183.5 | 12.95 | 0.93 | 11.04 | 10.73 | 7.181% | 193.665 | 13.4316 | 0.13307 | 13.2626 | 1.0127 | 13.115 | 1998.45 | 1999.11
2012-03-09 06:20 | 15.24 | 15.01 | 14.53 | 14.07 | 13.67 | 13.46 | 13.26 | 13.06 | 12.76 | 12.14 | 200.6 | 200.1 | 198.8 | 197.5 | 196.6 | 195.7 | 194.6 | 193.4 | 192.3 | 190.7 | 185.9 | 12.63 | 1.22 | 10.5 | 10.34 | 9.66% | 195.535 | 13.5276 | 0.13834 | 13.4312 | 1.0072 | 12.7207 | 1994.93 | 1995.92
2012-03-09 06:30 | 14.92 | 14.68 | 14.18 | 13.69 | 13.24 | 12.93 | 12.84 | 12.73 | 12.45 | 11.81 | 198.3 | 197.7 | 196.2 | 194.8 | 193.9 | 193.1 | 192.1 | 191.1 | 190 | 187.7 | 183.3 | 12.4 | 0.95 | 10.63 | 10.2 | 7.661% | 192.95 | 13.139 | 0.064547 | 12.9171 | 1.0172 | 12.613 | 1992.4 | 1994.71
2012-03-09 06:40 | 15.72 | 15.39 | 14.65 | 14.08 | 13.66 | 13.33 | 13.12 | 12.99 | 12.78 | 12.07 | 200.5 | 199.7 | 198.2 | 196.6 | 194.9 | 193.2 | 191.9 | 190.5 | 189.2 | 187.9 | 183.9 | 12.82 | 0.99 | 10.92 | 10.43 | 7.722% | 193.005 | 13.5062 | 0.14674 | 13.2997 | 1.0155 | 13.0191 | 1997.02 | 1999.02
2012-03-09 06:50 | 16.52 | 16.32 | 15.79 | 15.18 | 14.64 | 14.05 | 13.51 | 13.06 | 12.65 | 11.98 | 204.5 | 203.7 | 202.5 | 201.5 | 200.1 | 198.8 | 197.4 | 195.8 | 194.2 | 191.6 | 188 | 12.63 | 1.11 | 10.16 | 10.1 | 8.789% | 198.59 | 14.1378 | 0.36217 | 13.9713 | 1.0119 | 12.7805 | 1994.93 | 1996.58
2012-03-09 07:00 | 16.62 | 16.34 | 15.85 | 15.28 | 14.62 | 13.86 | 13.21 | 12.82 | 12.5 | 11.98 | 204.5 | 203.6 | 202 | 200.7 | 199.2 | 197.8 | 196.3 | 194.8 | 193.3 | 191.9 | 187.5 | 12.54 | 1.11 | 10.06 | 10.34 | 8.852% | 197.575 | 14.0508 | 0.44387 | 13.7649 | 1.0208 | 12.8004 | 1993.94 | 1996.8
2012-03-09 07:10 | 16.16 | 15.9 | 15.34 | 14.82 | 14.38 | 13.87 | 13.45 | 13.06 | 12.76 | 12.27 | 203.1 | 202.4 | 201.4 | 200.6 | 199.6 | 198.5 | 197.1 | 195.2 | 193.7 | 191.1 | 187.1 | 12.55 | 1.18 | 10.24 | 10.76 | 9.402% | 198.29 | 13.9614 | 0.28415 | 13.809 | 1.011 | 12.6884 | 1994.05 | 1995.59
2012-03-09 07:20 | 16.29 | 16.11 | 15.68 | 15.11 | 14.56 | 13.83 | 13.16 | 12.67 | 12.36 | 11.91 | 203 | 202.1 | 200.7 | 199.2 | 197.9 | 196.7 | 195.4 | 194.2 | 192.8 | 190.3 | 186.4 | 12.64 | 1.02 | 10.34 | 10.4 | 8.07% | 196.505 | 13.9415 | 0.45889 | 13.732 | 1.0153 | 12.8328 | 1995.04 | 1997.13
2012-03-09 07:30 | 14.88 | 14.64 | 14.08 | 13.45 | 12.94 | 12.53 | 12.28 | 12.17 | 11.94 | 11.38 | 202.5 | 201.6 | 199.9 | 198.5 | 197.2 | 195.6 | 194.2 | 193 | 191.9 | 189.5 | 185.5 | 11.93 | 1.07 | 10.06 | 10.42 | 8.969% | 195.39 | 12.7709 | 0.18624 | 12.4939 | 1.0222 | 12.1945 | 1982.12 | 1990.09
2012-03-09 07:40 | 14.03 | 13.73 | 13.12 | 12.52 | 12.12 | 11.86 | 11.69 | 11.61 | 11.56 | 11.14 | 200.2 | 199.6 | 198.2 | 196.5 | 195 | 193.3 | 191.8 | 190.5 | 189.1 | 187 | 184.5 | 11.21 | 0.86 | 9.66 | 10.34 | 7.672% | 193.075 | 12.0707 | 0.13342 | 11.8355 | 1.0199 | 11.4328 | 1921.64 | 1940.12
2012-03-09 07:50 | 14.21 | 13.86 | 13.15 | 12.44 | 11.84 | 11.29 | 10.9 | 10.74 | 10.63 | 10.27 | 203.7 | 202.7 | 201 | 199.8 | 198.8 | 197.6 | 196.3 | 194.2 | 191.9 | 189 | 187.1 | 10.54 | 0.96 | 8.76 | 9.5 | 9.108% | 197.405 | 11.6164 | 0.32486 | 11.2333 | 1.0341 | 10.8994 | 1781.18 | 1877.3
2012-03-09 08:00 | 12.86 | 12.57 | 12.07 | 11.57 | 11.09 | 10.73 | 10.48 | 10.38 | 10.34 | 10.08 | 202.4 | 201.5 | 200.1 | 198.9 | 197.7 | 196 | 194.2 | 192.4 | 190.3 | 187.9 | 186.5 | 9.91 | 1 | 8.44 | 9.49 | 10.09% | 195.73 | 10.9607 | 0.21786 | 10.6938 | 1.025 | 10.1573 | 1602.71 | 1679.72
2012-03-09 08:10 | 13.91 | 13.55 | 12.93 | 12.39 | 11.96 | 11.63 | 11.37 | 11.09 | 10.98 | 10.66 | 203.8 | 203.1 | 201.4 | 199.9 | 198.3 | 196.6 | 195 | 193.4 | 191.4 | 188.3 | 186.7 | 10.99 | 1.08 | 9.23 | 9.84 | 9.827% | 196.36 | 11.7717 | 0.20894 | 11.5924 | 1.0155 | 11.16 | 1901.33 | 1917.44
2012-03-09 08:20 | 14.2 | 13.9 | 13.27 | 12.68 | 12.19 | 11.58 | 11.18 | 10.95 | 10.9 | 10.71 | 204.1 | 203.3 | 201.8 | 200.6 | 199.3 | 197.4 | 195.2 | 192.7 | 189.8 | 186.8 | 186.6 | 10.82 | 1.02 | 9.16 | 10.01 | 9.427% | 197.07 | 11.8462 | 0.32485 | 11.5218 | 1.0282 | 11.1246 | 1855.94 | 1914.08
2012-03-09 08:30 | 12.7 | 12.4 | 11.89 | 11.43 | 11.09 | 10.92 | 10.87 | 10.88 | 10.75 | 10.29 | 200.8 | 199.7 | 197.6 | 195.5 | 193.7 | 192.1 | 190.4 | 188.4 | 186.4 | 184.1 | 182.4 | 10.95 | 0.98 | 9.93 | 9.67 | 8.95% | 191.845 | 11.0972 | 0.042409 | 10.9128 | 1.0169 | 11.1351 | 1890.65 | 1915.76
2012-03-09 08:40 | 13.06 | 12.79 | 12.29 | 11.96 | 11.84 | 11.8 | 11.73 | 11.51 | 11.11 | 10.34 | 200.2 | 199.3 | 197.5 | 194.9 | 192.1 | 190.3 | 188.7 | 187.3 | 185.8 | 183.8 | 181.7 | 11.54 | 0.91 | 10.5 | 9.4 | 7.886% | 190.06 | 11.6939 | 0.054983 | 11.7899 | 0.99186 | 11.446 | 1949.36 | 1941.8
2012-03-09 08:50 | 13.17 | 12.83 | 12.2 | 11.65 | 11.28 | 10.99 | 10.78 | 10.5 | 10.21 | 9.73 | 202.9 | 202.3 | 201.1 | 199.6 | 197.7 | 195.6 | 193.5 | 191.7 | 189.7 | 186.9 | 185.8 | 11.1 | 1.04 | 9.49 | 9.19 | 9.369% | 195.285 | 11.0801 | 0.17829 | 10.9597 | 1.011 | 11.222 | 1912.4 | 1922.48
2012-03-09 09:00 | 14.15 | 13.83 | 13.23 | 12.64 | 12.03 | 11.44 | 11.01 | 10.62 | 10.26 | 9.85 | 202.8 | 202.3 | 201.3 | 200.3 | 199.2 | 197.6 | 196.1 | 195.1 | 193.1 | 189.9 | 187.8 | 11.14 | 1.22 | 9.09 | 8.94 | 10.95% | 197.375 | 11.6491 | 0.35404 | 11.3774 | 1.0239 | 11.4061 | 1915.76 | 1938.44
2012-03-09 09:10 | 15.08 | 14.87 | 14.51 | 14.03 | 13.44 | 12.75 | 12.05 | 11.36 | 10.81 | 10.14 | 206.8 | 206.2 | 204.8 | 203.4 | 202.5 | 201 | 199.5 | 198.3 | 196.8 | 194.1 | 191.4 | 12.16 | 1.41 | 9.44 | 8.25 | 11.6% | 200.775 | 12.7476 | 0.52181 | 12.6473 | 1.0079 | 12.2564 | 1989.76 | 1990.86
2012-03-09 09:20 | 14.83 | 14.57 | 14.09 | 13.57 | 13.14 | 12.7 | 12.24 | 11.75 | 11.21 | 10.38 | 208.2 | 207.5 | 206 | 204.6 | 203.6 | 202.2 | 200.6 | 198.5 | 197.2 | 194.8 | 191.6 | 12.43 | 1.46 | 9.76 | 8.27 | 11.75% | 201.96 | 12.6665 | 0.34093 | 12.633 | 1.0026 | 12.4629 | 1992.73 | 1993.06
2012-03-09 09:30 | 14.42 | 14.2 | 13.75 | 13.31 | 12.95 | 12.56 | 12.11 | 11.65 | 11.14 | 10.39 | 207.9 | 207.2 | 206.1 | 205.4 | 204.5 | 202.9 | 201.1 | 199.4 | 197.4 | 195.2 | 192.3 | 12.1 | 1.3 | 9.48 | 8.36 | 10.74% | 202.63 | 12.484 | 0.33716 | 12.4945 | 0.99916 | 12.0899 | 1989.1 | 1988.99
2012-03-09 10:30 | 13.31 | 13.19 | 13.07 | 12.86 | 12.58 | 12.3 | 12.02 | 11.65 | 11.21 | 10.52 | 209.1 | 208.1 | 206.6 | 205.2 | 204.4 | 203.5 | 202.3 | 200.8 | 199.4 | 196.9 | 192.4 | 10.55 | 1.04 | 8.95 | 7.9 | 9.858% | 203.32 | 12.1977 | 0.2128 | 12.2595 | 0.99496 | 10.4968 | 1783.85 | 1770.5
2012-03-09 10:40 | 13.31 | 13.12 | 12.79 | 12.43 | 12.04 | 11.81 | 11.68 | 11.51 | 11.11 | 10.55 | 204.5 | 203.5 | 201.8 | 200.3 | 198.8 | 197.2 | 195.6 | 194 | 192.4 | 189.3 | 187.1 | 10.64 | 1.15 | 9.52 | 8.85 | 10.81% | 196.96 | 11.8738 | 0.10229 | 11.7913 | 1.007 | 10.7145 | 1807.88 | 1826.57
2012-03-09 10:50 | 12.99 | 12.8 | 12.48 | 12.14 | 11.96 | 11.73 | 11.57 | 11.45 | 11.32 | 10.95 | 197.8 | 196.4 | 194.2 | 192.1 | 190.5 | 189.2 | 188.3 | 187.6 | 186.7 | 184.9 | 180.3 | 11.03 | 0.83 | 10.59 | 9.6 | 7.525% | 189.065 | 11.786 | 0.12692 | 11.7069 | 1.0068 | 11.1045 | 1906.52 | 1912.4
2012-03-09 11:00 | 13.6 | 13.46 | 13.1 | 12.69 | 12.28 | 11.91 | 11.58 | 11.37 | 11.12 | 10.76 | 196.2 | 195.1 | 193 | 191.1 | 189.6 | 188.8 | 188.3 | 188.1 | 188 | 186.7 | 181.1 | 11.14 | 1.11 | 10.58 | 9.47 | 9.964% | 188.725 | 12.0064 | 0.25966 | 11.8621 | 1.0122 | 11.2755 | 1915.76 | 1927.52
2012-03-09 11:10 | 13.8 | 13.63 | 13.23 | 12.76 | 12.41 | 12.09 | 11.83 | 11.64 | 11.49 | 11.19 | 195.1 | 194.4 | 193.2 | 192.1 | 191.3 | 190.8 | 190.4 | 189.9 | 189.7 | 188.3 | 182.5 | 11.61 | 1.04 | 10.66 | 9.32 | 8.958% | 190.74 | 12.216 | 0.2009 | 12.0524 | 1.0136 | 11.7676 | 1955.24 | 1968.68
2012-03-09 11:20 | 14.86 | 14.66 | 14.29 | 13.67 | 13.1 | 12.58 | 12.25 | 11.95 | 11.68 | 11.42 | 197.9 | 197.2 | 196.1 | 195 | 193.9 | 192.6 | 191.5 | 190.8 | 190.3 | 189.7 | 184.2 | 11.84 | 1.2 | 10.59 | 9.82 | 10.14% | 192.435 | 12.8109 | 0.24565 | 12.5322 | 1.0222 | 12.1033 | 1974.56 | 1989.1
2012-03-09 11:30 | 14.15 | 13.93 | 13.41 | 12.82 | 12.43 | 12.2 | 12 | 11.7 | 11.36 | 10.92 | 198.5 | 197.6 | 195.8 | 194.3 | 193 | 191.7 | 191.4 | 190.7 | 189.8 | 188 | 183.8 | 11.58 | 1.04 | 10.52 | 9.25 | 8.981% | 191.655 | 12.2763 | 0.15275 | 12.1711 | 1.0086 | 11.68 | 1952.72 | 1961.12
2012-03-09 11:40 | 14.5 | 14.16 | 13.44 | 12.7 | 12.2 | 11.85 | 11.63 | 11.4 | 11.2 | 10.85 | 199.5 | 198.7 | 197 | 195.3 | 194.1 | 193.2 | 192.7 | 192.7 | 192.2 | 191.9 | 184.2 | 11.2 | 1.24 | 10.21 | 8.95 | 11.07% | 193.125 | 12.0976 | 0.17318 | 11.8182 | 1.0236 | 11.4647 | 1920.8 | 1942.64
2012-03-09 11:50 | 13.15 | 12.8 | 12.24 | 11.85 | 11.57 | 11.35 | 11.16 | 11.02 | 10.83 | 10.55 | 195.5 | 194.7 | 193.1 | 191.9 | 191.6 | 190.7 | 189.7 | 189.2 | 189.4 | 189.9 | 183 | 11.08 | 1.19 | 10.22 | 8.9 | 10.74% | 190.55 | 11.4434 | 0.156 | 11.3226 | 1.0107 | 11.1983 | 1910.72 | 1920.8
2012-03-09 12:00 | 14.45 | 14.11 | 13.46 | 12.87 | 12.29 | 11.79 | 11.48 | 11.26 | 11.04 | 10.36 | 199.8 | 199.3 | 198.6 | 197.7 | 196.8 | 196.4 | 195.3 | 194.3 | 192.9 | 192.1 | 186.1 | 10.84 | 1.08 | 9.6 | 8.6 | 9.963% | 196.235 | 12.0552 | 0.24623 | 11.7451 | 1.0264 | 11.1262 | 1861.28 | 1914.92
2012-03-09 12:10 | 13.93 | 13.61 | 13.03 | 12.56 | 12.23 | 12.03 | 11.95 | 11.8 | 11.44 | 10.69 | 196.5 | 195.7 | 194.3 | 193.2 | 192.2 | 191.6 | 191.1 | 190.9 | 190.4 | 188.4 | 182.9 | 12.01 | 1.08 | 10.91 | 9.23 | 8.993% | 191.525 | 12.1382 | 0.061658 | 12.0185 | 1.01 | 12.1296 | 1988.11 | 1989.43
2012-03-09 12:20 | 13.6 | 13.34 | 12.82 | 12.47 | 12.25 | 12.09 | 12 | 11.81 | 11.45 | 10.68 | 198 | 196.6 | 195.1 | 193.8 | 192.8 | 192.1 | 191.5 | 190.2 | 189.2 | 187.6 | 182.6 | 11.94 | 1 | 10.94 | 9.32 | 8.375% | 192.01 | 12.1029 | 0.069049 | 12.0771 | 1.0021 | 11.9656 | 1982.96 | 1985.48
2012-03-09 12:30 | 12.96 | 12.67 | 12.18 | 11.9 | 11.72 | 11.72 | 11.71 | 11.59 | 11.42 | 10.84 | 196.6 | 195.7 | 194.3 | 193.3 | 192.6 | 191.7 | 190.5 | 189.2 | 187.1 | 186.1 | 181.6 | 11.7 | 0.96 | 10.93 | 9.57 | 8.205% | 191.52 | 11.7288 | 0.0078882 | 11.7186 | 1.0009 | 11.7102 | 1962.8 | 1963.64
2012-03-09 12:40 | 12.27 | 11.97 | 11.34 | 10.87 | 10.7 | 10.45 | 10.24 | 10.08 | 9.71 | 9.09 | 200.2 | 199.5 | 198.1 | 196 | 194.5 | 192.8 | 191.7 | 190.6 | 189.4 | 187.2 | 183.8 | 10.07 | 1.35 | 9.13 | 8.05 | 13.41% | 192.635 | 10.474 | 0.1876 | 10.4197 | 1.0052 | 10.1225 | 1655.69 | 1669.04
2012-03-09 12:50 | 12.7 | 12.46 | 11.98 | 11.53 | 11.03 | 10.65 | 10.26 | 9.93 | 9.62 | 9.12 | 203.3 | 202.5 | 201.5 | 200.8 | 199.8 | 198.7 | 197.5 | 196.3 | 194.8 | 191.9 | 188.1 | 10 | 1.44 | 8.46 | 7.75 | 14.4% | 198.52 | 10.733 | 0.34475 | 10.5932 | 1.0132 | 10.1319 | 1637 | 1671.71
2012-03-09 13:00 | 14.99 | 14.79 | 14.41 | 14.01 | 13.64 | 13.22 | 12.82 | 12.31 | 11.68 | 10.85 | 206.8 | 206.4 | 205.5 | 204.4 | 203.5 | 202 | 200.6 | 199.4 | 197.7 | 194.8 | 192 | 12.36 | 1.11 | 9.92 | 8.59 | 8.981% | 201.79 | 13.1353 | 0.28392 | 13.1619 | 0.99798 | 12.335 | 1991.96 | 1991.74
2012-03-09 13:10 | 15.71 | 15.48 | 15.07 | 14.62 | 14.27 | 13.95 | 13.61 | 13.2 | 12.72 | 12.14 | 203.6 | 203.1 | 202.6 | 201.8 | 200.9 | 200.1 | 199.3 | 197.9 | 196.3 | 193.5 | 189.3 | 13.19 | 1.3 | 10.6 | 9.71 | 9.856% | 199.98 | 13.9056 | 0.22802 | 13.9008 | 1.0003 | 13.1946 | 1999.19 | 1999.19
2012-03-09 13:20 | 15.69 | 15.49 | 15.15 | 14.76 | 14.25 | 13.87 | 13.51 | 13.17 | 12.65 | 11.81 | 204.5 | 204.2 | 203.6 | 203 | 202.2 | 201.4 | 200.2 | 199 | 197.5 | 195.7 | 190.9 | 13.16 | 1.31 | 10.37 | 9.48 | 9.954% | 201.22 | 13.8849 | 0.24302 | 13.8178 | 1.0049 | 13.2238 | 1999.16 | 1999.22
2012-03-09 13:30 | 15.87 | 15.78 | 15.57 | 15.31 | 15 | 14.61 | 14.26 | 13.91 | 13.4 | 12.85 | 206.6 | 206.3 | 205.7 | 204.8 | 204.1 | 203.4 | 202.7 | 202.1 | 201.3 | 199.3 | 193.8 | 14.23 | 1.15 | 11.04 | 9.62 | 8.082% | 203.295 | 14.5521 | 0.22407 | 14.5593 | 0.9995 | 14.2229 | 2000 | 2000
2012-03-09 13:40 | 15.56 | 15.41 | 15.08 | 14.72 | 14.32 | 13.97 | 13.65 | 13.25 | 12.8 | 12.12 | 206.6 | 206 | 205.1 | 204.3 | 203.5 | 202.9 | 202.6 | 202.3 | 202 | 200.2 | 193.8 | 13.76 | 1.19 | 10.65 | 9.14 | 8.648% | 202.855 | 13.9528 | 0.21414 | 13.9237 | 1.0021 | 13.7888 | 1999.76 | 1999.79
2012-03-09 13:50 | 14.48 | 14.28 | 13.9 | 13.59 | 13.31 | 12.9 | 12.54 | 12.17 | 11.7 | 11.1 | 204.6 | 204.2 | 203.1 | 202.6 | 202.5 | 202.2 | 202.1 | 201.3 | 200.4 | 198.1 | 192 | 12.27 | 1.44 | 9.65 | 8.46 | 11.74% | 202.185 | 12.8649 | 0.26155 | 12.8478 | 1.0013 | 12.2863 | 1990.97 | 1991.19
2012-03-09 14:00 | 14.51 | 14.29 | 13.96 | 13.54 | 13.05 | 12.51 | 12.13 | 11.69 | 11.14 | 10.54 | 206 | 205.6 | 204.9 | 204.4 | 203.8 | 202.8 | 201.6 | 200 | 198.5 | 196.6 | 191.9 | 11.91 | 1.56 | 9.43 | 7.86 | 13.1% | 202.62 | 12.577 | 0.28505 | 12.4548 | 1.0098 | 12.0268 | 1980.44 | 1988.33
2012-03-09 14:10 | 14.19 | 14.11 | 13.78 | 13.54 | 13.31 | 12.97 | 12.49 | 12.04 | 11.36 | 10.21 | 207.4 | 207.2 | 206.4 | 205.5 | 204.7 | 203.7 | 203.2 | 203.1 | 202.9 | 202.9 | 195.8 | 12.16 | 1.14 | 9.43 | 7.83 | 9.375% | 203.625 | 12.7518 | 0.34848 | 12.9001 | 0.98851 | 12.0202 | 1989.76 | 1988.22
2012-03-09 14:20 | 14.7 | 14.56 | 14.28 | 13.97 | 13.61 | 13.21 | 12.74 | 12.31 | 11.85 | 10.93 | 210.3 | 210 | 208.9 | 208.1 | 207.6 | 207.1 | 206.6 | 206.4 | 205.3 | 203.5 | 197.6 | 12.76 | 1.24 | 9.93 | 8.59 | 9.718% | 207.025 | 13.1179 | 0.33478 | 13.1416 | 0.99819 | 12.737 | 1996.36 | 1996.14
2012-03-09 14:30 | 14.42 | 14.28 | 14.02 | 13.8 | 13.49 | 13.15 | 12.61 | 12.08 | 11.36 | 10.46 | 213.1 | 212.8 | 212.5 | 212.3 | 211.7 | 211 | 210.3 | 209.6 | 209 | 208 | 201.9 | 12.58 | 1.54 | 10.31 | 8.48 | 12.24% | 210.895 | 12.9101 | 0.38749 | 13.0712 | 0.98767 | 12.425 | 1994.38 | 1992.62
2012-03-09 14:40 | 15.08 | 14.92 | 14.63 | 14.3 | 14.01 | 13.66 | 13.18 | 12.71 | 12.24 | 11.74 | 215.5 | 215 | 214.6 | 214 | 213.7 | 213.1 | 212.5 | 212.4 | 211.4 | 210.6 | 204.3 | 13.1 | 1.22 | 11.05 | 8.66 | 9.313% | 213.01 | 13.526 | 0.33056 | 13.5902 | 0.99528 | 13.0382 | 1999.1 | 1999.04
2012-03-09 19:20 | 15.43 | 15.36 | 15.17 | 14.95 | 14.81 | 14.69 | 14.52 | 14.21 | 13.8 | 13.09 | 276 | 275.8 | 275.1 | 274.4 | 273.8 | 273.8 | 274.2 | 274.4 | 274.5 | 274.5 | 267.5 | 14.3 | 1.47 | 14.14 | 12.19 | 10.28% | 273.86 | 14.5526 | 0.10756 | 14.6655 | 0.9923 | 14.1899 | 2000 | 2000
2012-03-09 19:30 | 12.77 | 12.76 | 12.73 | 12.6 | 12.43 | 12.19 | 11.87 | 11.54 | 11.25 | 10.87 | 273.1 | 272.9 | 272.7 | 272.9 | 273.1 | 273.4 | 273.5 | 273.9 | 274.5 | 274.9 | 265.2 | 11.81 | 1.42 | 11.84 | 10.24 | 12.02% | 273.415 | 12.0609 | 0.24583 | 12.1436 | 0.99319 | 11.7296 | 1972.04 | 1965.32
2012-03-09 19:40 | 12.33 | 12.25 | 12.1 | 11.97 | 11.82 | 11.64 | 11.38 | 11.12 | 10.76 | 9.99 | 274.4 | 273.9 | 272.9 | 272 | 271.6 | 271.2 | 271.1 | 271.1 | 271.3 | 271.5 | 265.2 | 11.62 | 1.24 | 11.67 | 9.62 | 10.67% | 271.185 | 11.5021 | 0.20875 | 11.6024 | 0.99135 | 11.5195 | 1956.08 | 1947.68
2012-03-09 19:50 | 12.36 | 12.18 | 11.89 | 11.66 | 11.45 | 11.16 | 10.78 | 10.44 | 10.31 | 9.84 | 273.6 | 273.4 | 272.8 | 272.1 | 271.6 | 271.4 | 271.5 | 271.4 | 271.1 | 271.6 | 266.4 | 11.66 | 1.33 | 11.7 | 9.63 | 11.41% | 271.415 | 11.0936 | 0.32014 | 11.1047 | 0.999 | 11.6483 | 1959.44 | 1958.6
2012-03-09 20:00 | 13.64 | 13.54 | 13.29 | 13.04 | 12.78 | 12.47 | 12.19 | 11.85 | 11.45 | 10.99 | 280.5 | 280.4 | 280.4 | 280.3 | 280.5 | 280.8 | 280.9 | 281.2 | 282.1 | 283.1 | 273.8 | 12.55 | 1.76 | 12.54 | 10.76 | 14.02% | 280.815 | 12.4243 | 0.20986 | 12.4295 | 0.99959 | 12.5448 | 1994.05 | 1993.94
2012-03-09 20:10 | 11 | 10.93 | 10.83 | 10.7 | 10.59 | 10.47 | 10.28 | 10.06 | 9.85 | 9.37 | 280.9 | 280.5 | 280.2 | 279.9 | 279.8 | 280.3 | 281 | 281.6 | 281.7 | 281.7 | 271 | 10.16 | 1.3 | 10.14 | 8.75 | 12.8% | 280.405 | 10.3695 | 0.16924 | 10.4426 | 0.993 | 10.0889 | 1679.72 | 1661.03
2012-03-09 20:20 | 11.19 | 11.1 | 11.01 | 10.88 | 10.71 | 10.41 | 9.99 | 9.54 | 9.11 | 8.54 | 280.7 | 280.7 | 280.7 | 280.5 | 280.2 | 279.6 | 279.2 | 278.9 | 279 | 279.3 | 272.3 | 10.4 | 1.47 | 10.21 | 8.46 | 14.13% | 279.54 | 10.2178 | 0.38056 | 10.3488 | 0.98734 | 10.2683 | 1743.8 | 1709.09
2012-03-09 20:30 | 8.66 | 8.59 | 8.49 | 8.36 | 8.21 | 8.07 | 7.93 | 7.78 | 7.61 | 7.34 | 275.7 | 275.5 | 275.5 | 275.3 | 274.9 | 274.8 | 274.9 | 274.7 | 274.7 | 276.1 | 268.3 | 7.46 | 1.52 | 7.51 | 6.83 | 20.38% | 274.815 | 8.0505 | 0.16172 | 8.0498 | 1.0001 | 7.4607 | 726.46 | 726.46
2012-03-10 09:10 | 12.65 | 12.43 | 12.15 | 11.94 | 11.81 | 11.68 | 11.47 | 11.14 | 10.72 | 10.17 | 217.4 | 216.5 | 214.8 | 213.6 | 213.3 | 212.8 | 212.2 | 212.2 | 212.6 | 213.4 | 209.9 | 11.92 | 1.41 | 10.73 | 8.61 | 11.83% | 212.71 | 11.5338 | 0.16766 | 11.6497 | 0.99006 | 11.8015 | 1981.28 | 1971.2
2012-03-10 09:20 | 13.95 | 13.8 | 13.54 | 13.25 | 13.05 | 12.89 | 12.72 | 12.58 | 12.33 | 11.6 | 217.4 | 216.5 | 215.3 | 214.4 | 214 | 214.5 | 215.2 | 215.9 | 216.4 | 216.4 | 208.9 | 12.76 | 1.02 | 11.37 | 9.11 | 7.994% | 214.605 | 12.8778 | 0.12269 | 12.8655 | 1.001 | 12.7722 | 1996.36 | 1996.47
2012-03-10 10:10 | 14.06 | 13.87 | 13.64 | 13.51 | 13.34 | 13.25 | 13.04 | 12.85 | 12.61 | 11.86 | 216.2 | 215.5 | 213.7 | 212.7 | 212.6 | 213.2 | 214.2 | 215 | 215.5 | 214.6 | 208.7 | 12.93 | 1.37 | 11.6 | 10.14 | 10.6% | 213.35 | 13.1392 | 0.14763 | 13.2197 | 0.99391 | 12.8512 | 1998.23 | 1997.35
2012-03-10 10:20 | 13.43 | 13.32 | 13.06 | 12.93 | 12.75 | 12.5 | 12.27 | 12.07 | 11.79 | 11.2 | 214.8 | 214.3 | 213.4 | 212.9 | 212.8 | 212.8 | 212.4 | 211.9 | 211.4 | 211 | 204.7 | 12.13 | 1.39 | 10.31 | 8.93 | 11.46% | 212.74 | 12.4555 | 0.17162 | 12.4668 | 0.9991 | 12.1191 | 1989.43 | 1989.32
2012-03-10 10:30 | 12.76 | 12.66 | 12.46 | 12.3 | 12.11 | 11.92 | 11.76 | 11.49 | 11.29 | 10.65 | 207.8 | 207.7 | 207.5 | 206.9 | 206.2 | 205.5 | 205.1 | 205.2 | 204.5 | 204.2 | 196.7 | 11.21 | 1.44 | 8.84 | 8.12 | 12.85% | 205.44 | 11.8737 | 0.12488 | 11.8969 | 0.99804 | 11.1881 | 1921.64 | 1919.96
2012-03-10 10:40 | 12.57 | 12.49 | 12.37 | 12.1 | 11.9 | 11.6 | 11.3 | 11.13 | 10.95 | 10.48 | 210.3 | 210.1 | 209.8 | 209.2 | 208.8 | 208.6 | 208.7 | 208.4 | 207.2 | 206.5 | 199.5 | 10.98 | 1.68 | 8.96 | 8.2 | 15.3% | 208.615 | 11.6016 | 0.24214 | 11.5565 | 1.0039 | 11.0228 | 1898.66 | 1905.68
2012-03-10 10:50 | 11.96 | 11.94 | 11.78 | 11.76 | 11.68 | 11.49 | 11.32 | 11.2 | 11.02 | 10.59 | 212.9 | 213.1 | 213.3 | 213.2 | 213.4 | 213.7 | 213.1 | 212.7 | 212.5 | 212.6 | 202.5 | 10.75 | 1.7 | 9.12 | 7.96 | 15.81% | 213.61 | 11.4398 | 0.13775 | 11.4655 | 0.99776 | 10.726 | 1837.25 | 1831.91
2012-03-10 11:00 | 11.59 | 11.45 | 11.24 | 11.09 | 10.98 | 10.91 | 10.79 | 10.65 | 10.44 | 9.91 | 211.8 | 211.7 | 212.2 | 212.3 | 212.1 | 211.5 | 211.1 | 210.4 | 209.4 | 209.2 | 202 | 10.75 | 1.46 | 8.94 | 8.17 | 13.58% | 211.44 | 10.8458 | 0.10221 | 10.8927 | 0.99569 | 10.7037 | 1837.25 | 1823.9
2012-03-10 11:10 | 12.47 | 12.34 | 12.14 | 12 | 11.75 | 11.68 | 11.65 | 11.52 | 11.23 | 10.5 | 213.8 | 213.5 | 212.9 | 212.5 | 212.6 | 212.6 | 212.7 | 212.8 | 212.4 | 210.9 | 205.3 | 11.55 | 1.18 | 9.92 | 8.28 | 10.22% | 212.615 | 11.6747 | 0.023766 | 11.6757 | 0.99991 | 11.549 | 1950.2 | 1950.2
2012-03-10 11:20 | 12.41 | 12.36 | 12.21 | 12.08 | 11.79 | 11.49 | 11.33 | 11.16 | 10.88 | 10.36 | 213.3 | 213.1 | 213.1 | 212.9 | 212.6 | 212.4 | 211.7 | 211.1 | 210.5 | 210.5 | 202.5 | 10.86 | 1.24 | 8.94 | 7.86 | 11.42% | 212.295 | 11.5366 | 0.12959 | 11.4669 | 1.0061 | 10.926 | 1866.62 | 1885.31
2012-03-10 11:40 | 13.27 | 13.14 | 12.89 | 12.68 | 12.47 | 12.11 | 11.62 | 11.34 | 10.99 | 10.38 | 214 | 214 | 214.1 | 213.1 | 212.7 | 212.4 | 212.4 | 212.7 | 212.8 | 210.6 | 203.5 | 11.33 | 1.12 | 9.55 | 7.7 | 9.885% | 212.4 | 11.9994 | 0.38169 | 12.0385 | 0.99675 | 11.2932 | 1931.72 | 1928.36
2012-03-10 11:50 | 12.05 | 12.04 | 11.79 | 11.75 | 11.56 | 11.32 | 11.06 | 10.75 | 10.36 | 9.69 | 212.2 | 211.8 | 211.4 | 211 | 210.2 | 209.5 | 208.8 | 208.5 | 208.3 | 207.4 | 200.5 | 10.79 | 1.23 | 8.81 | 7.6 | 11.4% | 209.395 | 11.1966 | 0.21472 | 11.2824 | 0.9924 | 10.708 | 1847.93 | 1826.57
2012-03-10 12:40 | 11.03 | 10.85 | 10.66 | 10.64 | 10.55 | 10.43 | 10.2 | 10.09 | 10.02 | 9.63 | 205.1 | 205 | 204.2 | 203.9 | 204.2 | 204.1 | 203.9 | 203.6 | 202.8 | 201.6 | 195 | 10.02 | 1.49 | 8.01 | 7.25 | 14.87% | 204.07 | 10.3524 | 0.20606 | 10.3967 | 0.99574 | 9.9773 | 1642.34 | 1629.38
2012-03-10 14:50 | 13.08 | 13.02 | 13 | 12.94 | 12.8 | 12.6 | 12.42 | 12.25 | 12.11 | 11.77 | 273.7 | 273.8 | 273 | 272.7 | 272.7 | 272.4 | 271.6 | 271.1 | 270.6 | 270.4 | 265.2 | 11.82 | 2.19 | 11.85 | 10.73 | 18.53% | 272.28 | 12.5606 | 0.13297 | 12.5741 | 0.99893 | 11.8073 | 1972.88 | 1972.04
2012-03-10 15:20 | 13.43 | 13.4 | 13.26 | 13.07 | 12.86 | 12.68 | 12.51 | 12.38 | 12.2 | 11.71 | 279.1 | 278.9 | 279 | 278.8 | 278.6 | 278.2 | 277.8 | 278 | 278.4 | 278.5 | 271.8 | 13.01 | 1.86 | 12.9 | 11.67 | 14.3% | 278.14 | 12.6832 | 0.12473 | 12.6555 | 1.0022 | 13.0385 | 1999.01 | 1999.04
2012-03-10 15:30 | 12.11 | 12.09 | 12.03 | 11.96 | 11.89 | 11.84 | 11.83 | 11.76 | 11.63 | 11.1 | 288.6 | 288.5 | 288.3 | 288.5 | 289 | 289.4 | 289.8 | 290 | 290.3 | 290.8 | 281.3 | 11.58 | 1.28 | 11.63 | 10.5 | 11.05% | 289.46 | 11.8175 | 0.0078082 | 11.8386 | 0.99822 | 11.5594 | 1952.72 | 1951.04
2012-03-10 15:40 | 12.52 | 12.51 | 12.45 | 12.33 | 12.12 | 11.9 | 11.69 | 11.53 | 11.39 | 11.09 | 277.5 | 277.3 | 277.2 | 277.1 | 277 | 277.1 | 277.5 | 277.8 | 277.8 | 278.4 | 271.7 | 12.1 | 1.72 | 12.11 | 10.79 | 14.21% | 277.16 | 11.8957 | 0.16453 | 11.8697 | 1.0022 | 12.1265 | 1989.1 | 1989.43
2012-03-10 15:50 | 11.94 | 11.9 | 11.85 | 11.76 | 11.7 | 11.63 | 11.54 | 11.4 | 11.23 | 10.95 | 285.5 | 285.4 | 285.3 | 285.3 | 285.3 | 285.2 | 285.3 | 285 | 285.1 | 285.7 | 276.6 | 11.44 | 1.33 | 11.39 | 10.48 | 11.63% | 285.215 | 11.5657 | 0.07179 | 11.6171 | 0.99558 | 11.3894 | 1940.96 | 1936.76
2012-03-10 16:00 | 10.18 | 10.19 | 10.18 | 10.14 | 10.05 | 9.91 | 9.85 | 9.76 | 9.53 | 9.14 | 287 | 286.3 | 285.1 | 285 | 285.2 | 285.2 | 285.2 | 285.2 | 285.3 | 285.7 | 279.7 | 10.35 | 1.22 | 10.34 | 9.29 | 11.79% | 285.2 | 9.8876 | 0.05612 | 9.9014 | 0.99861 | 10.3356 | 1730.45 | 1727.78
2012-03-10 16:10 | 9.87 | 9.82 | 9.7 | 9.62 | 9.62 | 9.58 | 9.47 | 9.3 | 9.08 | 8.76 | 286.9 | 286.6 | 286.5 | 286.4 | 286.3 | 286.2 | 285.8 | 285.3 | 284.8 | 284.1 | 276.5 | 9.51 | 1.58 | 9.51 | 8.64 | 16.61% | 286.14 | 9.4608 | 0.10672 | 9.5642 | 0.98919 | 9.4072 | 1450.31 | 1412.21
2012-03-10 16:20 | 11.82 | 11.73 | 11.62 | 11.61 | 11.59 | 11.48 | 11.35 | 11.17 | 10.88 | 10.45 | 280.7 | 280.3 | 279.8 | 279.3 | 279 | 279.1 | 279.2 | 279.1 | 278.6 | 278.8 | 271.5 | 11 | 2.14 | 11 | 10.3 | 19.45% | 279.115 | 11.356 | 0.10524 | 11.4613 | 0.99081 | 10.8989 | 1904 | 1877.3
2012-03-10 16:30 | 12.64 | 12.56 | 12.4 | 12.25 | 12.15 | 12.07 | 12.01 | 11.9 | 11.75 | 11.38 | 284 | 283.7 | 283 | 282.6 | 282.1 | 281.7 | 281.8 | 281.7 | 281.2 | 281.1 | 274.7 | 12.35 | 1.9 | 12.28 | 10.8 | 15.38% | 281.715 | 12.0563 | 0.046052 | 12.0614 | 0.99958 | 12.3448 | 1991.85 | 1991.74
2012-03-10 16:40 | 11.85 | 11.82 | 11.7 | 11.52 | 11.3 | 11.07 | 10.92 | 10.78 | 10.56 | 10.17 | 277.6 | 277.5 | 277.4 | 277.2 | 277 | 276.9 | 276.9 | 276.1 | 274.9 | 274.2 | 267.7 | 11.04 | 1.71 | 11.02 | 9.8 | 15.49% | 276.9 | 11.0998 | 0.12607 | 11.0484 | 1.0047 | 11.0913 | 1907.36 | 1911.56
2012-03-10 16:50 | 10.9 | 10.81 | 10.61 | 10.51 | 10.49 | 10.39 | 10.22 | 10.04 | 9.92 | 9.75 | 280.3 | 279.9 | 279.1 | 278.6 | 278.4 | 278.3 | 278.2 | 278.2 | 277.6 | 276.4 | 270.1 | 10.58 | 1.66 | 10.63 | 9.65 | 15.69% | 278.285 | 10.3039 | 0.15245 | 10.3655 | 0.99406 | 10.5172 | 1791.86 | 1775.84
2012-03-10 17:00 | 10.01 | 9.97 | 9.87 | 9.78 | 9.67 | 9.46 | 9.22 | 8.94 | 8.66 | 8.29 | 284.4 | 284.1 | 283.5 | 282.8 | 282.4 | 282.8 | 283.5 | 283.4 | 282.8 | 283.5 | 274.4 | 9.35 | 1.15 | 9.38 | 8.12 | 12.3% | 282.905 | 9.3516 | 0.23747 | 9.4252 | 0.99218 | 9.2769 | 1389.35 | 1362.68
2012-03-10 17:10 | 10.37 | 10.37 | 10.47 | 10.52 | 10.49 | 10.38 | 10.27 | 10.1 | 9.79 | 9.37 | 280.7 | 280.5 | 279.7 | 279.1 | 279.1 | 278.8 | 278.4 | 278.3 | 278.5 | 279.2 | 270.6 | 10.12 | 2 | 10.18 | 9.15 | 19.76% | 278.74 | 10.2483 | 0.098452 | 10.3642 | 0.98882 | 10.0068 | 1669.04 | 1639.67
2012-03-10 17:20 | 11.87 | 11.76 | 11.59 | 11.29 | 10.96 | 10.64 | 10.41 | 10.28 | 10.12 | 9.71 | 280.8 | 280.6 | 280 | 279.6 | 279.4 | 279.5 | 279.8 | 280.1 | 280.1 | 280.2 | 271.8 | 10.76 | 1.24 | 10.61 | 8.92 | 11.52% | 279.545 | 10.7473 | 0.20195 | 10.6067 | 1.0132 | 10.9026 | 1839.92 | 1877.3
2012-03-10 17:30 | 11.75 | 11.71 | 11.57 | 11.39 | 11.29 | 11.2 | 11.07 | 10.83 | 10.52 | 9.99 | 280 | 279.6 | 279.2 | 279 | 278.7 | 278.3 | 277.7 | 277.1 | 277.2 | 278 | 270.7 | 10.64 | 1.23 | 10.62 | 9.48 | 11.56% | 278.21 | 11.0939 | 0.10789 | 11.1813 | 0.99218 | 10.5568 | 1807.88 | 1786.52
2012-03-10 17:40 | 12.34 | 12.27 | 12.16 | 12.03 | 11.86 | 11.59 | 11.31 | 11.09 | 10.92 | 10.6 | 279.7 | 279.2 | 278.6 | 278 | 277.1 | 276.7 | 276.6 | 276.7 | 277 | 277.5 | 270.2 | 11.76 | 1.63 | 11.74 | 10.5 | 13.86% | 276.685 | 11.547 | 0.22599 | 11.5495 | 0.99979 | 11.7575 | 1967.84 | 1967.84
2012-03-10 17:50 | 12.85 | 12.79 | 12.6 | 12.34 | 12.14 | 12.01 | 11.91 | 11.77 | 11.55 | 11.17 | 276.7 | 276.2 | 275.5 | 275.1 | 275 | 274.7 | 274.5 | 274.7 | 274.8 | 274.7 | 268.5 | 12.55 | 1.67 | 12.57 | 11.23 | 13.31% | 274.67 | 12.0285 | 0.077266 | 11.9956 | 1.0027 | 12.5844 | 1994.05 | 1994.38
2012-03-10 18:00 | 13 | 12.84 | 12.51 | 12.21 | 11.95 | 11.79 | 11.61 | 11.37 | 11.09 | 10.7 | 279.1 | 278.9 | 278.5 | 278.3 | 278.1 | 277.8 | 277.4 | 277.5 | 277.9 | 278.6 | 270.7 | 11.88 | 1.71 | 11.78 | 10.41 | 14.39% | 277.74 | 11.7822 | 0.14217 | 11.764 | 1.0015 | 11.8983 | 1977.92 | 1979.6
2012-03-10 18:10 | 12.54 | 12.47 | 12.31 | 12.14 | 11.95 | 11.68 | 11.39 | 11.12 | 10.84 | 10.47 | 288.4 | 288 | 286.9 | 285.9 | 285.4 | 284.9 | 284.8 | 284.8 | 284.9 | 285.1 | 277.6 | 11.58 | 1.55 | 11.47 | 9.98 | 13.39% | 284.885 | 11.6144 | 0.23234 | 11.638 | 0.99797 | 11.5565 | 1952.72 | 1951.04
2012-03-10 18:20 | 12.64 | 12.54 | 12.29 | 12.14 | 11.94 | 11.78 | 11.64 | 11.52 | 11.32 | 10.93 | 291.3 | 291.2 | 290.7 | 290.3 | 289.8 | 289.2 | 288.6 | 288 | 288.2 | 288.9 | 283.1 | 12.32 | 1.37 | 12.3 | 10.75 | 11.12% | 289.11 | 11.7872 | 0.11048 | 11.7598 | 1.0023 | 12.3487 | 1991.52 | 1991.85
2012-03-10 18:30 | 14.66 | 14.66 | 14.58 | 14.38 | 14.13 | 13.77 | 13.36 | 13.02 | 12.7 | 12.07 | 295.1 | 295 | 295 | 295.1 | 294.9 | 294.5 | 293.8 | 292.9 | 292 | 291.7 | 287.9 | 13.74 | 2 | 13.65 | 11.99 | 14.56% | 294.395 | 13.6731 | 0.27933 | 13.7105 | 0.99727 | 13.7025 | 1999.74 | 1999.7
2012-03-10 18:40 | 15.15 | 15.11 | 14.94 | 14.72 | 14.5 | 14.27 | 13.98 | 13.71 | 13.53 | 13.28 | 296.4 | 296.4 | 296.3 | 295.9 | 295.4 | 294.7 | 294.1 | 293.8 | 294 | 294.8 | 288.3 | 14.5 | 1.77 | 14.41 | 12.41 | 12.21% | 294.61 | 14.2212 | 0.18973 | 14.2281 | 0.99952 | 14.493 | 2000 | 2000
2012-03-10 18:50 | 15.91 | 15.86 | 15.74 | 15.57 | 15.36 | 15.14 | 14.95 | 14.75 | 14.53 | 14.15 | 294.9 | 294.8 | 294.4 | 294 | 293.6 | 293.4 | 293.6 | 293.6 | 293.4 | 293.5 | 286.7 | 15.29 | 2.19 | 15.12 | 13.2 | 14.32% | 293.43 | 15.1233 | 0.1167 | 15.1126 | 1.0007 | 15.3008 | 2000 | 2000
2012-03-10 19:00 | 14.98 | 14.87 | 14.67 | 14.42 | 14.14 | 13.85 | 13.6 | 13.31 | 12.97 | 12.52 | 294.7 | 294.4 | 294 | 293.9 | 293.9 | 293.7 | 293.8 | 294.1 | 294.4 | 294.3 | 287.5 | 14.28 | 1.72 | 14.12 | 12.49 | 12.04% | 293.715 | 13.8313 | 0.16833 | 13.8139 | 1.0013 | 14.298 | 2000 | 2000
2012-03-10 19:10 | 12.19 | 12.03 | 11.84 | 11.78 | 11.69 | 11.54 | 11.39 | 11.32 | 11.21 | 10.95 | 296.9 | 296.7 | 295.9 | 295.4 | 295.2 | 294.6 | 294.1 | 293.8 | 294.1 | 295.6 | 287.8 | 11.88 | 1.5 | 11.84 | 10.57 | 12.63% | 294.525 | 11.5254 | 0.1209 | 11.5184 | 1.0006 | 11.8873 | 1977.92 | 1978.76
2012-03-10 19:20 | 14.74 | 14.64 | 14.46 | 14.35 | 14.19 | 13.96 | 13.74 | 13.48 | 13.21 | 12.7 | 300.5 | 300.3 | 299.9 | 299.4 | 299.2 | 299.4 | 299.8 | 300.3 | 300.3 | 300.5 | 291.2 | 13.73 | 1.98 | 13.6 | 12.09 | 14.42% | 299.46 | 13.8839 | 0.14679 | 13.9283 | 0.99681 | 13.6862 | 1999.73 | 1999.69
2012-03-10 19:30 | 13.81 | 13.79 | 13.72 | 13.62 | 13.55 | 13.48 | 13.4 | 13.21 | 13.01 | 12.61 | 298 | 297.9 | 297.7 | 297.1 | 296.8 | 296.9 | 297.2 | 297.1 | 297 | 297 | 291.1 | 13.33 | 1.93 | 13.21 | 11.64 | 14.48% | 296.945 | 13.399 | 0.055006 | 13.4685 | 0.99484 | 13.2612 | 1999.33 | 1999.26
2012-03-10 19:40 | 13.4 | 13.34 | 13.28 | 13.22 | 13.2 | 13.15 | 13.02 | 12.84 | 12.62 | 12.41 | 303.2 | 303.1 | 302.8 | 302.4 | 302.2 | 301.5 | 300.8 | 300.5 | 300.8 | 301.5 | 292 | 12.9 | 1.83 | 12.79 | 11.69 | 14.19% | 301.395 | 13.0253 | 0.09181 | 13.1313 | 0.99193 | 12.7959 | 1997.9 | 1996.8
2012-03-10 19:50 | 14.47 | 14.3 | 13.97 | 13.68 | 13.41 | 13.16 | 12.97 | 12.79 | 12.57 | 12.09 | 304.9 | 305.1 | 305.7 | 306.3 | 306.3 | 306 | 305.5 | 305 | 304.6 | 304.5 | 297.1 | 13.51 | 1.92 | 13.24 | 11.97 | 14.21% | 305.925 | 13.2087 | 0.13439 | 13.1326 | 1.0058 | 13.5883 | 1999.51 | 1999.59
2012-03-10 20:00 | 14.05 | 13.9 | 13.7 | 13.55 | 13.39 | 13.27 | 13.19 | 13.07 | 12.82 | 12.28 | 304.6 | 304.4 | 304.4 | 304.4 | 304.5 | 304.1 | 304 | 304 | 304.1 | 303.9 | 296.1 | 13.59 | 1.61 | 13.54 | 11.91 | 11.85% | 304.085 | 13.2567 | 0.055879 | 13.2585 | 0.99986 | 13.5881 | 1999.59 | 1999.59
2012-03-10 20:10 | 15.49 | 15.38 | 15.12 | 14.84 | 14.56 | 14.27 | 13.99 | 13.73 | 13.46 | 12.92 | 305.1 | 304.9 | 304.1 | 303.7 | 304 | 304.6 | 305 | 305.1 | 305.3 | 305.2 | 297.4 | 14.55 | 1.84 | 14.26 | 12.64 | 12.65% | 304.66 | 14.2617 | 0.18313 | 14.2295 | 1.0023 | 14.5829 | 2000 | 2000
2012-03-10 20:20 | 14.8 | 14.71 | 14.54 | 14.35 | 14.16 | 14.03 | 13.98 | 13.83 | 13.58 | 13.14 | 303.4 | 303.3 | 303.3 | 303.5 | 303.5 | 303.2 | 302.9 | 302.9 | 302.7 | 302.1 | 294.9 | 14.94 | 1.79 | 14.72 | 12.41 | 11.98% | 303.155 | 14.0424 | 0.032992 | 14.0228 | 1.0014 | 14.9608 | 2000 | 2000
2012-03-10 20:30 | 14.95 | 14.88 | 14.73 | 14.6 | 14.48 | 14.3 | 14.11 | 13.91 | 13.7 | 13.28 | 306.8 | 306.7 | 306.7 | 306.7 | 306.3 | 306.1 | 305.8 | 305.3 | 305 | 305.1 | 297.6 | 14.41 | 1.75 | 14.25 | 12.77 | 12.14% | 306.055 | 14.2353 | 0.12361 | 14.2726 | 0.99739 | 14.3723 | 2000 | 2000
2012-03-10 20:40 | 15.25 | 15.17 | 14.94 | 14.72 | 14.53 | 14.36 | 14.11 | 13.82 | 13.51 | 13.12 | 304.2 | 304.1 | 304.3 | 304.6 | 304.6 | 304.4 | 304.1 | 304 | 304.4 | 304.6 | 296.7 | 14.94 | 1.38 | 14.69 | 12.72 | 9.237% | 304.355 | 14.2648 | 0.1623 | 14.3239 | 0.99587 | 14.8783 | 2000 | 2000
2012-03-10 20:50 | 14.97 | 14.88 | 14.71 | 14.58 | 14.42 | 14.21 | 14.01 | 13.87 | 13.71 | 13.31 | 303.6 | 303.3 | 303.3 | 303.3 | 303.6 | 303.7 | 303.8 | 304.1 | 304.4 | 304.5 | 295.8 | 14.82 | 1.65 | 14.68 | 13.62 | 11.13% | 303.715 | 14.1939 | 0.13099 | 14.1812 | 1.0009 | 14.8333 | 2000 | 2000
2012-03-10 21:00 | 14.63 | 14.54 | 14.4 | 14.25 | 14.11 | 13.97 | 13.81 | 13.67 | 13.46 | 13.09 | 305.3 | 305.1 | 304.8 | 304.7 | 304.4 | 304.3 | 304 | 304 | 304.1 | 304.4 | 298 | 14.08 | 1.89 | 13.84 | 12.7 | 13.42% | 304.255 | 13.9299 | 0.10645 | 13.947 | 0.99878 | 14.0628 | 2000 | 2000
2012-03-10 21:10 | 15.3 | 15.21 | 14.95 | 14.73 | 14.54 | 14.3 | 14.08 | 13.82 | 13.59 | 13.18 | 302.5 | 302.5 | 302.6 | 302.6 | 302.8 | 302.8 | 303 | 303.3 | 303.5 | 304.2 | 295.1 | 14.52 | 1.69 | 14.32 | 12.81 | 11.64% | 302.83 | 14.27 | 0.14327 | 14.2683 | 1.0001 | 14.5218 | 2000 | 2000
2012-03-10 21:20 | 15.21 | 15.02 | 14.73 | 14.6 | 14.52 | 14.4 | 14.26 | 14.08 | 13.81 | 13.33 | 300.7 | 300.6 | 300.6 | 300.7 | 300.9 | 300.6 | 300.5 | 300.7 | 300.8 | 301 | 293.5 | 14.33 | 1.39 | 14.19 | 12.83 | 9.7% | 300.585 | 14.3205 | 0.090282 | 14.3799 | 0.99587 | 14.2708 | 2000 | 2000
2012-03-10 21:30 | 15.04 | 14.94 | 14.73 | 14.56 | 14.36 | 14.19 | 14 | 13.7 | 13.43 | 13 | 303.6 | 303.5 | 303.4 | 303.1 | 302.7 | 302.4 | 302.3 | 302.3 | 302.5 | 303.5 | 295.2 | 14.74 | 1.6 | 14.57 | 13.04 | 10.85% | 302.385 | 14.1152 | 0.12457 | 14.1626 | 0.99665 | 14.6906 | 2000 | 2000
2012-03-10 21:40 | 14.04 | 13.98 | 13.86 | 13.75 | 13.55 | 13.42 | 13.25 | 13.1 | 12.92 | 12.44 | 306.6 | 306.5 | 306.2 | 306 | 305.8 | 305.7 | 305.7 | 305.7 | 306 | 305.9 | 298.2 | 13.83 | 1.43 | 13.6 | 11.85 | 10.34% | 305.7 | 13.3789 | 0.11781 | 13.3955 | 0.99876 | 13.8129 | 1999.83 | 1999.81
2012-03-10 21:50 | 14.78 | 14.67 | 14.41 | 14.11 | 13.82 | 13.56 | 13.43 | 13.28 | 13.04 | 12.52 | 308 | 307.7 | 307.1 | 306.3 | 305.9 | 306 | 305.8 | 305.2 | 304.7 | 304.6 | 298.5 | 14.33 | 1.97 | 14.17 | 12.57 | 13.75% | 305.97 | 13.6445 | 0.089021 | 13.5413 | 1.0076 | 14.4392 | 2000 | 2000
2012-03-10 22:00 | 15.22 | 15.08 | 14.8 | 14.48 | 14.19 | 14 | 13.84 | 13.61 | 13.28 | 12.8 | 309.5 | 309.3 | 308.9 | 308.7 | 308.8 | 309 | 308.9 | 308.2 | 307.7 | 307.6 | 300.1 | 14.36 | 1.49 | 14.14 | 12.58 | 10.38% | 308.985 | 14.0099 | 0.10622 | 13.977 | 1.0024 | 14.3939 | 2000 | 2000
2012-03-10 22:10 | 13.97 | 13.8 | 13.54 | 13.32 | 13.11 | 12.94 | 12.79 | 12.57 | 12.22 | 11.68 | 310.3 | 309.9 | 309.1 | 308.6 | 308.2 | 307.6 | 307.4 | 307.5 | 307.6 | 307.9 | 300.5 | 13.44 | 2.06 | 13.19 | 11.59 | 15.33% | 307.57 | 12.9016 | 0.10775 | 12.9184 | 0.9987 | 13.4226 | 1999.44 | 1999.42
2012-03-10 22:20 | 13.37 | 13.19 | 12.89 | 12.68 | 12.46 | 12.13 | 11.74 | 11.38 | 11.07 | 10.63 | 306.8 | 306.8 | 306.8 | 306.9 | 307.2 | 307.8 | 307.9 | 307.8 | 307.9 | 308.7 | 301 | 12.54 | 1.49 | 12.29 | 10.87 | 11.88% | 307.815 | 12.0434 | 0.30199 | 12.0733 | 0.99752 | 12.5089 | 1993.94 | 1993.61
2012-03-10 22:30 | 13.54 | 13.42 | 13.2 | 12.95 | 12.74 | 12.53 | 12.24 | 11.99 | 11.76 | 11.36 | 309.5 | 309.3 | 308.9 | 308.8 | 308.8 | 308.7 | 308.5 | 309.1 | 310.5 | 312.4 | 299.6 | 12.37 | 1.5 | 12.25 | 10.75 | 12.13% | 308.67 | 12.4711 | 0.21639 | 12.488 | 0.99865 | 12.3533 | 1992.07 | 1991.85
2012-03-10 22:40 | 14.31 | 14.15 | 13.84 | 13.59 | 13.4 | 13.25 | 13.07 | 12.81 | 12.52 | 12.16 | 308.6 | 308.8 | 309.1 | 309.2 | 309.3 | 309.8 | 310 | 310 | 310.1 | 310 | 301.3 | 13.45 | 1.91 | 13.25 | 12.11 | 14.2% | 309.83 | 13.1989 | 0.1264 | 13.2241 | 0.9981 | 13.4244 | 1999.45 | 1999.42
2012-03-10 22:50 | 12 | 11.84 | 11.51 | 11.34 | 11.24 | 10.97 | 10.67 | 10.43 | 10.08 | 9.62 | 307 | 307.1 | 307.5 | 307.7 | 307.4 | 306.7 | 306.4 | 306.3 | 306.5 | 307.1 | 299.1 | 11.1 | 1.8 | 10.9 | 9.8 | 16.22% | 306.655 | 10.8795 | 0.25624 | 10.9265 | 0.9957 | 11.0523 | 1912.4 | 1908.2
2012-03-10 23:00 | 12.69 | 12.46 | 12.04 | 11.73 | 11.54 | 11.34 | 11.16 | 10.95 | 10.68 | 10.28 | 306.9 | 306.9 | 306.9 | 306.2 | 305.5 | 304.6 | 304 | 303.4 | 303 | 302.4 | 297.6 | 11.54 | 1.28 | 11.44 | 9.94 | 11.09% | 304.51 | 11.3427 | 0.14786 | 11.314 | 1.0025 | 11.5693 | 1949.36 | 1951.88
2012-03-10 23:10 | 13.34 | 13.15 | 12.72 | 12.38 | 12.1 | 11.76 | 11.37 | 11.03 | 10.81 | 10.47 | 308.2 | 308.4 | 308.6 | 308.2 | 307.5 | 306.7 | 306.1 | 305.9 | 306 | 306.5 | 299 | 11.85 | 1.41 | 11.58 | 10.09 | 11.9% | 306.61 | 11.7498 | 0.31166 | 11.7033 | 1.004 | 11.8971 | 1975.4 | 1979.6
2012-03-10 23:20 | 13.76 | 13.68 | 13.5 | 13.22 | 12.96 | 12.75 | 12.54 | 12.25 | 11.91 | 11.53 | 313.8 | 313.7 | 313.6 | 313.1 | 312.5 | 312.2 | 312.1 | 312 | 311.6 | 311.7 | 304.7 | 13.15 | 1.42 | 12.92 | 11.55 | 10.8% | 312.185 | 12.7146 | 0.15347 | 12.7197 | 0.9996 | 13.1447 | 1999.15 | 1999.14
2012-03-10 23:30 | 11.5 | 11.35 | 11.11 | 10.84 | 10.63 | 10.39 | 10.2 | 10 | 9.76 | 9.49 | 314.4 | 314.3 | 314.2 | 314.2 | 313.8 | 313.3 | 313 | 312.6 | 312.2 | 312.1 | 303.5 | 10.72 | 1.49 | 10.49 | 9.41 | 13.9% | 313.255 | 10.4135 | 0.17055 | 10.3626 | 1.0049 | 10.7727 | 1829.24 | 1842.59
2012-03-10 23:40 | 9.35 | 9.19 | 8.92 | 8.62 | 8.28 | 8.04 | 7.9 | 7.73 | 7.58 | 7.28 | 313.3 | 313.8 | 314.8 | 315 | 314.4 | 313.9 | 313.5 | 313.3 | 313.2 | 313 | 304.6 | 8.42 | 1.55 | 8.28 | 7.31 | 18.41% | 313.84 | 8.1596 | 0.16233 | 8.0198 | 1.0174 | 8.5668 | 1043.14 | 1098.19
2012-03-10 23:50 | 7.79 | 7.64 | 7.4 | 7.14 | 6.89 | 6.71 | 6.56 | 6.49 | 6.4 | 6.4 | 313.6 | 313.8 | 314.2 | 315.2 | 316.1 | 317 | 317.7 | 318.6 | 319.3 | 319.2 | 303.7 | 6.85 | 1.16 | 6.68 | 6.13 | 16.93% | 317.105 | 6.8122 | 0.20892 | 6.6883 | 1.0185 | 6.9769 | 554.1 | 583.48
2012-03-11 | 9.18 | 9.09 | 8.79 | 8.48 | 8.3 | 8.25 | 8.21 | 8.07 | 7.87 | 7.48 | 313.8 | 314.1 | 314.9 | 315.6 | 315.5 | 314.7 | 314.2 | 314 | 314.2 | 314.1 | 306.6 | 8.83 | 1.29 | 8.66 | 7.81 | 14.61% | 314.625 | 8.2755 | 0.044914 | 8.2443 | 1.0038 | 8.8635 | 1193.61 | 1204.62
2012-03-11 00:10 | 11.38 | 11.24 | 10.88 | 10.52 | 10.19 | 9.87 | 9.67 | 9.5 | 9.21 | 8.7 | 306.8 | 306.9 | 307 | 307.3 | 308.1 | 309.1 | 309.6 | 309.6 | 309.7 | 310.6 | 301.3 | 10.29 | 1.53 | 10.18 | 8.68 | 14.87% | 309.175 | 9.9762 | 0.18918 | 9.8411 | 1.0137 | 10.4312 | 1714.43 | 1751.81
2012-03-11 00:20 | 13.08 | 12.9 | 12.53 | 12.23 | 12.02 | 11.76 | 11.48 | 11.27 | 11.04 | 10.49 | 304.9 | 304.9 | 305 | 305.3 | 305.6 | 306.4 | 307.6 | 308.5 | 309.1 | 309.5 | 297.3 | 12.07 | 1.58 | 11.81 | 10.05 | 13.09% | 306.58 | 11.7485 | 0.22269 | 11.7195 | 1.0025 | 12.0999 | 1988.77 | 1989.1
2012-03-11 00:30 | 12.66 | 12.53 | 12.32 | 12.14 | 11.93 | 11.65 | 11.4 | 11.16 | 10.87 | 10.28 | 307.5 | 307.7 | 308.2 | 308.9 | 309.4 | 310.3 | 310.5 | 310.5 | 309.9 | 309.9 | 301.1 | 11.55 | 1.81 | 11.37 | 9.81 | 15.67% | 310.33 | 11.613 | 0.20046 | 11.6138 | 0.99993 | 11.5492 | 1950.2 | 1950.2
2012-03-11 00:40 | 13.09 | 12.93 | 12.48 | 12.22 | 12.12 | 11.99 | 11.66 | 11.22 | 10.82 | 10.41 | 306.5 | 306.9 | 307.1 | 307.3 | 306.9 | 306.4 | 306.3 | 306.3 | 306 | 305.9 | 298 | 11.86 | 1.68 | 11.64 | 10.28 | 14.17% | 306.385 | 11.7845 | 0.2579 | 11.9422 | 0.9868 | 11.7034 | 1976.24 | 1962.8
2012-03-11 00:50 | 15.02 | 14.78 | 14.41 | 13.99 | 13.49 | 12.99 | 12.54 | 12.15 | 11.92 | 11.53 | 301.9 | 302 | 302.3 | 303 | 303.2 | 303.4 | 303.6 | 304 | 304.6 | 305.7 | 294.5 | 12.96 | 1.81 | 12.75 | 11.02 | 13.97% | 303.43 | 13.0903 | 0.3258 | 12.9245 | 1.0128 | 13.1262 | 1998.56 | 1999.13
2012-03-11 01:00 | 13.49 | 13.29 | 12.96 | 12.8 | 12.66 | 12.45 | 12.15 | 11.7 | 11.22 | 10.68 | 299 | 298.9 | 298.7 | 298.4 | 298.3 | 298.5 | 299 | 299.4 | 299.9 | 301.2 | 291.4 | 12.75 | 1.53 | 12.42 | 10.21 | 12% | 298.575 | 12.259 | 0.2254 | 12.4066 | 0.9881 | 12.5983 | 1996.25 | 1994.6
2012-03-11 01:10 | 14.02 | 13.85 | 13.53 | 13.27 | 13.09 | 12.87 | 12.63 | 12.43 | 12.14 | 11.52 | 297.4 | 297.2 | 297.2 | 297.1 | 296.7 | 296 | 295.1 | 294.5 | 294.3 | 295.3 | 288.4 | 13.36 | 1.53 | 13.25 | 11.57 | 11.45% | 295.865 | 12.8283 | 0.17395 | 12.8353 | 0.99945 | 13.3527 | 1999.36 | 1999.35
2012-03-11 01:20 | 13.47 | 13.39 | 13.23 | 13.04 | 12.85 | 12.67 | 12.47 | 12.21 | 11.93 | 11.39 | 297.5 | 297.1 | 296.7 | 296.8 | 296.9 | 297.1 | 297.2 | 297.1 | 297.2 | 297.5 | 290.5 | 13.15 | 1.44 | 12.94 | 10.95 | 10.95% | 297.115 | 12.6007 | 0.14704 | 12.6411 | 0.9968 | 13.1079 | 1999.15 | 1999.11
2012-03-11 01:30 | 13.53 | 13.36 | 13.08 | 12.89 | 12.71 | 12.47 | 12.25 | 12.04 | 11.87 | 11.36 | 302 | 301.9 | 301.4 | 301.1 | 300.9 | 300.6 | 299.9 | 299.1 | 299 | 299.1 | 292.1 | 12.93 | 1.42 | 12.81 | 11.42 | 10.98% | 300.495 | 12.4541 | 0.16449 | 12.4382 | 1.0013 | 12.9465 | 1998.23 | 1998.45
2012-03-11 01:40 | 14.46 | 14.28 | 13.97 | 13.7 | 13.46 | 13.17 | 12.86 | 12.56 | 12.28 | 11.87 | 300.6 | 300.4 | 300.3 | 300 | 299.5 | 299 | 298.3 | 297.7 | 298 | 298.4 | 291.6 | 13.77 | 1.3 | 13.57 | 11.75 | 9.441% | 298.895 | 13.1326 | 0.22012 | 13.1251 | 1.0006 | 13.7778 | 1999.77 | 1999.78
2012-03-11 01:50 | 13.42 | 13.33 | 13.14 | 12.92 | 12.67 | 12.41 | 12.13 | 11.9 | 11.58 | 10.95 | 300.9 | 300.4 | 299.5 | 299 | 299 | 299.1 | 299.2 | 299.1 | 298.8 | 298.2 | 292.4 | 12.77 | 1.33 | 12.62 | 11.04 | 10.42% | 299.115 | 12.3664 | 0.21089 | 12.3695 | 0.99975 | 12.7668 | 1996.47 | 1996.47
2012-03-11 02:00 | 12.2 | 12.02 | 11.66 | 11.32 | 10.99 | 10.67 | 10.27 | 9.86 | 9.55 | 9.22 | 301.9 | 301.8 | 301.6 | 301.2 | 300.6 | 300.2 | 300.3 | 300.5 | 300.5 | 300.5 | 293.3 | 10.8 | 1.08 | 10.58 | 8.67 | 10% | 300.215 | 10.6335 | 0.35309 | 10.6117 | 1.0021 | 10.8222 | 1850.6 | 1855.94
2012-03-11 02:10 | 12.22 | 12.13 | 11.92 | 11.68 | 11.4 | 11.08 | 10.77 | 10.54 | 10.31 | 9.85 | 300.1 | 300 | 299.7 | 299.3 | 299.1 | 298.8 | 298.4 | 298 | 297.6 | 297.6 | 290.9 | 11.16 | 1.22 | 11.02 | 9.13 | 10.93% | 298.74 | 11.089 | 0.26223 | 11.035 | 1.0049 | 11.2146 | 1917.44 | 1921.64
2012-03-11 02:20 | 13.01 | 12.95 | 12.73 | 12.48 | 12.22 | 11.92 | 11.65 | 11.43 | 11.11 | 10.52 | 296.3 | 295.9 | 295.4 | 295.1 | 295 | 294.6 | 294 | 293.6 | 293.4 | 292.7 | 287.1 | 12.3 | 1.59 | 12.16 | 10.48 | 12.93% | 294.51 | 11.9129 | 0.21172 | 11.8809 | 1.0027 | 12.3331 | 1991.3 | 1991.63
2012-03-11 02:30 | 12.44 | 12.29 | 12 | 11.75 | 11.51 | 11.18 | 10.83 | 10.58 | 10.39 | 10.04 | 299.7 | 299.5 | 298.9 | 298.1 | 297.8 | 297.4 | 296.8 | 296.4 | 296.1 | 295.4 | 289.3 | 11.3 | 1.85 | 11.15 | 9.86 | 16.37% | 297.31 | 11.1754 | 0.29392 | 11.1292 | 1.0042 | 11.347 | 1929.2 | 1933.4
2012-03-11 02:40 | 10.15 | 9.93 | 9.54 | 9.22 | 8.97 | 8.78 | 8.57 | 8.29 | 8.06 | 7.74 | 300.8 | 300.8 | 301.4 | 302.3 | 303.2 | 304.1 | 304.6 | 304.3 | 303.4 | 303.4 | 296.3 | 8.88 | 1.43 | 8.81 | 7.52 | 16.1% | 304.175 | 8.7829 | 0.22371 | 8.7496 | 1.0038 | 8.9138 | 1211.96 | 1222.97
2012-03-11 02:50 | 11.31 | 11.15 | 10.85 | 10.53 | 10.32 | 10.11 | 9.85 | 9.55 | 9.2 | 8.71 | 295.5 | 295.7 | 296 | 295.8 | 295.4 | 295.4 | 295.7 | 296.3 | 296.8 | 296.9 | 286.7 | 10.56 | 2.29 | 10.45 | 8.63 | 21.69% | 295.445 | 10.0518 | 0.24076 | 10.0723 | 0.99796 | 10.5385 | 1786.52 | 1781.18
2012-03-11 03:00 | 15.95 | 15.77 | 15.37 | 15.01 | 14.72 | 14.4 | 13.98 | 13.49 | 12.98 | 12.26 | 295.8 | 295.7 | 295.4 | 294.8 | 294.1 | 293.5 | 293.2 | 293 | 292.7 | 292.8 | 285.2 | 14.43 | 2.11 | 14.11 | 11.78 | 14.62% | 293.455 | 14.2648 | 0.27354 | 14.3391 | 0.99482 | 14.3553 | 2000 | 2000
2012-03-11 03:10 | 15.29 | 15.17 | 14.98 | 14.83 | 14.69 | 14.46 | 14.24 | 13.99 | 13.7 | 13.08 | 299.9 | 299.5 | 298.8 | 298.5 | 298.4 | 298.2 | 297.8 | 297.4 | 297.2 | 296.4 | 289.4 | 14.5 | 1.81 | 14.29 | 12.07 | 12.48% | 298.14 | 14.3787 | 0.14168 | 14.4283 | 0.99657 | 14.4502 | 2000 | 2000
2012-03-11 03:20 | 13.18 | 13.05 | 12.83 | 12.64 | 12.45 | 12.22 | 11.96 | 11.66 | 11.26 | 10.68 | 296.3 | 296.1 | 296 | 295.9 | 295.7 | 295.6 | 295.5 | 295.3 | 295.4 | 295.9 | 287.9 | 12.31 | 1.26 | 12.12 | 10.19 | 10.24% | 295.585 | 12.1207 | 0.19874 | 12.1824 | 0.99493 | 12.2476 | 1991.41 | 1990.75
2012-03-11 03:30 | 14.42 | 14.26 | 13.94 | 13.63 | 13.37 | 13.06 | 12.75 | 12.44 | 11.99 | 11.38 | 297.3 | 296.9 | 296 | 295 | 294.5 | 294.3 | 293.9 | 293.4 | 293 | 291.9 | 285.7 | 12.84 | 1.46 | 12.62 | 10.2 | 11.37% | 294.24 | 13.0074 | 0.22199 | 13.0151 | 0.9994 | 12.8323 | 1997.24 | 1997.13
2012-03-11 03:40 | 13.55 | 13.49 | 13.37 | 13.17 | 12.89 | 12.56 | 12.23 | 11.93 | 11.58 | 10.92 | 295 | 294.5 | 293.8 | 293.4 | 293.1 | 293 | 293 | 292.9 | 292.4 | 292.1 | 285.4 | 12.99 | 1.34 | 12.75 | 10.51 | 10.32% | 293 | 12.5039 | 0.24604 | 12.5122 | 0.99934 | 12.9814 | 1998.89 | 1998.78
2012-03-11 03:50 | 13.95 | 13.81 | 13.5 | 13.18 | 12.97 | 12.75 | 12.43 | 12.05 | 11.67 | 10.97 | 291.7 | 291.4 | 290.9 | 290.2 | 289.8 | 289.3 | 288.7 | 288.1 | 287.9 | 287.9 | 280.8 | 12.79 | 1.14 | 12.58 | 10.75 | 8.913% | 289.21 | 12.628 | 0.23489 | 12.7037 | 0.99404 | 12.7138 | 1996.69 | 1995.81
2012-03-11 04:00 | 12.88 | 12.75 | 12.49 | 12.24 | 12 | 11.71 | 11.35 | 11.01 | 10.62 | 9.93 | 289.6 | 289.3 | 288.8 | 288.5 | 288.2 | 287.8 | 287.4 | 287.2 | 287.3 | 287.1 | 278.9 | 11.62 | 1.37 | 11.49 | 9.66 | 11.79% | 287.74 | 11.6128 | 0.28855 | 11.6577 | 0.99614 | 11.5752 | 1956.08 | 1952.72
2012-03-11 04:10 | 12.89 | 12.74 | 12.51 | 12.32 | 12.13 | 11.9 | 11.67 | 11.34 | 10.89 | 10.2 | 287.7 | 287.3 | 286.7 | 286.6 | 286.5 | 286.4 | 286.3 | 286 | 285.5 | 284.2 | 278 | 11.97 | 0.98 | 11.74 | 9.34 | 8.187% | 286.385 | 11.7937 | 0.18036 | 11.8668 | 0.99384 | 11.8963 | 1985.48 | 1979.6
2012-03-11 04:20 | 11.49 | 11.37 | 11.12 | 10.84 | 10.61 | 10.37 | 10.13 | 9.87 | 9.48 | 8.76 | 288.7 | 288.4 | 287.9 | 287.5 | 287.2 | 286.8 | 286.7 | 286.7 | 286.7 | 285.9 | 278.8 | 10.61 | 1.36 | 10.53 | 8.73 | 12.82% | 286.785 | 10.3245 | 0.21638 | 10.3353 | 0.99896 | 10.599 | 1799.87 | 1797.2
2012-03-11 04:30 | 9.72 | 9.61 | 9.4 | 9.14 | 8.93 | 8.74 | 8.55 | 8.37 | 8.24 | 7.89 | 290.3 | 290 | 289.4 | 288.8 | 288.3 | 288 | 287.5 | 286.8 | 285.7 | 284.5 | 280.8 | 9.14 | 1.13 | 9.03 | 7.92 | 12.36% | 287.925 | 8.7596 | 0.20311 | 8.7125 | 1.0054 | 9.1894 | 1309.34 | 1328.39
2012-03-11 04:40 | 10.65 | 10.5 | 10.32 | 10.16 | 10 | 9.82 | 9.62 | 9.39 | 9.12 | 8.67 | 290.3 | 290 | 289.4 | 289 | 288.5 | 288.3 | 287.9 | 287.6 | 287.1 | 285.7 | 279.9 | 9.58 | 1 | 9.46 | 7.91 | 10.44% | 288.24 | 9.7558 | 0.19015 | 9.7911 | 0.99639 | 9.5454 | 1476.98 | 1465.55
2012-03-11 04:50 | 11.44 | 11.32 | 11.05 | 10.76 | 10.49 | 10.17 | 9.86 | 9.56 | 9.27 | 8.73 | 291 | 290.5 | 289.6 | 289 | 288.5 | 288.1 | 287.6 | 287.3 | 287.3 | 287.4 | 279.3 | 9.99 | 1.13 | 9.85 | 8.05 | 11.31% | 288.025 | 10.16 | 0.28606 | 10.125 | 1.0035 | 10.0245 | 1633.19 | 1642.34
2012-03-11 05:00 | 11.36 | 11.18 | 10.85 | 10.52 | 10.2 | 9.85 | 9.49 | 9.05 | 8.6 | 8.05 | 290.6 | 290.2 | 289.5 | 288.8 | 288.1 | 287.4 | 287 | 286.9 | 286.3 | 285.3 | 279.4 | 9.9 | 1.27 | 9.65 | 8.05 | 12.83% | 287.34 | 9.804 | 0.34407 | 9.7976 | 1.0007 | 9.9064 | 1598.9 | 1602.71
2012-03-11 05:10 | 9.98 | 9.86 | 9.6 | 9.4 | 9.25 | 9.05 | 8.74 | 8.39 | 8.09 | 7.65 | 285.9 | 285.1 | 284 | 283.8 | 284 | 284 | 284 | 283.9 | 283.4 | 282.8 | 275.8 | 8.87 | 1.09 | 8.81 | 7.32 | 12.29% | 284 | 8.9262 | 0.32209 | 9.0049 | 0.99126 | 8.7925 | 1208.29 | 1178.93
2012-03-11 05:20 | 10.91 | 10.73 | 10.37 | 10.07 | 9.86 | 9.61 | 9.33 | 9.02 | 8.65 | 8.05 | 289.8 | 289.3 | 288.5 | 287.8 | 287.2 | 286.9 | 286.8 | 286.4 | 285.6 | 285 | 279.2 | 9.7 | 1.15 | 9.47 | 7.93 | 11.86% | 286.885 | 9.5536 | 0.27325 | 9.5694 | 0.99835 | 9.684 | 1522.7 | 1515.08
2012-03-11 05:30 | 12.41 | 12.31 | 12.08 | 11.78 | 11.41 | 11.01 | 10.68 | 10.4 | 10.06 | 9.52 | 295.3 | 295 | 294.5 | 294 | 293.6 | 293.3 | 293.1 | 292.5 | 291.8 | 291.1 | 284.9 | 11 | 1 | 10.83 | 8.89 | 9.091% | 293.27 | 11.0545 | 0.28121 | 10.9621 | 1.0084 | 11.0927 | 1904 | 1911.56
2012-03-11 05:40 | 11.76 | 11.64 | 11.4 | 11.08 | 10.74 | 10.39 | 10.05 | 9.72 | 9.39 | 8.86 | 297.1 | 296.9 | 296.4 | 296.1 | 295.8 | 295.5 | 295.3 | 295.3 | 295.5 | 295.5 | 287.7 | 10.47 | 1.1 | 10.28 | 8.22 | 10.51% | 295.47 | 10.3949 | 0.30746 | 10.3406 | 1.0053 | 10.525 | 1762.49 | 1778.51
2012-03-11 05:50 | 10.89 | 10.71 | 10.39 | 10.11 | 9.73 | 9.26 | 8.84 | 8.48 | 8.18 | 7.74 | 296.4 | 296.1 | 295.4 | 294.9 | 294.6 | 294.1 | 293.3 | 292.7 | 292.5 | 292.5 | 285.8 | 9.33 | 0.92 | 9.11 | 7.37 | 9.861% | 293.98 | 9.3086 | 0.42894 | 9.1986 | 1.012 | 9.4415 | 1381.73 | 1423.64
2012-03-11 06:00 | 10.33 | 10.21 | 9.96 | 9.62 | 9.3 | 8.97 | 8.63 | 8.28 | 7.87 | 7.3 | 297.3 | 296.9 | 296.5 | 296.3 | 296.1 | 295.6 | 294.5 | 293.7 | 293 | 291.8 | 287.6 | 9.22 | 0.94 | 9.04 | 7.35 | 10.2% | 295.435 | 8.9526 | 0.35708 | 8.9205 | 1.0036 | 9.2532 | 1339.82 | 1351.25
2012-03-11 06:10 | 7.98 | 7.87 | 7.68 | 7.52 | 7.36 | 7.13 | 6.84 | 6.57 | 6.38 | 6.07 | 285 | 284.1 | 282.7 | 281.7 | 281.1 | 280.4 | 279.5 | 278.5 | 277.6 | 276.6 | 272.4 | 7.01 | 1.03 | 6.88 | 6.03 | 14.69% | 280.265 | 7.0667 | 0.38372 | 7.0877 | 0.99704 | 6.9892 | 591.01 | 585.74
2012-03-11 06:20 | 8.64 | 8.62 | 8.57 | 8.5 | 8.38 | 8.2 | 8.01 | 7.84 | 7.66 | 7.35 | 286.7 | 286.3 | 285.6 | 285.2 | 284.6 | 283.8 | 282.9 | 281.4 | 279.6 | 277 | 274.9 | 8.51 | 1.24 | 8.44 | 7.02 | 14.57% | 283.665 | 8.1403 | 0.21664 | 8.1725 | 0.99606 | 8.4765 | 1076.17 | 1065.16
2012-03-11 06:30 | 9.14 | 9.09 | 9 | 8.96 | 8.91 | 8.82 | 8.68 | 8.48 | 8.2 | 7.69 | 292.5 | 292.3 | 291.9 | 291.5 | 290.9 | 290.3 | 289.8 | 289.1 | 288.4 | 287.7 | 282.3 | 8.93 | 0.74 | 8.89 | 7.5 | 8.287% | 290.225 | 8.6892 | 0.14786 | 8.7998 | 0.98743 | 8.8177 | 1230.31 | 1189.94
2012-03-11 06:40 | 8.53 | 8.32 | 7.99 | 7.79 | 7.66 | 7.48 | 7.24 | 6.97 | 6.72 | 6.48 | 282.6 | 282.1 | 281.8 | 281.9 | 281.6 | 281 | 280.3 | 279.9 | 279.5 | 278.1 | 273 | 7.51 | 1.47 | 7.41 | 6.3 | 19.57% | 280.895 | 7.4142 | 0.30136 | 7.4451 | 0.99584 | 7.4788 | 741.51 | 732.48
2012-03-11 08:50 | 5.64 | 5.49 | 5.34 | 5.34 | 5.37 | 5.43 | 5.5 | 5.55 | 5.57 | 5.34 | 229.4 | 228.1 | 224.7 | 220.4 | 217 | 214.6 | 212.9 | 211.3 | 209.7 | 207.4 | 207.5 | 5.77 | 0.74 | 4.94 | 4.51 | 12.82% | 214.345 | 5.4189 | -0.11837 | 5.44 | 0.99613 | 5.7477 | 324.74 | 321.5
2012-03-11 09:00 | 6.15 | 6.15 | 6.14 | 6.1 | 6.13 | 6.21 | 6.25 | 6.22 | 6.11 | 5.79 | 231.3 | 229.9 | 227 | 223.7 | 219.9 | 216.3 | 213.3 | 211.4 | 210.1 | 208.5 | 208 | 6.4 | 0.69 | 5.62 | 4.62 | 10.78% | 215.85 | 6.1104 | -0.059332 | 6.2157 | 0.98305 | 6.2915 | 452.4 | 427.54
2012-03-11 09:10 | 7.18 | 7.1 | 7.01 | 6.98 | 6.97 | 6.95 | 6.85 | 6.69 | 6.52 | 6.1 | 222.5 | 220.8 | 217.9 | 215.2 | 213 | 211.6 | 210.6 | 209.9 | 209.5 | 207.6 | 203.3 | 6.97 | 0.54 | 5.86 | 5.03 | 7.747% | 211.45 | 6.8166 | 0.13393 | 6.9356 | 0.98285 | 6.8505 | 581.22 | 554.1
2012-03-11 09:20 | 7.44 | 7.36 | 7.22 | 7.15 | 7.22 | 7.33 | 7.39 | 7.42 | 7.4 | 7.14 | 223.6 | 222.2 | 219.5 | 216.4 | 214 | 212.3 | 211.5 | 211.4 | 211.1 | 209.9 | 206.9 | 7.62 | 0.66 | 6.71 | 5.62 | 8.661% | 212.18 | 7.2892 | -0.075335 | 7.3386 | 0.99327 | 7.5687 | 774.62 | 759.57
2012-03-11 09:30 | 9.09 | 8.98 | 8.8 | 8.66 | 8.55 | 8.42 | 8.2 | 7.98 | 7.8 | 7.41 | 219.2 | 217.8 | 215.2 | 213.5 | 213 | 212.4 | 211.8 | 211.3 | 210.7 | 208.5 | 204.1 | 8.19 | 0.81 | 6.88 | 5.75 | 9.89% | 212.31 | 8.3256 | 0.24466 | 8.3881 | 0.99254 | 8.1289 | 958.73 | 936.71
2012-03-11 09:40 | 9.69 | 9.57 | 9.4 | 9.27 | 9.14 | 9.01 | 8.9 | 8.78 | 8.58 | 8.18 | 213.3 | 212.8 | 212.3 | 211.7 | 210.7 | 209.7 | 209.1 | 208.8 | 208.5 | 208 | 201.4 | 8.6 | 0.64 | 6.99 | 6.44 | 7.442% | 209.61 | 8.9899 | 0.11351 | 8.9942 | 0.99953 | 8.5959 | 1109.2 | 1109.2
2012-03-11 09:50 | 10.72 | 10.58 | 10.32 | 9.97 | 9.65 | 9.44 | 9.32 | 9.19 | 9.02 | 8.66 | 212.4 | 212 | 211.3 | 210.3 | 209.1 | 208.6 | 208.6 | 208.2 | 207 | 204.9 | 198.8 | 9.02 | 1.02 | 7.37 | 7.01 | 11.31% | 208.6 | 9.5532 | 0.11822 | 9.4227 | 1.0139 | 9.1449 | 1263.62 | 1309.34
2012-03-11 10:00 | 10.93 | 10.84 | 10.67 | 10.52 | 10.37 | 10.23 | 10.1 | 9.92 | 9.68 | 9.22 | 210.5 | 210.3 | 209.8 | 209.1 | 208.3 | 207.1 | 205.8 | 204.7 | 203.9 | 202.9 | 197.4 | 9.77 | 0.9 | 7.87 | 7.2 | 9.212% | 206.905 | 10.1831 | 0.11818 | 10.2113 | 0.99724 | 9.743 | 1549.37 | 1537.94
2012-03-11 10:10 | 11.55 | 11.46 | 11.26 | 11.1 | 10.96 | 10.78 | 10.52 | 10.24 | 10 | 9.52 | 212.9 | 212.6 | 212 | 212.1 | 212.2 | 211.8 | 210.9 | 209.7 | 208.6 | 207.2 | 203.1 | 10.59 | 1 | 8.9 | 7.98 | 9.443% | 211.665 | 10.6712 | 0.22561 | 10.7424 | 0.99338 | 10.5199 | 1794.53 | 1775.84
2012-03-11 10:20 | 12.45 | 12.36 | 12.2 | 11.99 | 11.74 | 11.44 | 11.09 | 10.66 | 10.19 | 9.57 | 212.3 | 212.1 | 211.8 | 211.4 | 211.1 | 211 | 210.8 | 210.2 | 209.2 | 207.8 | 201.6 | 10.82 | 1.11 | 8.93 | 7.73 | 10.26% | 210.97 | 11.3097 | 0.28714 | 11.3892 | 0.99302 | 10.7445 | 1855.94 | 1834.58
2012-03-11 10:30 | 12.68 | 12.56 | 12.41 | 12.32 | 12.22 | 11.95 | 11.55 | 11.1 | 10.62 | 9.7 | 211.8 | 211.4 | 210.6 | 210.1 | 210.1 | 210.1 | 209.7 | 209.3 | 209 | 208.7 | 201.7 | 11.53 | 1.09 | 9.4 | 8.23 | 9.454% | 210.04 | 11.7 | 0.31462 | 11.8919 | 0.98387 | 11.344 | 1948.52 | 1932.56
2012-03-11 10:40 | 14.54 | 14.43 | 14.22 | 14.03 | 13.82 | 13.56 | 13.28 | 12.95 | 12.55 | 11.87 | 213.3 | 213.1 | 212.5 | 212 | 211.8 | 211.8 | 211.9 | 212 | 212.1 | 211.3 | 202.5 | 12.99 | 1.38 | 10.79 | 9.1 | 10.62% | 211.815 | 13.4556 | 0.19281 | 13.5195 | 0.99527 | 12.9286 | 1998.89 | 1998.23
2012-03-11 10:50 | 15.47 | 15.38 | 15.2 | 15 | 14.84 | 14.68 | 14.52 | 14.27 | 13.87 | 12.92 | 216.2 | 216 | 215.5 | 214.8 | 214.4 | 214.5 | 214.6 | 214.7 | 214.8 | 214.3 | 206.6 | 14.72 | 1.55 | 12.86 | 10.9 | 10.53% | 214.515 | 14.5755 | 0.10127 | 14.657 | 0.99444 | 14.6382 | 2000 | 2000
2012-03-11 11:00 | 15.48 | 15.39 | 15.21 | 15.04 | 14.85 | 14.62 | 14.31 | 13.93 | 13.59 | 12.94 | 212.1 | 211.9 | 211.8 | 212 | 212.1 | 211.9 | 211.7 | 211.4 | 210.8 | 209.7 | 202.4 | 13.77 | 1.12 | 11.52 | 10.31 | 8.134% | 211.87 | 14.4732 | 0.19805 | 14.5752 | 0.993 | 13.6737 | 1999.77 | 1999.67
2012-03-11 11:10 | 15.62 | 15.49 | 15.16 | 14.8 | 14.47 | 14.17 | 13.94 | 13.79 | 13.59 | 12.97 | 209.9 | 209.8 | 209.7 | 209.4 | 209.3 | 209.1 | 208.6 | 207.9 | 207.4 | 206.2 | 199 | 13.54 | 1.48 | 10.81 | 10.19 | 10.93% | 209.025 | 14.257 | 0.15123 | 14.1368 | 1.0085 | 13.6552 | 1999.54 | 1999.66
2012-03-11 11:20 | 15.41 | 15.26 | 14.99 | 14.8 | 14.6 | 14.38 | 14.14 | 13.81 | 13.35 | 12.63 | 209.6 | 209.2 | 208.7 | 208.3 | 207.9 | 207.4 | 207.2 | 207.1 | 207 | 206.5 | 199.4 | 13.71 | 1.4 | 10.93 | 9.98 | 10.21% | 207.37 | 14.2609 | 0.15553 | 14.3454 | 0.99411 | 13.6292 | 1999.71 | 1999.63
2012-03-11 11:30 | 15.51 | 15.42 | 15.22 | 14.99 | 14.7 | 14.32 | 13.92 | 13.6 | 13.27 | 12.52 | 211.2 | 211.1 | 210.9 | 210.6 | 210.7 | 210.6 | 210 | 209 | 208.1 | 207 | 201.7 | 13.69 | 1.48 | 11.15 | 9.67 | 10.81% | 210.51 | 14.2574 | 0.2618 | 14.262 | 0.99968 | 13.6856 | 1999.69 | 1999.69
2012-03-11 11:40 | 15.63 | 15.6 | 15.44 | 15.26 | 15.04 | 14.77 | 14.4 | 13.94 | 13.42 | 12.6 | 215 | 214.8 | 214.2 | 213.3 | 212.5 | 211.6 | 210.7 | 209.6 | 208.5 | 207 | 202.6 | 14.21 | 1.24 | 11.79 | 10.44 | 8.726% | 211.465 | 14.5608 | 0.23444 | 14.7164 | 0.98943 | 14.0598 | 2000 | 2000
2012-03-11 11:50 | 16.08 | 16.02 | 15.84 | 15.68 | 15.53 | 15.34 | 15.09 | 14.82 | 14.47 | 13.75 | 215.6 | 215.3 | 214.7 | 213.8 | 213 | 212.2 | 211.5 | 210.6 | 209.8 | 208.5 | 202.8 | 14.78 | 1.31 | 12.18 | 10.98 | 8.863% | 212.095 | 15.2054 | 0.15184 | 15.3039 | 0.99356 | 14.6848 | 2000 | 2000
2012-03-11 12:00 | 16.06 | 15.9 | 15.63 | 15.42 | 15.19 | 14.92 | 14.66 | 14.41 | 14.07 | 13.35 | 217.3 | 216.8 | 216 | 215.2 | 214.3 | 213.6 | 212.9 | 212.2 | 211.7 | 210.8 | 203.9 | 14.39 | 1.45 | 12.1 | 10.9 | 10.08% | 213.495 | 14.8622 | 0.16246 | 14.8825 | 0.99864 | 14.3704 | 2000 | 2000
2012-03-11 12:10 | 16.24 | 16.17 | 15.94 | 15.67 | 15.37 | 15.06 | 14.81 | 14.52 | 14.09 | 13.09 | 219.2 | 218.3 | 216.5 | 215.2 | 214 | 213.2 | 213 | 212.9 | 212.4 | 211.1 | 205.3 | 14.71 | 1.38 | 12.53 | 10.58 | 9.381% | 213.17 | 15.0135 | 0.15469 | 15.0239 | 0.99931 | 14.6998 | 2000 | 2000
2012-03-11 12:20 | 16.56 | 16.29 | 15.94 | 15.62 | 15.3 | 14.96 | 14.62 | 14.32 | 13.97 | 13.16 | 223.5 | 222.4 | 220.3 | 218.2 | 216.4 | 215.4 | 215 | 214.8 | 214.3 | 213.2 | 208.2 | 14.82 | 1.44 | 13.09 | 10.8 | 9.717% | 215.34 | 14.9202 | 0.21245 | 14.9108 | 1.0006 | 14.8294 | 2000 | 2000
2012-03-11 14:40 | 20.1 | 20.14 | 19.97 | 19.86 | 19.82 | 19.78 | 19.64 | 19.36 | 18.97 | 18 | 277.7 | 278.1 | 278.1 | 278.4 | 278.7 | 279.1 | 279.4 | 279.7 | 279.9 | 280.5 | 271.3 | 19.53 | 2.64 | 19.39 | 17.55 | 13.52% | 279.145 | 19.5699 | 0.065639 | 19.7599 | 0.99038 | 19.3422 | 2000 | 2000
2012-03-11 14:50 | 19.66 | 19.55 | 19.41 | 19.21 | 18.94 | 18.67 | 18.57 | 18.49 | 18.22 | 17.7 | 281.2 | 281.4 | 281.3 | 281 | 281 | 280.8 | 280.7 | 280.3 | 280.4 | 280.8 | 273.9 | 18.45 | 2.87 | 18.4 | 16.72 | 15.56% | 280.785 | 18.7545 | 0.049629 | 18.6556 | 1.0053 | 18.5478 | 2000 | 2000
2012-03-11 15:10 | 14.63 | 14.58 | 14.35 | 14.18 | 14.11 | 14.13 | 14.09 | 14.01 | 13.86 | 13.48 | 287.6 | 287.4 | 286.9 | 286.8 | 287.4 | 288.1 | 288.5 | 289 | 289.7 | 290.7 | 279.4 | 13.44 | 1.51 | 13.47 | 12.07 | 11.24% | 288.16 | 14.0875 | 0.026197 | 14.1243 | 0.9974 | 13.405 | 1999.44 | 1999.41
2012-03-11 15:20 | 18.24 | 18.06 | 17.78 | 17.7 | 17.66 | 17.55 | 17.29 | 17 | 16.71 | 15.92 | 289.1 | 289.2 | 289.1 | 289.2 | 289.4 | 289.5 | 289.4 | 289.2 | 288.7 | 288.6 | 280.6 | 17.65 | 2.08 | 17.46 | 15.86 | 11.78% | 289.485 | 17.3432 | 0.13793 | 17.5125 | 0.99033 | 17.4793 | 2000 | 2000
2012-03-11 15:40 | 21.97 | 21.81 | 21.49 | 21.12 | 20.77 | 20.42 | 20.1 | 19.81 | 19.31 | 18.54 | 286.1 | 286 | 285.9 | 285.5 | 285.1 | 284.9 | 284.7 | 284.8 | 284.8 | 284.9 | 278.6 | 20.5 | 2.49 | 20.38 | 18.48 | 12.15% | 284.87 | 20.3947 | 0.14596 | 20.3738 | 1.001 | 20.521 | 2000 | 2000
2012-03-11 15:50 | 21.92 | 21.83 | 21.65 | 21.43 | 21.18 | 20.86 | 20.5 | 20.18 | 19.89 | 19.32 | 285.8 | 285.9 | 285.9 | 285.5 | 285.1 | 284.8 | 284.6 | 284.2 | 283.7 | 283.3 | 276.8 | 20.81 | 2.7 | 20.69 | 18.82 | 12.97% | 284.77 | 20.776 | 0.16087 | 20.808 | 0.99846 | 20.778 | 2000 | 2000
2012-03-11 16:00 | 20.89 | 20.85 | 20.83 | 20.71 | 20.45 | 20.18 | 19.87 | 19.52 | 19.21 | 18.73 | 283.8 | 284 | 284.1 | 284.5 | 284.8 | 284.6 | 284.4 | 284.1 | 284 | 283.8 | 277.8 | 20.44 | 2.63 | 20.29 | 17.99 | 12.87% | 284.57 | 20.0681 | 0.14306 | 20.1353 | 0.99666 | 20.3718 | 2000 | 2000
2012-03-11 16:10 | 21.14 | 20.98 | 20.72 | 20.48 | 20.35 | 20.26 | 20.08 | 19.84 | 19.53 | 18.75 | 284 | 283.9 | 283.8 | 283.5 | 283.2 | 283 | 282.8 | 282.8 | 282.9 | 283.1 | 276.9 | 20.64 | 2.24 | 20.6 | 18.68 | 10.85% | 282.97 | 20.1385 | 0.082468 | 20.2341 | 0.99528 | 20.5425 | 2000 | 2000
2012-03-11 16:20 | 20.2 | 20.09 | 19.9 | 19.61 | 19.36 | 19.22 | 19.14 | 19.03 | 18.86 | 18.48 | 284.6 | 284.4 | 284.2 | 284.1 | 284.2 | 284.4 | 284.6 | 285 | 285.4 | 285.8 | 277.6 | 19.9 | 2.46 | 19.68 | 17.77 | 12.36% | 284.43 | 19.283 | 0.038544 | 19.2085 | 1.0039 | 19.9771 | 2000 | 2000
2012-03-11 16:30 | 20.87 | 20.76 | 20.63 | 20.48 | 20.34 | 20.24 | 20.06 | 19.8 | 19.47 | 18.69 | 282.6 | 282.8 | 283 | 283.1 | 283.2 | 283.4 | 283.8 | 284.4 | 284.9 | 285.5 | 277 | 20.04 | 2.32 | 19.87 | 18.16 | 11.58% | 283.46 | 20.0942 | 0.08255 | 20.2141 | 0.99407 | 19.9211 | 2000 | 2000
2012-03-11 16:40 | 16.84 | 16.93 | 16.91 | 16.7 | 16.5 | 16.39 | 16.22 | 16.03 | 15.9 | 15.61 | 281.5 | 281.7 | 282 | 282.1 | 282.2 | 282.5 | 282.7 | 282.9 | 283.2 | 283.2 | 273.6 | 16.22 | 2.17 | 16.18 | 15.03 | 13.38% | 282.53 | 16.3544 | 0.09635 | 16.3655 | 0.99932 | 16.209 | 2000 | 2000
2012-03-11 16:50 | 18.79 | 18.66 | 18.45 | 18.25 | 18 | 17.7 | 17.42 | 17.11 | 16.66 | 15.79 | 279.7 | 279.8 | 279.6 | 279.2 | 278.8 | 278.6 | 278.3 | 277.8 | 277.4 | 277.7 | 270.6 | 17.6 | 2.06 | 17.51 | 15.69 | 11.7% | 278.555 | 17.6075 | 0.14735 | 17.6596 | 0.99705 | 17.5481 | 2000 | 2000
2012-03-11 17:10 | 19.69 | 19.51 | 19.23 | 18.98 | 18.8 | 18.61 | 18.33 | 17.92 | 17.5 | 16.88 | 281.7 | 281.7 | 281.5 | 281.1 | 280.8 | 280.7 | 280.7 | 280.9 | 281.4 | 281.5 | 275.2 | 18.62 | 2.41 | 18.41 | 16.26 | 12.94% | 280.7 | 18.4474 | 0.14009 | 18.5696 | 0.99342 | 18.4975 | 2000 | 2000
2012-03-11 17:20 | 20.22 | 20.09 | 19.84 | 19.41 | 18.92 | 18.63 | 18.45 | 18.26 | 18.05 | 17.58 | 284.1 | 283.9 | 284.1 | 284.3 | 284.2 | 284 | 283.7 | 283.4 | 283.6 | 284.1 | 276 | 18.6 | 2.29 | 18.42 | 16.48 | 12.31% | 283.955 | 18.7775 | 0.089719 | 18.6041 | 1.0093 | 18.7733 | 2000 | 2000
2012-03-11 17:30 | 19.79 | 19.71 | 19.48 | 19.09 | 18.73 | 18.5 | 18.36 | 18.1 | 17.7 | 16.95 | 284.1 | 284 | 283.8 | 283.6 | 283.6 | 283.6 | 283.5 | 283.1 | 282.5 | 282.7 | 275.6 | 17.87 | 2.71 | 17.83 | 16.03 | 15.17% | 283.585 | 18.5276 | 0.070198 | 18.4799 | 1.0026 | 17.9161 | 2000 | 2000
2012-03-11 17:40 | 18.2 | 18.15 | 18.07 | 18.09 | 18.01 | 17.76 | 17.39 | 17.05 | 16.75 | 16.27 | 284.5 | 284.4 | 284.3 | 284.4 | 284.4 | 284.5 | 284.9 | 285.3 | 285.5 | 286 | 277.7 | 17.32 | 2.26 | 17.32 | 15.53 | 13.05% | 284.56 | 17.5493 | 0.19455 | 17.7065 | 0.99112 | 17.1663 | 2000 | 2000
2012-03-11 17:50 | 20.27 | 20.1 | 19.71 | 19.41 | 19.06 | 18.69 | 18.42 | 18.18 | 17.72 | 16.99 | 287.9 | 287.9 | 287.8 | 287.7 | 287.5 | 287.4 | 287.6 | 287.9 | 288.2 | 288.4 | 280.7 | 18.66 | 2.66 | 18.43 | 16.51 | 14.26% | 287.43 | 18.712 | 0.13447 | 18.6511 | 1.0033 | 18.7209 | 2000 | 2000
2012-03-11 18:20 | 21.46 | 21.38 | 21.24 | 21.06 | 20.84 | 20.59 | 20.35 | 20.07 | 19.71 | 19.15 | 294.3 | 294.3 | 294 | 293.6 | 293.5 | 293.8 | 294.4 | 295 | 295.1 | 295.2 | 287.1 | 20.75 | 2.73 | 20.61 | 18.74 | 13.16% | 293.89 | 20.5102 | 0.10835 | 20.5554 | 0.9978 | 20.7044 | 2000 | 2000
2012-03-11 18:30 | 21.5 | 21.36 | 21.06 | 20.72 | 20.48 | 20.29 | 20.08 | 19.9 | 19.71 | 19.19 | 293.2 | 292.7 | 292.1 | 292.1 | 292.5 | 292.7 | 292.4 | 291.9 | 291.4 | 291.8 | 284.6 | 20.38 | 2.88 | 20.29 | 18.18 | 14.13% | 292.655 | 20.2973 | 0.096142 | 20.2598 | 1.0019 | 20.4177 | 2000 | 2000
2012-03-11 19:10 | 20.35 | 20.2 | 19.93 | 19.72 | 19.47 | 19.16 | 18.85 | 18.55 | 18.28 | 17.63 | 296.2 | 296.2 | 296.3 | 296.3 | 296.2 | 296.2 | 296.1 | 296 | 295.7 | 295.4 | 289.3 | 19.41 | 2.38 | 19.34 | 17.11 | 12.26% | 296.185 | 19.1049 | 0.15074 | 19.1153 | 0.99946 | 19.3994 | 2000 | 2000
2012-03-11 19:30 | 16.88 | 16.82 | 16.69 | 16.6 | 16.56 | 16.55 | 16.53 | 16.51 | 16.44 | 15.99 | 296.3 | 296 | 295.2 | 294.3 | 293.6 | 293 | 292.8 | 292.8 | 292.8 | 293.6 | 286.2 | 16.94 | 2.03 | 16.92 | 16.08 | 11.98% | 292.97 | 16.5312 | 0.011174 | 16.5471 | 0.99904 | 16.9237 | 2000 | 2000
2012-03-11 19:40 | 17.7 | 17.56 | 17.3 | 17.05 | 16.87 | 16.63 | 16.3 | 15.86 | 15.44 | 14.81 | 293.5 | 293.3 | 292.8 | 292.1 | 291.7 | 291.4 | 291.4 | 291.5 | 291.6 | 291.5 | 285 | 17.01 | 1.92 | 16.88 | 14.9 | 11.29% | 291.4 | 16.4611 | 0.18522 | 16.5823 | 0.99269 | 16.8857 | 2000 | 2000
2012-03-11 19:50 | 16.39 | 16.23 | 15.98 | 15.85 | 15.81 | 15.74 | 15.63 | 15.51 | 15.39 | 15.1 | 292.2 | 292.1 | 291.8 | 291.2 | 290.7 | 290.1 | 289.4 | 288.9 | 288.3 | 288 | 283 | 16.41 | 1.55 | 16.28 | 14.65 | 9.445% | 289.995 | 15.6868 | 0.064808 | 15.7242 | 0.99762 | 16.371 | 2000 | 2000
2012-03-11 20:00 | 15.97 | 15.86 | 15.62 | 15.39 | 15.09 | 14.67 | 14.26 | 13.92 | 13.65 | 13.26 | 291.2 | 291 | 290.6 | 290.1 | 289.5 | 288.8 | 288.2 | 287.6 | 287.3 | 286.8 | 281.3 | 14.92 | 1.46 | 14.8 | 13.11 | 9.786% | 288.71 | 14.6438 | 0.26195 | 14.6105 | 1.0023 | 14.954 | 2000 | 2000
2012-03-11 20:10 | 14.68 | 14.54 | 14.31 | 14.21 | 14.17 | 14.05 | 13.9 | 13.68 | 13.35 | 12.88 | 291.3 | 291.1 | 290.6 | 290.1 | 289.6 | 289 | 288.7 | 288.6 | 288.6 | 287.9 | 281.5 | 14.23 | 1.9 | 14.16 | 12.37 | 13.35% | 288.955 | 13.9242 | 0.099189 | 14.0284 | 0.99257 | 14.1243 | 2000 | 2000
2012-03-11 20:20 | 18.76 | 18.65 | 18.39 | 18.07 | 17.77 | 17.51 | 17.25 | 16.93 | 16.57 | 16.13 | 296.5 | 296.4 | 296.1 | 295.9 | 295.8 | 295.9 | 296.1 | 296.2 | 295.9 | 295.3 | 288.2 | 17.84 | 3.16 | 17.65 | 15.97 | 17.71% | 295.93 | 17.4774 | 0.13825 | 17.4725 | 1.0003 | 17.845 | 2000 | 2000
2012-03-11 20:40 | 19.71 | 19.51 | 19.16 | 18.92 | 18.73 | 18.47 | 18.09 | 17.6 | 17.13 | 16.49 | 290.7 | 290.7 | 291 | 291.1 | 291 | 291 | 291.1 | 291.4 | 291.5 | 290.8 | 284.2 | 18.55 | 3.01 | 18.08 | 16.28 | 16.23% | 291.015 | 18.271 | 0.19211 | 18.4151 | 0.99218 | 18.4049 | 2000 | 2000
2012-03-11 20:50 | 21.46 | 21.43 | 21.37 | 21.31 | 21.27 | 21.18 | 20.94 | 20.6 | 20.27 | 19.52 | 291.5 | 291.4 | 291.2 | 291 | 290.8 | 290.6 | 290.5 | 290.7 | 291.1 | 291.2 | 284.6 | 21.79 | 2.88 | 21.68 | 19.39 | 13.22% | 290.585 | 20.9369 | 0.10531 | 21.1454 | 0.99014 | 21.5751 | 2000 | 2000
2012-03-11 21:30 | 21.13 | 21.07 | 20.85 | 20.51 | 20.21 | 19.96 | 19.67 | 19.32 | 18.96 | 18.39 | 296.7 | 296.7 | 296.8 | 296.7 | 296.7 | 296.5 | 296.1 | 295.6 | 295.3 | 295.5 | 288.1 | 20.39 | 2.6 | 20.24 | 17.67 | 12.75% | 296.44 | 19.8931 | 0.13525 | 19.9182 | 0.99874 | 20.3644 | 2000 | 2000
2012-03-11 21:40 | 22.36 | 22.19 | 21.84 | 21.49 | 21.23 | 20.94 | 20.59 | 20.29 | 19.96 | 19.21 | 297.9 | 297.9 | 297.8 | 297.7 | 297.5 | 297.4 | 297.4 | 297.6 | 298.1 | 299 | 290.2 | 21.26 | 2.35 | 20.94 | 18.71 | 11.05% | 297.4 | 20.8725 | 0.15576 | 20.8895 | 0.99919 | 21.2427 | 2000 | 2000
2012-03-11 21:50 | 18.55 | 18.43 | 18.12 | 17.81 | 17.53 | 17.21 | 16.89 | 16.57 | 16.3 | 15.93 | 294.6 | 294.5 | 294.1 | 293.8 | 293.9 | 294.5 | 295.1 | 295.6 | 295.9 | 296.5 | 288.4 | 17.65 | 1.96 | 17.54 | 15.58 | 11.1% | 294.59 | 17.1905 | 0.17344 | 17.1638 | 1.0016 | 17.6774 | 2000 | 2000
2012-03-11 22:00 | 20.13 | 20.02 | 19.87 | 19.72 | 19.56 | 19.35 | 19.03 | 18.59 | 18.03 | 17.16 | 291.2 | 291.1 | 291.1 | 291.1 | 290.9 | 290.5 | 290.1 | 290 | 290.1 | 289.4 | 283.7 | 19.91 | 2.52 | 19.73 | 18.05 | 12.66% | 290.44 | 19.1078 | 0.1541 | 19.3038 | 0.98984 | 19.7078 | 2000 | 2000
2012-03-11 22:10 | 21.24 | 21.14 | 20.96 | 20.84 | 20.74 | 20.55 | 20.34 | 20.1 | 19.67 | 18.81 | 298.5 | 298.5 | 298.6 | 299 | 299.3 | 299.5 | 299.7 | 300.1 | 300.3 | 300.7 | 291.9 | 20.74 | 3.26 | 20.5 | 18.38 | 15.72% | 299.53 | 20.4022 | 0.094919 | 20.5198 | 0.99427 | 20.6212 | 2000 | 2000
2012-03-11 22:20 | 19.98 | 19.93 | 19.79 | 19.66 | 19.51 | 19.21 | 18.83 | 18.47 | 18.14 | 17.51 | 301.8 | 301.8 | 301.7 | 301.7 | 301.7 | 301.6 | 301.5 | 301.6 | 302 | 302.6 | 294.6 | 19.44 | 2.72 | 19.36 | 17.41 | 13.99% | 301.585 | 19.0458 | 0.18463 | 19.1551 | 0.9943 | 19.3291 | 2000 | 2000
2012-03-11 22:30 | 18.32 | 18.33 | 18.34 | 18.31 | 18.24 | 18.09 | 17.93 | 17.73 | 17.51 | 17.05 | 302.2 | 302.2 | 302.1 | 302 | 301.8 | 301.5 | 301.3 | 301.1 | 301.2 | 301.6 | 294.3 | 18.93 | 2.68 | 18.74 | 17.38 | 14.16% | 301.47 | 17.982 | 0.082097 | 18.067 | 0.9953 | 18.841 | 2000 | 2000
2012-03-11 22:40 | 20.74 | 20.61 | 20.38 | 20.27 | 20.23 | 20.16 | 20.02 | 19.77 | 19.5 | 19.15 | 299.5 | 299.4 | 299.2 | 299.1 | 299 | 299 | 299 | 298.8 | 298.6 | 298.9 | 291.1 | 20.81 | 3.4 | 20.71 | 19.03 | 16.34% | 299 | 20.0243 | 0.064397 | 20.1399 | 0.99426 | 20.6906 | 2000 | 2000
2012-03-11 22:50 | 20.25 | 20.15 | 19.97 | 19.8 | 19.66 | 19.54 | 19.46 | 19.31 | 19.03 | 18.51 | 295.6 | 295.6 | 295.3 | 294.8 | 294.4 | 294.1 | 294.1 | 294.4 | 294.6 | 294.2 | 288.2 | 19.85 | 2.78 | 19.72 | 17.81 | 14.01% | 294.1 | 19.5057 | 0.037912 | 19.5285 | 0.99883 | 19.8268 | 2000 | 2000
2012-03-11 23:00 | 17.92 | 17.8 | 17.66 | 17.51 | 17.3 | 17.12 | 17.04 | 16.99 | 16.89 | 16.48 | 298 | 298 | 298.1 | 298 | 297.8 | 297.6 | 297.8 | 298.1 | 298.2 | 298.3 | 289.2 | 17.15 | 2.1 | 17.01 | 15.46 | 12.24% | 297.63 | 17.1937 | 0.043283 | 17.1085 | 1.005 | 17.2354 | 2000 | 2000
2012-03-11 23:10 | 17.65 | 17.59 | 17.49 | 17.41 | 17.32 | 17.21 | 17.15 | 17.1 | 16.95 | 16.56 | 297.3 | 297.3 | 296.9 | 296.4 | 296.1 | 296.1 | 296.4 | 296.6 | 297 | 298 | 289.5 | 17.8 | 1.83 | 17.76 | 16.01 | 10.28% | 296.145 | 17.2076 | 0.032274 | 17.2014 | 1.0004 | 17.8065 | 2000 | 2000
2012-03-11 23:20 | 18.17 | 18.11 | 17.99 | 17.83 | 17.69 | 17.57 | 17.44 | 17.33 | 17.16 | 16.73 | 296.7 | 296.7 | 296.9 | 297.3 | 297.6 | 298 | 298.4 | 298.7 | 299 | 299.1 | 290.1 | 17.84 | 1.95 | 17.61 | 16.13 | 10.93% | 298.06 | 17.5448 | 0.068628 | 17.5513 | 0.99963 | 17.8334 | 2000 | 2000
2012-03-11 23:30 | 17.29 | 17.15 | 16.89 | 16.68 | 16.54 | 16.42 | 16.35 | 16.25 | 16.1 | 15.79 | 297.8 | 297.6 | 297.4 | 297.2 | 297.1 | 296.9 | 296.8 | 296.8 | 296.9 | 297.2 | 289 | 16.04 | 2.41 | 15.99 | 14.37 | 15.02% | 296.885 | 16.4499 | 0.039479 | 16.41 | 1.0024 | 16.079 | 2000 | 2000
2012-03-11 23:40 | 17.46 | 17.38 | 17.25 | 17.11 | 16.91 | 16.6 | 16.28 | 15.94 | 15.57 | 15.09 | 298.7 | 298.7 | 298.7 | 298.6 | 298.7 | 298.8 | 298.8 | 299 | 299.3 | 299.8 | 291.4 | 16.28 | 2 | 16.1 | 14 | 12.29% | 298.8 | 16.4904 | 0.17988 | 16.5538 | 0.99617 | 16.2177 | 2000 | 2000
2012-03-11 23:50 | 17.7 | 17.58 | 17.41 | 17.31 | 17.21 | 17.01 | 16.72 | 16.43 | 16.15 | 15.65 | 298.4 | 298.3 | 298 | 297.3 | 296.4 | 295.7 | 295.4 | 295.3 | 295.5 | 295.6 | 288.5 | 17.3 | 2.22 | 17.12 | 15.12 | 12.83% | 295.655 | 16.8554 | 0.15891 | 16.9681 | 0.99336 | 17.1851 | 2000 | 2000
2012-03-12 | 17.82 | 17.65 | 17.39 | 17.09 | 16.78 | 16.48 | 16.14 | 15.83 | 15.59 | 15.09 | 296.9 | 297.3 | 298 | 298.4 | 298.3 | 298.1 | 298 | 298.2 | 298.5 | 298.5 | 289.7 | 16.82 | 1.98 | 16.62 | 14.32 | 11.77% | 298.085 | 16.4526 | 0.19265 | 16.4309 | 1.0013 | 16.8423 | 2000 | 2000
2012-03-12 00:10 | 18.34 | 18.24 | 18.1 | 17.91 | 17.69 | 17.46 | 17.27 | 17.09 | 16.88 | 16.4 | 296.6 | 296.7 | 296.9 | 296.7 | 296.4 | 296.1 | 295.8 | 295.6 | 295.5 | 295.2 | 287 | 17.48 | 2.25 | 17.38 | 15.59 | 12.87% | 296.055 | 17.4556 | 0.10111 | 17.4327 | 1.0013 | 17.503 | 2000 | 2000
2012-03-12 00:20 | 19.48 | 19.39 | 19.18 | 18.89 | 18.58 | 18.33 | 18.08 | 17.8 | 17.5 | 17.09 | 295.6 | 295.4 | 295.2 | 294.9 | 294.5 | 294 | 293.7 | 293.7 | 294.1 | 294.5 | 288 | 19.34 | 2 | 19.14 | 17.19 | 10.34% | 293.955 | 18.3128 | 0.1269 | 18.294 | 1.001 | 19.3599 | 2000 | 2000
2012-03-12 01:20 | 23.08 | 22.91 | 22.71 | 22.59 | 22.46 | 22.3 | 22.08 | 21.81 | 21.58 | 21.27 | 297.4 | 297.5 | 297.7 | 297.8 | 298 | 298.3 | 298.6 | 298.7 | 298.9 | 299.4 | 291 | 22.42 | 3.37 | 22.36 | 20.83 | 15.03% | 298.345 | 22.1944 | 0.091619 | 22.2683 | 0.99668 | 22.3455 | 2000 | 2000
2012-03-12 01:40 | 21.73 | 21.59 | 21.35 | 21.27 | 21.2 | 21.08 | 20.88 | 20.6 | 20.21 | 19.48 | 300.1 | 300.1 | 300 | 299.9 | 300 | 300.1 | 300.1 | 300 | 300.1 | 300.2 | 291.1 | 21.7 | 2.82 | 21.62 | 19.57 | 13% | 300.1 | 20.8965 | 0.088094 | 21.0512 | 0.99265 | 21.5405 | 2000 | 2000
2012-03-12 01:50 | 22.86 | 22.8 | 22.68 | 22.6 | 22.45 | 22.2 | 21.86 | 21.48 | 21.01 | 20.34 | 300.3 | 300.3 | 300.5 | 300.7 | 300.7 | 300.4 | 300.2 | 300.4 | 300.7 | 301.1 | 292.3 | 22.7 | 2.91 | 22.41 | 19.7 | 12.82% | 300.37 | 21.9884 | 0.14262 | 22.151 | 0.99266 | 22.5334 | 2000 | 2000
2012-03-12 02:00 | 19.07 | 18.97 | 18.73 | 18.5 | 18.3 | 18.1 | 17.85 | 17.62 | 17.44 | 17.05 | 301.4 | 301.5 | 301.6 | 301.6 | 301.6 | 301.8 | 302 | 302.1 | 302.3 | 302.1 | 293.3 | 18.4 | 2.17 | 18.25 | 16.74 | 11.79% | 301.83 | 18.0576 | 0.12853 | 18.064 | 0.99965 | 18.3935 | 2000 | 2000
2012-03-12 02:10 | 19.19 | 19.06 | 18.81 | 18.5 | 18.18 | 17.86 | 17.64 | 17.41 | 17.11 | 16.61 | 300.9 | 300.7 | 300.5 | 300.4 | 300.4 | 300.3 | 300 | 300 | 300.2 | 300.6 | 294 | 18.41 | 2.43 | 18.19 | 16.44 | 13.2% | 300.255 | 17.9065 | 0.11454 | 17.8283 | 1.0044 | 18.4908 | 2000 | 2000
2012-03-12 02:20 | 18.62 | 18.4 | 18.02 | 17.71 | 17.55 | 17.46 | 17.3 | 17.08 | 16.8 | 16.34 | 299.4 | 299.4 | 299.7 | 299.8 | 300 | 300.3 | 300.5 | 300.5 | 300.4 | 300.5 | 291.5 | 17.56 | 1.98 | 17.33 | 15.61 | 11.28% | 300.33 | 17.4007 | 0.085073 | 17.437 | 0.99792 | 17.5235 | 2000 | 2000
2012-03-12 02:30 | 19.26 | 19.12 | 18.86 | 18.65 | 18.49 | 18.34 | 18.1 | 17.79 | 17.54 | 17.26 | 298.3 | 298.4 | 298.3 | 298.3 | 298.4 | 298.3 | 297.8 | 297.3 | 297 | 296.5 | 289.8 | 19.12 | 2.83 | 19.01 | 17.46 | 14.8% | 298.225 | 18.2355 | 0.12173 | 18.3054 | 0.99618 | 19.0469 | 2000 | 2000
2012-03-12 02:40 | 22.59 | 22.41 | 22.08 | 21.86 | 21.6 | 21.29 | 20.98 | 20.61 | 20.22 | 19.52 | 299.4 | 299.4 | 299.5 | 299.4 | 299.2 | 298.9 | 298.6 | 298.6 | 299.3 | 300.6 | 290.9 | 20.87 | 2.65 | 20.64 | 18.01 | 12.7% | 298.855 | 21.1975 | 0.13555 | 21.2453 | 0.99775 | 20.823 | 2000 | 2000
2012-03-12 03:00 | 22.04 | 21.98 | 21.83 | 21.65 | 21.4 | 21.12 | 20.83 | 20.52 | 20.2 | 19.72 | 302.4 | 302.6 | 303.2 | 303.7 | 303.9 | 303.7 | 303.6 | 303.6 | 303.8 | 304.1 | 294.5 | 21.31 | 3.19 | 21.12 | 19.05 | 14.97% | 303.685 | 21.0434 | 0.12777 | 21.0782 | 0.99835 | 21.2749 | 2000 | 2000
2012-03-12 03:20 | 21.27 | 21.2 | 20.97 | 20.66 | 20.33 | 20.03 | 19.7 | 19.28 | 18.87 | 18.32 | 298.4 | 298.3 | 298 | 297.8 | 298.1 | 298.6 | 299.1 | 299.4 | 299.5 | 299.7 | 292.6 | 20.68 | 2.64 | 20.46 | 18.52 | 12.77% | 298.675 | 19.9453 | 0.15352 | 19.9824 | 0.99815 | 20.6416 | 2000 | 2000
2012-03-12 03:30 | 19.79 | 19.73 | 19.61 | 19.51 | 19.45 | 19.27 | 18.99 | 18.8 | 18.63 | 18.05 | 301.9 | 301.9 | 301.8 | 301.5 | 301.3 | 301 | 300.6 | 300.3 | 300.2 | 300.3 | 292.6 | 19.52 | 2.31 | 19.36 | 17.53 | 11.83% | 300.94 | 19.1422 | 0.13526 | 19.2296 | 0.99546 | 19.4313 | 2000 | 2000
2012-03-12 05:30 | 22.92 | 22.83 | 22.58 | 22.37 | 22.12 | 21.73 | 21.31 | 20.98 | 20.61 | 20.05 | 305.3 | 305.2 | 305.1 | 305.1 | 305.2 | 305 | 305 | 305.1 | 304.9 | 304.3 | 296.6 | 22.27 | 2.9 | 22.1 | 19.75 | 13.02% | 305 | 21.6385 | 0.18036 | 21.6693 | 0.99858 | 22.2383 | 2000 | 2000
2012-03-12 06:10 | 19.44 | 19.36 | 19.12 | 18.9 | 18.69 | 18.43 | 18.13 | 17.78 | 17.37 | 16.59 | 307.1 | 307.3 | 307.6 | 307.9 | 308.1 | 308.4 | 308.6 | 308.5 | 308.3 | 308 | 298.4 | 18.3 | 3.23 | 17.96 | 16.23 | 17.65% | 308.43 | 18.3034 | 0.15166 | 18.3867 | 0.99547 | 18.217 | 2000 | 2000
2012-03-12 06:50 | 22.51 | 22.42 | 22.17 | 21.84 | 21.58 | 21.37 | 21.18 | 21.04 | 20.86 | 20.26 | 307.5 | 307.4 | 307.3 | 307.3 | 307.4 | 307.6 | 307.8 | 307.9 | 307.6 | 307.2 | 298.3 | 22 | 2.62 | 21.76 | 20.03 | 11.91% | 307.63 | 21.4061 | 0.082529 | 21.3427 | 1.003 | 22.0653 | 2000 | 2000
2012-03-12 07:00 | 23.02 | 22.88 | 22.63 | 22.41 | 22.25 | 22.05 | 21.86 | 21.76 | 21.52 | 20.81 | 305.9 | 305.7 | 305.5 | 305.1 | 304.7 | 304.6 | 304.8 | 304.8 | 304.4 | 304.2 | 298.5 | 23.01 | 3.48 | 22.84 | 20.61 | 15.12% | 304.63 | 22.0313 | 0.079973 | 22.0227 | 1.0004 | 23.019 | 2000 | 2000
2012-03-12 07:10 | 20.14 | 20 | 19.75 | 19.48 | 19.24 | 18.95 | 18.67 | 18.5 | 18.35 | 17.99 | 308.9 | 308.8 | 308.6 | 308.5 | 308.4 | 308.5 | 308.6 | 308.6 | 308.1 | 307.1 | 300.4 | 20.27 | 2.36 | 19.95 | 18.47 | 11.64% | 308.515 | 18.9755 | 0.13756 | 18.9096 | 1.0035 | 20.3406 | 2000 | 2000
2012-03-12 07:20 | 18.24 | 18.17 | 18.02 | 17.82 | 17.62 | 17.35 | 17.12 | 16.95 | 16.81 | 16.48 | 310.5 | 310.6 | 310.7 | 310.4 | 310.1 | 309.7 | 309.4 | 309 | 308.9 | 308.7 | 301.4 | 18.32 | 3.27 | 18.18 | 16.81 | 17.85% | 309.655 | 17.3634 | 0.12332 | 17.3169 | 1.0027 | 18.3693 | 2000 | 2000
2012-03-12 07:30 | 19.22 | 19.13 | 18.96 | 18.81 | 18.53 | 18.17 | 17.93 | 17.81 | 17.61 | 17.04 | 310.6 | 310.6 | 310.5 | 310.5 | 310.4 | 310.3 | 310.2 | 310.1 | 310.3 | 310.3 | 302.5 | 18.34 | 2.76 | 18.28 | 17.04 | 15.05% | 310.285 | 18.2283 | 0.12287 | 18.1354 | 1.0051 | 18.4339 | 2000 | 2000
2012-03-12 07:40 | 20.44 | 20.35 | 20.19 | 20 | 19.83 | 19.72 | 19.59 | 19.41 | 19.15 | 18.7 | 309.1 | 309.2 | 309.1 | 308.9 | 308.6 | 308.3 | 307.9 | 307.9 | 308.2 | 308.4 | 299.9 | 19.78 | 2.48 | 19.68 | 17.73 | 12.54% | 308.24 | 19.6686 | 0.061121 | 19.7013 | 0.99834 | 19.7471 | 2000 | 2000
2012-03-12 07:50 | 19.43 | 19.27 | 19.01 | 18.86 | 18.72 | 18.44 | 18.12 | 17.93 | 17.71 | 17.18 | 308 | 308 | 307.8 | 307.4 | 307.2 | 307.2 | 307.2 | 307.1 | 307.1 | 306.4 | 299.7 | 19.01 | 2.61 | 18.77 | 16.85 | 13.73% | 307.2 | 18.3712 | 0.16177 | 18.3938 | 0.99877 | 18.9866 | 2000 | 2000
2012-03-12 08:00 | 18.35 | 18.27 | 18.17 | 18.13 | 18.06 | 17.95 | 17.75 | 17.4 | 16.95 | 16.23 | 308.1 | 308 | 307.6 | 307.3 | 307.3 | 307.4 | 307.3 | 307.1 | 306.9 | 306.8 | 298.8 | 18.09 | 2.37 | 17.88 | 16.13 | 13.1% | 307.385 | 17.7211 | 0.10354 | 17.9212 | 0.98883 | 17.888 | 2000 | 2000
2012-03-12 08:20 | 18.02 | 17.9 | 17.74 | 17.68 | 17.7 | 17.68 | 17.59 | 17.48 | 17.34 | 17.09 | 307.2 | 307.3 | 307.5 | 307.8 | 307.8 | 307.4 | 307.1 | 307 | 306.5 | 305.9 | 298.3 | 17.98 | 2.63 | 17.91 | 16.72 | 14.63% | 307.355 | 17.5869 | 0.047161 | 17.6671 | 0.99546 | 17.8984 | 2000 | 2000
2012-03-12 08:30 | 19.52 | 19.44 | 19.38 | 19.3 | 19.19 | 19.08 | 18.93 | 18.88 | 18.83 | 18.22 | 310.4 | 310.5 | 310.7 | 310.7 | 310.4 | 310.1 | 310.5 | 311.1 | 311.3 | 311.1 | 298.9 | 18.68 | 3.27 | 18.54 | 16.85 | 17.51% | 310.16 | 19.0483 | 0.072936 | 19.0584 | 0.99947 | 18.67 | 2000 | 2000
2012-03-12 09:20 | 20.25 | 20.18 | 20 | 19.81 | 19.6 | 19.36 | 19.13 | 18.91 | 18.57 | 17.97 | 309.4 | 309.5 | 309.6 | 309.6 | 309.5 | 309.6 | 309.9 | 310 | 309.9 | 309.5 | 301.4 | 20.02 | 2.12 | 19.89 | 18.32 | 10.59% | 309.645 | 19.3023 | 0.11044 | 19.3269 | 0.99873 | 19.9945 | 2000 | 2000
2012-03-12 09:30 | 18.96 | 18.86 | 18.76 | 18.69 | 18.58 | 18.47 | 18.37 | 18.27 | 18.1 | 17.74 | 307.5 | 307.5 | 307.6 | 307.8 | 307.8 | 307.7 | 307.6 | 307.8 | 307.8 | 307.9 | 299.9 | 19.15 | 2.55 | 19.13 | 18.23 | 13.32% | 307.685 | 18.4378 | 0.050168 | 18.4556 | 0.99903 | 19.1315 | 2000 | 2000
2012-03-12 10:30 | 18.8 | 18.71 | 18.55 | 18.48 | 18.42 | 18.34 | 18.14 | 17.79 | 17.44 | 16.97 | 308.5 | 308.5 | 308.2 | 307.6 | 307.2 | 307 | 307.1 | 307.2 | 307.1 | 307.3 | 298.3 | 18.68 | 2.73 | 18.58 | 17.25 | 14.61% | 307.015 | 18.1299 | 0.10133 | 18.3112 | 0.9901 | 18.495 | 2000 | 2000
2012-03-12 10:40 | 18.1 | 17.99 | 17.84 | 17.73 | 17.63 | 17.45 | 17.22 | 16.96 | 16.59 | 16.04 | 305.3 | 305.4 | 305.5 | 305.6 | 305.6 | 305.3 | 305.1 | 305.2 | 305.3 | 306.2 | 297 | 17.63 | 2.75 | 17.42 | 15.67 | 15.6% | 305.27 | 17.3075 | 0.12261 | 17.4169 | 0.99372 | 17.5193 | 2000 | 2000
2012-03-12 10:50 | 19.03 | 19 | 18.91 | 18.73 | 18.56 | 18.43 | 18.3 | 18.2 | 18.09 | 17.71 | 302.6 | 302.7 | 302.9 | 302.9 | 302.8 | 302.9 | 303.1 | 303.2 | 303.2 | 302.9 | 295.1 | 18.9 | 2.15 | 18.86 | 17.54 | 11.38% | 302.93 | 18.4361 | 0.065414 | 18.4113 | 1.0013 | 18.9254 | 2000 | 2000
2012-03-12 11:00 | 17.78 | 17.68 | 17.51 | 17.29 | 17.14 | 17.09 | 17.05 | 16.97 | 16.77 | 16.29 | 299.4 | 299.3 | 299.2 | 299.4 | 299.8 | 300 | 299.8 | 299.4 | 299.2 | 299.6 | 294 | 17.51 | 2.26 | 17.41 | 15.85 | 12.91% | 299.97 | 17.0918 | 0.021654 | 17.0843 | 1.0004 | 17.5177 | 2000 | 2000
2012-03-12 11:10 | 18.48 | 18.42 | 18.31 | 18.13 | 17.9 | 17.74 | 17.61 | 17.42 | 17.15 | 16.7 | 301.4 | 301.4 | 301.6 | 301.6 | 301.8 | 301.9 | 301.7 | 301.3 | 301.2 | 301.7 | 294.6 | 18.79 | 1.75 | 18.57 | 16.78 | 9.313% | 301.87 | 17.7196 | 0.067968 | 17.7213 | 0.9999 | 18.7882 | 2000 | 2000
2012-03-12 11:20 | 17.72 | 17.67 | 17.5 | 17.27 | 17.08 | 16.93 | 16.85 | 16.73 | 16.5 | 16.02 | 302.8 | 302.8 | 303 | 303.3 | 303.4 | 303.1 | 302.9 | 302.8 | 302.9 | 303.1 | 295.5 | 17.19 | 2.04 | 17.13 | 15.72 | 11.87% | 303.07 | 16.9532 | 0.04377 | 16.9185 | 1.002 | 17.2252 | 2000 | 2000
2012-03-12 11:30 | 16.31 | 16.25 | 16.18 | 16.15 | 16.1 | 15.99 | 15.88 | 15.77 | 15.55 | 14.95 | 302.4 | 302.3 | 301.9 | 301.5 | 301.3 | 301.3 | 301.3 | 301.5 | 302 | 302.7 | 294.4 | 16.48 | 1.99 | 16.38 | 14.96 | 12.08% | 301.3 | 15.9061 | 0.063791 | 15.9742 | 0.99574 | 16.4097 | 2000 | 2000
2012-03-12 11:40 | 16.96 | 17 | 17.08 | 17.1 | 17.11 | 17.1 | 17.01 | 16.8 | 16.57 | 16.23 | 304 | 304.1 | 304.4 | 304.4 | 304.4 | 304.3 | 304.2 | 304.1 | 304.1 | 304.2 | 297.1 | 17.44 | 2.16 | 17.31 | 15.87 | 12.39% | 304.285 | 16.9321 | 0.048765 | 17.0871 | 0.99093 | 17.2819 | 2000 | 2000
2012-03-12 11:50 | 16.78 | 16.63 | 16.35 | 16.14 | 16 | 15.9 | 15.8 | 15.64 | 15.42 | 14.99 | 306.4 | 306.4 | 306.5 | 306.6 | 306.8 | 306.8 | 306.8 | 306.6 | 306.4 | 305.7 | 297.4 | 15.66 | 1.8 | 15.55 | 14.7 | 11.49% | 306.8 | 15.8741 | 0.058303 | 15.8856 | 0.99927 | 15.6486 | 2000 | 2000
2012-03-12 12:00 | 14.11 | 14.01 | 13.8 | 13.54 | 13.31 | 13.07 | 12.85 | 12.67 | 12.49 | 12.23 | 307.2 | 307.2 | 306.9 | 306.6 | 306.2 | 306 | 306.1 | 306.2 | 306.4 | 306.4 | 295.8 | 13.2 | 1.8 | 13.11 | 11.92 | 13.64% | 306.015 | 13.0951 | 0.15687 | 13.0383 | 1.0044 | 13.2575 | 1999.2 | 1999.26
2012-03-12 12:10 | 12.68 | 12.62 | 12.39 | 12.1 | 11.91 | 11.79 | 11.73 | 11.7 | 11.56 | 11.13 | 300.7 | 300.7 | 300.3 | 300 | 299.6 | 299.6 | 299.9 | 300.1 | 300.4 | 301.3 | 293.3 | 12.26 | 1.58 | 12.18 | 11 | 12.89% | 299.645 | 11.8688 | 0.047148 | 11.7814 | 1.0074 | 12.3509 | 1990.86 | 1991.85
2012-03-12 12:20 | 14.23 | 14.06 | 13.66 | 13.21 | 12.86 | 12.54 | 12.3 | 12.08 | 11.82 | 11.5 | 295.8 | 295.5 | 295 | 294.8 | 295 | 295.2 | 295.4 | 296 | 297 | 298.5 | 290.1 | 13.16 | 2.09 | 12.99 | 11.8 | 15.88% | 295.23 | 12.6455 | 0.17858 | 12.5053 | 1.0112 | 13.3076 | 1999.16 | 1999.31
2012-03-12 12:30 | 14.14 | 14.04 | 13.85 | 13.72 | 13.59 | 13.43 | 13.27 | 13.09 | 12.87 | 12.43 | 302.6 | 302.7 | 302.5 | 301.8 | 301.2 | 301.1 | 301.4 | 301.9 | 301.9 | 301.2 | 293.3 | 13.78 | 1.93 | 13.65 | 12.5 | 14.01% | 301.145 | 13.3782 | 0.11075 | 13.407 | 0.99785 | 13.7504 | 1999.78 | 1999.75
2012-03-12 12:40 | 14.51 | 14.5 | 14.39 | 14.19 | 14.04 | 13.87 | 13.67 | 13.44 | 13.2 | 12.8 | 303.5 | 303.6 | 304 | 304.2 | 304.2 | 304 | 303.7 | 303.4 | 303.3 | 303.1 | 295.8 | 13.97 | 1.87 | 13.76 | 12.4 | 13.39% | 303.955 | 13.8028 | 0.13422 | 13.8412 | 0.99723 | 13.9313 | 1999.97 | 1999.93
2012-03-12 12:50 | 14.99 | 14.88 | 14.7 | 14.51 | 14.29 | 14.02 | 13.72 | 13.45 | 13.19 | 12.72 | 307.2 | 307.2 | 307.2 | 307.1 | 306.9 | 306.8 | 306.5 | 306 | 305.5 | 305.2 | 297 | 14.28 | 1.96 | 14.06 | 12.38 | 13.73% | 306.755 | 13.9592 | 0.19988 | 13.9766 | 0.99876 | 14.2622 | 2000 | 2000
2012-03-12 13:00 | 13.76 | 13.6 | 13.35 | 13.1 | 12.77 | 12.44 | 12.19 | 11.97 | 11.79 | 11.5 | 308.7 | 309 | 309.8 | 310.2 | 310.1 | 309.6 | 308.9 | 308 | 307.5 | 307.7 | 300 | 13.21 | 1.76 | 12.97 | 11.94 | 13.32% | 309.495 | 12.5105 | 0.1876 | 12.4039 | 1.0086 | 13.3235 | 1999.21 | 1999.32
2012-03-12 13:10 | 13.79 | 13.63 | 13.41 | 13.21 | 12.99 | 12.82 | 12.73 | 12.6 | 12.38 | 12 | 307.6 | 307.8 | 308.3 | 308.5 | 308.3 | 307.6 | 306.8 | 306.2 | 305.8 | 306.1 | 297.9 | 13.11 | 1.71 | 12.96 | 12.02 | 13.04% | 307.48 | 12.8584 | 0.065103 | 12.8071 | 1.004 | 13.1625 | 1999.11 | 1999.16
2012-03-12 13:20 | 12.84 | 12.74 | 12.69 | 12.62 | 12.57 | 12.52 | 12.48 | 12.45 | 12.41 | 12.23 | 309.4 | 309.1 | 309.1 | 309.6 | 310.1 | 310.3 | 310.2 | 310.2 | 310.4 | 310.5 | 302.2 | 13.03 | 1.52 | 12.9 | 11.89 | 11.67% | 310.285 | 12.5232 | 0.029571 | 12.5143 | 1.0007 | 13.0393 | 1999.03 | 1999.04
2012-03-12 13:30 | 12.37 | 12.26 | 12.04 | 11.82 | 11.68 | 11.62 | 11.57 | 11.43 | 11.24 | 11.02 | 309.9 | 309.5 | 308.9 | 308.4 | 307.7 | 306.9 | 306.3 | 306.4 | 306.6 | 307 | 301.2 | 12.07 | 1.29 | 11.99 | 11.08 | 10.69% | 306.81 | 11.6181 | 0.039849 | 11.6128 | 1.0005 | 12.0755 | 1988.77 | 1988.88
2012-03-12 13:40 | 12.57 | 12.49 | 12.38 | 12.2 | 12.03 | 11.9 | 11.76 | 11.56 | 11.33 | 10.95 | 311.2 | 310.9 | 310.2 | 309.6 | 309.4 | 309.5 | 309.5 | 309.7 | 309.8 | 308.9 | 301.5 | 12.21 | 1.2 | 12.08 | 10.69 | 9.828% | 309.5 | 11.8567 | 0.10936 | 11.8798 | 0.99805 | 12.1862 | 1990.31 | 1990.09
2012-03-12 13:50 | 11.69 | 11.53 | 11.3 | 11.05 | 10.78 | 10.62 | 10.5 | 10.37 | 10.32 | 10.22 | 312.3 | 312.6 | 312.9 | 313.2 | 313.5 | 313.7 | 313.9 | 313.8 | 313.8 | 313.8 | 302.7 | 10.79 | 1.75 | 10.67 | 9.94 | 16.22% | 313.73 | 10.7103 | 0.10501 | 10.6027 | 1.0101 | 10.8995 | 1847.93 | 1877.3
2012-03-12 14:50 | 11.7 | 11.59 | 11.38 | 11.24 | 11.06 | 10.95 | 10.78 | 10.6 | 10.38 | 10.13 | 306.1 | 305.6 | 304.7 | 304.6 | 303.9 | 303.6 | 303.9 | 303.9 | 303.6 | 302.8 | 295.8 | 11.02 | 1.1 | 10.97 | 9.64 | 9.982% | 303.645 | 10.9009 | 0.14459 | 10.9255 | 0.99775 | 10.9952 | 1905.68 | 1904
2012-03-12 15:30 | 10.2 | 10.12 | 9.91 | 9.72 | 9.58 | 9.39 | 9.19 | 9.07 | 8.9 | 8.6 | 305.2 | 305 | 304.5 | 304.3 | 304.7 | 305.3 | 305.6 | 305.7 | 305.5 | 305.5 | 296.5 | 9.22 | 1.33 | 9.1 | 8.45 | 14.43% | 305.345 | 9.3854 | 0.19895 | 9.3611 | 1.0026 | 9.2439 | 1339.82 | 1347.44
2012-03-12 15:40 | 9.25 | 9.12 | 8.89 | 8.72 | 8.6 | 8.49 | 8.36 | 8.19 | 8.01 | 7.76 | 300.2 | 300.5 | 300.8 | 300.7 | 300.8 | 301.2 | 301.5 | 301.7 | 302.2 | 303.2 | 292.4 | 8.19 | 1.13 | 8.13 | 7.36 | 13.8% | 301.245 | 8.459 | 0.14259 | 8.4713 | 0.99855 | 8.1781 | 958.73 | 955.06
2012-03-12 15:50 | 9.05 | 8.97 | 8.92 | 8.86 | 8.69 | 8.46 | 8.28 | 8.13 | 7.94 | 7.66 | 301.4 | 300.9 | 299.9 | 299.8 | 300 | 299.8 | 299.3 | 299 | 298.8 | 299.4 | 291.7 | 8.38 | 1.18 | 8.32 | 7.15 | 14.08% | 299.725 | 8.4511 | 0.19874 | 8.434 | 1.002 | 8.3971 | 1028.46 | 1035.8
2012-03-12 16:00 | 8.98 | 8.89 | 8.71 | 8.52 | 8.42 | 8.37 | 8.28 | 8.14 | 8.05 | 7.89 | 296.9 | 296.6 | 296.6 | 296.3 | 296 | 295.8 | 296.2 | 296.2 | 295.5 | 294.7 | 290.5 | 9.01 | 1.47 | 8.94 | 7.83 | 16.32% | 295.86 | 8.3523 | 0.099904 | 8.357 | 0.99943 | 9.0049 | 1259.81 | 1256
2012-03-12 16:10 | 9.45 | 9.29 | 9.04 | 8.85 | 8.64 | 8.45 | 8.23 | 8.06 | 7.81 | 7.34 | 293.5 | 293.2 | 293 | 292.9 | 293 | 293.6 | 294.4 | 295.2 | 295.6 | 296 | 288.5 | 8.78 | 1.12 | 8.62 | 7.14 | 12.76% | 293.72 | 8.4287 | 0.24378 | 8.4181 | 1.0013 | 8.7911 | 1175.26 | 1178.93
2012-03-12 16:20 | 9.91 | 9.82 | 9.65 | 9.44 | 9.27 | 9.04 | 8.89 | 8.8 | 8.69 | 8.31 | 295.2 | 295 | 294.7 | 294.5 | 294.2 | 293.6 | 293.3 | 293 | 292.8 | 292.5 | 286.2 | 9.08 | 1.28 | 9.04 | 8.06 | 14.1% | 293.555 | 9.099 | 0.15462 | 9.0184 | 1.0089 | 9.1612 | 1286.48 | 1316.96
2012-03-12 16:30 | 9.26 | 9.14 | 8.9 | 8.73 | 8.65 | 8.56 | 8.48 | 8.46 | 8.38 | 7.97 | 297.1 | 297.1 | 296.9 | 296.4 | 296.4 | 297 | 296.7 | 296 | 295.7 | 295.5 | 288.8 | 9.22 | 1.24 | 9.11 | 7.94 | 13.45% | 296.955 | 8.5828 | 0.08677 | 8.5485 | 1.004 | 9.257 | 1339.82 | 1355.06
2012-03-12 16:40 | 9.02 | 8.98 | 8.8 | 8.63 | 8.42 | 8.18 | 7.96 | 7.87 | 7.71 | 7.54 | 297 | 297.5 | 297.6 | 297.3 | 297.8 | 298.1 | 298 | 298.5 | 298.4 | 297.5 | 289.8 | 8.44 | 1.31 | 8.37 | 7.22 | 15.52% | 298.085 | 8.2241 | 0.25194 | 8.1481 | 1.0093 | 8.5188 | 1050.48 | 1079.84
2012-03-12 16:50 | 9.14 | 9.05 | 8.85 | 8.68 | 8.55 | 8.44 | 8.21 | 7.98 | 7.78 | 7.49 | 300.7 | 300.3 | 299.8 | 299 | 298.8 | 299 | 299.1 | 299 | 299.5 | 299 | 291 | 8.22 | 1.09 | 8.1 | 7.06 | 13.26% | 299.015 | 8.3478 | 0.25532 | 8.4067 | 0.993 | 8.1625 | 969.74 | 947.72
2012-03-12 17:00 | 8.91 | 8.79 | 8.61 | 8.48 | 8.3 | 8.13 | 7.99 | 7.85 | 7.54 | 6.9 | 301.7 | 301.7 | 301.3 | 300.9 | 300.8 | 300.7 | 300.3 | 299.8 | 299.1 | 298.4 | 292.2 | 8.27 | 1.02 | 8.13 | 6.98 | 12.33% | 300.64 | 8.1026 | 0.16052 | 8.1098 | 0.99911 | 8.2627 | 988.09 | 984.42
2012-03-12 17:10 | 8.7 | 8.6 | 8.37 | 8.04 | 7.79 | 7.54 | 7.25 | 6.99 | 6.78 | 6.5 | 304.1 | 304 | 304 | 304 | 304.3 | 305 | 305.4 | 305.7 | 305.6 | 305.3 | 297.3 | 7.35 | 0.9 | 7.15 | 6 | 12.24% | 305.06 | 7.5501 | 0.36244 | 7.4977 | 1.007 | 7.4014 | 693.35 | 708.4
2012-03-12 17:20 | 7.52 | 7.38 | 7.22 | 7.1 | 6.87 | 6.56 | 6.31 | 6.05 | 5.82 | 5.58 | 297.2 | 297.3 | 297.6 | 298.1 | 298.6 | 298 | 298.4 | 298.9 | 299.4 | 299.4 | 291.1 | 6.75 | 1.04 | 6.65 | 5.56 | 15.41% | 298.06 | 6.5695 | 0.35906 | 6.5236 | 1.007 | 6.7975 | 531.5 | 542.8
2012-03-12 17:30 | 8.68 | 8.56 | 8.37 | 8.23 | 8.06 | 7.77 | 7.47 | 7.13 | 6.82 | 6.52 | 295.8 | 295.8 | 295.5 | 296.4 | 297.3 | 298.4 | 299.2 | 299.1 | 298.5 | 297.3 | 289.4 | 7.12 | 1.11 | 6.93 | 5.86 | 15.59% | 298.52 | 7.6933 | 0.36387 | 7.7263 | 0.99573 | 7.0896 | 624.12 | 615.09
2012-03-12 17:40 | 9.86 | 9.82 | 9.57 | 9.22 | 8.94 | 8.63 | 8.3 | 7.95 | 7.64 | 7.31 | 298.4 | 298 | 297.1 | 296.9 | 296.6 | 296 | 295.9 | 295.9 | 296 | 296.1 | 288.3 | 8.24 | 1.07 | 8.06 | 6.75 | 12.99% | 295.985 | 8.622 | 0.3603 | 8.5819 | 1.0047 | 8.2785 | 977.08 | 991.76
2012-03-12 17:50 | 9.42 | 9.34 | 9.13 | 8.76 | 8.38 | 7.99 | 7.76 | 7.6 | 7.48 | 7.1 | 295.3 | 295.1 | 295 | 295.1 | 294.8 | 294.7 | 295 | 294.9 | 294.9 | 295.2 | 287.3 | 8.08 | 1.14 | 7.91 | 6.77 | 14.11% | 294.745 | 8.1711 | 0.26991 | 7.9566 | 1.027 | 8.2978 | 918.36 | 999.1
2012-03-12 18:00 | 8.52 | 8.4 | 8.21 | 7.97 | 7.74 | 7.61 | 7.53 | 7.36 | 7.12 | 6.71 | 297.9 | 297.6 | 297.6 | 296.9 | 296.3 | 296.4 | 296.6 | 296.4 | 296 | 295.6 | 287.6 | 7.65 | 1.03 | 7.47 | 6.22 | 13.46% | 296.43 | 7.6373 | 0.09766 | 7.5985 | 1.0051 | 7.689 | 783.65 | 795.69
2012-03-12 18:10 | 8.02 | 7.9 | 7.64 | 7.5 | 7.37 | 7.11 | 6.81 | 6.55 | 6.3 | 5.85 | 293.4 | 293.2 | 292.8 | 292.3 | 292 | 291.5 | 290.9 | 290.4 | 290.4 | 291.3 | 283.6 | 7.14 | 0.72 | 6.96 | 5.45 | 10.08% | 291.41 | 7.0398 | 0.39838 | 7.0662 | 0.99627 | 7.1133 | 630.14 | 621.11
2012-03-12 18:20 | 8.77 | 8.68 | 8.47 | 8.19 | 7.9 | 7.64 | 7.37 | 7.05 | 6.67 | 6.06 | 291.2 | 290.8 | 290.1 | 289.7 | 289.5 | 289.1 | 289.1 | 288.3 | 287 | 286.8 | 281.9 | 7.76 | 1.09 | 7.61 | 6.02 | 14.05% | 289.1 | 7.6134 | 0.33249 | 7.6007 | 1.0017 | 7.773 | 816.76 | 819.77
2012-03-12 18:30 | 9.15 | 9 | 8.89 | 8.87 | 8.78 | 8.53 | 8.21 | 7.96 | 7.76 | 7.21 | 292 | 291.6 | 290.4 | 289.3 | 288.7 | 288.4 | 287.6 | 286.5 | 285.3 | 284 | 280.7 | 8.35 | 1.06 | 8.23 | 7.01 | 12.69% | 288.28 | 8.4022 | 0.35334 | 8.4834 | 0.99043 | 8.2701 | 1017.45 | 988.09
2012-03-12 18:40 | 11.04 | 10.87 | 10.52 | 10.13 | 9.91 | 9.73 | 9.45 | 9.18 | 8.9 | 8.46 | 291.8 | 291.4 | 291.2 | 291.6 | 291.8 | 291.4 | 290.6 | 289.8 | 289 | 289.1 | 284.2 | 9.95 | 1.5 | 9.82 | 8.33 | 15.08% | 291.28 | 9.6896 | 0.26983 | 9.6894 | 1 | 9.9502 | 1617.95 | 1617.95
2012-03-12 18:50 | 12.74 | 12.55 | 12.23 | 11.95 | 11.63 | 11.32 | 11.1 | 10.9 | 10.64 | 10.14 | 296.1 | 296 | 295.8 | 295.5 | 295.2 | 295 | 294.8 | 294 | 293.4 | 293.3 | 286 | 11.49 | 1.79 | 11.21 | 9.44 | 15.58% | 294.97 | 11.3873 | 0.18136 | 11.2882 | 1.0088 | 11.5909 | 1945.16 | 1953.56
2012-03-12 19:00 | 12.91 | 12.76 | 12.54 | 12.38 | 12.24 | 11.97 | 11.7 | 11.53 | 11.38 | 10.9 | 296.6 | 296.2 | 295.4 | 295.2 | 295.3 | 295.1 | 294.8 | 295 | 295.6 | 295.9 | 286.5 | 11.94 | 1.47 | 11.77 | 9.77 | 12.31% | 295.055 | 11.9444 | 0.21083 | 11.9309 | 1.0011 | 11.9535 | 1982.96 | 1983.8
2012-03-12 19:10 | 12.2 | 12.1 | 11.99 | 11.89 | 11.76 | 11.58 | 11.41 | 11.19 | 10.92 | 10.41 | 297.2 | 297 | 296.6 | 296.1 | 295.8 | 295.4 | 294.9 | 294.5 | 294.4 | 294.7 | 288.3 | 11.72 | 1.19 | 11.61 | 10 | 10.15% | 295.325 | 11.5028 | 0.13667 | 11.5555 | 0.99544 | 11.6666 | 1964.48 | 1960.28
2012-03-12 19:20 | 11.55 | 11.38 | 11.1 | 10.97 | 10.86 | 10.62 | 10.43 | 10.3 | 10.03 | 9.31 | 295.8 | 295.4 | 294.6 | 294.4 | 294.5 | 294.5 | 294.3 | 293.9 | 293.2 | 293 | 285.7 | 10.83 | 1.57 | 10.76 | 9.14 | 14.5% | 294.47 | 10.5878 | 0.16683 | 10.5926 | 0.99955 | 10.8251 | 1858.61 | 1858.61
2012-03-12 19:30 | 14.43 | 14.4 | 14.26 | 14.04 | 13.77 | 13.36 | 12.86 | 12.38 | 11.97 | 11.33 | 293 | 292.8 | 292.5 | 292.3 | 292.1 | 291.8 | 291.2 | 290.4 | 290.2 | 289.4 | 284 | 13.31 | 1.63 | 13.15 | 10.94 | 12.25% | 291.71 | 13.2149 | 0.35248 | 13.2872 | 0.99456 | 13.2375 | 1999.31 | 1999.24
2012-03-12 19:40 | 15.1 | 15.04 | 14.99 | 14.92 | 14.76 | 14.49 | 14.2 | 13.98 | 13.81 | 13.46 | 296.2 | 296 | 296 | 295.8 | 295.2 | 294.2 | 293.5 | 293 | 292.8 | 292.7 | 288.4 | 14.64 | 1.4 | 14.54 | 12.64 | 9.563% | 294.095 | 14.4199 | 0.18682 | 14.4481 | 0.99805 | 14.6114 | 2000 | 2000
2012-03-12 19:50 | 13.96 | 13.82 | 13.54 | 13.29 | 13.07 | 12.8 | 12.53 | 12.33 | 12.12 | 11.72 | 296.2 | 296 | 295.6 | 294.9 | 294.6 | 294.9 | 295.5 | 296 | 296.1 | 295.8 | 287.8 | 13.11 | 1.92 | 13 | 11.46 | 14.65% | 294.99 | 12.8 | 0.19701 | 12.761 | 1.0031 | 13.1501 | 1999.11 | 1999.15
2012-03-12 20:00 | 13.03 | 12.9 | 12.66 | 12.46 | 12.33 | 12.22 | 12.04 | 11.77 | 11.52 | 11.08 | 294 | 293.8 | 293.5 | 293.4 | 293.4 | 293.4 | 293.3 | 293.3 | 293.4 | 293.2 | 285 | 11.74 | 1.92 | 11.7 | 10.05 | 16.35% | 293.385 | 12.1237 | 0.13713 | 12.194 | 0.99423 | 11.6723 | 1966.16 | 1960.28
2012-03-12 20:10 | 11.76 | 11.69 | 11.59 | 11.43 | 11.18 | 10.95 | 10.71 | 10.43 | 10.15 | 9.64 | 290.7 | 290.6 | 290.5 | 290 | 289.1 | 288.2 | 288 | 288.3 | 288.1 | 287.4 | 282.5 | 11.78 | 1.34 | 11.74 | 10.37 | 11.38% | 288.17 | 10.8928 | 0.20479 | 10.9153 | 0.99794 | 11.7557 | 1969.52 | 1967.84
2012-03-12 20:20 | 13.05 | 12.84 | 12.49 | 12.22 | 11.94 | 11.61 | 11.33 | 11.1 | 10.9 | 10.46 | 292.9 | 292.8 | 292.7 | 292.6 | 292.4 | 292.2 | 291.9 | 291.4 | 291.3 | 291.3 | 283.6 | 11.61 | 1.46 | 11.51 | 10.13 | 12.58% | 292.155 | 11.6532 | 0.2256 | 11.5695 | 1.0072 | 11.6941 | 1955.24 | 1961.96
2012-03-12 20:30 | 14.02 | 13.92 | 13.71 | 13.53 | 13.42 | 13.31 | 13.16 | 12.93 | 12.61 | 12.08 | 289.6 | 289.5 | 289 | 288 | 287.1 | 286.6 | 286.5 | 286.5 | 286.1 | 285.4 | 280.5 | 13.63 | 2.12 | 13.46 | 12.06 | 15.55% | 286.585 | 13.2074 | 0.10473 | 13.2884 | 0.99391 | 13.5469 | 1999.63 | 1999.55
2012-03-12 20:40 | 15.39 | 15.25 | 14.97 | 14.72 | 14.53 | 14.34 | 14.07 | 13.74 | 13.33 | 12.74 | 288.5 | 288.3 | 288.2 | 288.2 | 288 | 287.7 | 287.6 | 287.6 | 287.5 | 287.1 | 280 | 14.58 | 1.8 | 14.34 | 12.68 | 12.35% | 287.685 | 14.2171 | 0.17565 | 14.301 | 0.99413 | 14.4945 | 2000 | 2000
2012-03-12 20:50 | 16.99 | 16.94 | 16.81 | 16.59 | 16.31 | 15.94 | 15.53 | 15.06 | 14.62 | 14.1 | 291 | 290.9 | 290.7 | 290.7 | 290.8 | 291.2 | 291.7 | 291.9 | 291.8 | 291.3 | 283.2 | 15.47 | 2.25 | 15.23 | 13.68 | 14.54% | 291.275 | 15.81 | 0.2408 | 15.8806 | 0.99555 | 15.4012 | 2000 | 2000
2012-03-12 21:00 | 17.9 | 17.81 | 17.64 | 17.45 | 17.18 | 16.86 | 16.57 | 16.28 | 15.88 | 15.14 | 293.9 | 293.9 | 293.6 | 293.1 | 292.7 | 292.6 | 292.6 | 292.7 | 292.9 | 293.2 | 285.4 | 16.75 | 2.32 | 16.65 | 14.16 | 13.85% | 292.6 | 16.7955 | 0.16033 | 16.8181 | 0.99866 | 16.7275 | 2000 | 2000
2012-03-12 21:10 | 18.43 | 18.32 | 18.06 | 17.76 | 17.41 | 17.06 | 16.85 | 16.69 | 16.33 | 15.48 | 296.9 | 296.6 | 296.1 | 296.3 | 296.6 | 296.6 | 296.4 | 296.2 | 295.8 | 295.3 | 287.9 | 17.21 | 2.42 | 17.11 | 15 | 14.06% | 296.57 | 17.1274 | 0.11446 | 17.0298 | 1.0057 | 17.3087 | 2000 | 2000
2012-03-12 21:20 | 16.76 | 16.61 | 16.35 | 16.11 | 15.92 | 15.64 | 15.24 | 14.79 | 14.35 | 13.78 | 295.2 | 295.2 | 295 | 294.7 | 294.4 | 294 | 293.8 | 293.6 | 293.3 | 292.9 | 285 | 15.62 | 1.99 | 15.37 | 13.03 | 12.74% | 293.97 | 15.4606 | 0.23942 | 15.5821 | 0.99221 | 15.4982 | 2000 | 2000
2012-03-12 21:30 | 14.54 | 14.41 | 14.2 | 14.01 | 13.82 | 13.71 | 13.59 | 13.39 | 13.13 | 12.57 | 294.4 | 294.1 | 293.8 | 293.6 | 293.3 | 293.4 | 293.6 | 293.8 | 293.8 | 293.6 | 285.4 | 14.07 | 1.76 | 13.94 | 11.85 | 12.51% | 293.43 | 13.6647 | 0.08124 | 13.6927 | 0.99795 | 14.0412 | 2000 | 2000
2012-03-12 21:40 | 15.88 | 15.78 | 15.57 | 15.4 | 15.29 | 15.19 | 15.04 | 14.85 | 14.59 | 13.98 | 296.9 | 297 | 297.2 | 297.5 | 297.9 | 298.3 | 298.3 | 298 | 297.7 | 297.3 | 289 | 15.59 | 1.88 | 15.35 | 13.43 | 12.06% | 298.3 | 15.0999 | 0.091708 | 15.1684 | 0.99548 | 15.5195 | 2000 | 2000
2012-03-12 21:50 | 16.5 | 16.38 | 16.14 | 15.91 | 15.7 | 15.49 | 15.33 | 15.17 | 14.98 | 14.44 | 299.3 | 299.3 | 299.3 | 299.2 | 298.8 | 298.4 | 298 | 297.8 | 297.5 | 296.9 | 291.3 | 16.04 | 1.9 | 15.87 | 14.54 | 11.85% | 298.34 | 15.5062 | 0.095949 | 15.467 | 1.0025 | 16.0807 | 2000 | 2000
2012-03-12 22:00 | 16.87 | 16.78 | 16.63 | 16.46 | 16.3 | 16.15 | 15.92 | 15.61 | 15.29 | 14.74 | 298.4 | 298.3 | 298.2 | 298.1 | 297.8 | 297.1 | 296.2 | 295.8 | 295.6 | 295.7 | 289.4 | 16.72 | 2.5 | 16.52 | 14.46 | 14.95% | 296.965 | 16.0142 | 0.13255 | 16.1168 | 0.99363 | 16.6136 | 2000 | 2000
2012-03-12 22:10 | 16.81 | 16.75 | 16.62 | 16.45 | 16.26 | 16.09 | 15.92 | 15.7 | 15.38 | 14.92 | 296 | 295.8 | 295.6 | 295.6 | 295.5 | 295.3 | 294.9 | 294.7 | 294.5 | 294 | 288.2 | 16.88 | 1.81 | 16.68 | 14.79 | 10.72% | 295.24 | 16.028 | 0.098156 | 16.0655 | 0.99766 | 16.8406 | 2000 | 2000
2012-03-12 22:20 | 17.54 | 17.47 | 17.28 | 17.08 | 16.87 | 16.6 | 16.28 | 15.94 | 15.6 | 15.09 | 299 | 298.8 | 298.5 | 297.9 | 297.8 | 297.8 | 297.8 | 297.6 | 297.1 | 296.8 | 289 | 16.93 | 2.11 | 16.7 | 14.74 | 12.46% | 297.8 | 16.492 | 0.17988 | 16.5538 | 0.99627 | 16.8668 | 2000 | 2000
2012-03-12 22:30 | 17.21 | 17.04 | 16.7 | 16.42 | 16.26 | 16.14 | 16.03 | 15.84 | 15.6 | 15.1 | 299.5 | 299.6 | 300 | 299.9 | 299.8 | 299.4 | 299.1 | 299 | 298.8 | 298.4 | 291.4 | 16.79 | 2.4 | 16.73 | 15.4 | 14.29% | 299.355 | 16.1226 | 0.063196 | 16.1242 | 0.9999 | 16.7883 | 2000 | 2000
2012-03-12 22:40 | 17.32 | 17.2 | 17.08 | 16.98 | 16.87 | 16.82 | 16.84 | 16.82 | 16.73 | 16.16 | 300 | 300.1 | 300.2 | 299.8 | 299.3 | 298.9 | 298.8 | 298.9 | 299 | 299.2 | 291.4 | 17.47 | 2.44 | 17.39 | 15.67 | 13.97% | 298.885 | 16.8488 | -0.010982 | 16.8229 | 1.0015 | 17.497 | 2000 | 2000
2012-03-12 23:00 | 13.96 | 13.9 | 13.75 | 13.51 | 13.27 | 13.1 | 13.07 | 13.08 | 12.95 | 12.55 | 313.1 | 313.2 | 313.3 | 313.3 | 313 | 312.5 | 312 | 311.7 | 311.4 | 311.6 | 304.6 | 13.99 | 2.13 | 13.81 | 12.55 | 15.23% | 312.425 | 13.229 | 0.021187 | 13.0957 | 1.0102 | 14.1324 | 1999.99 | 2000
2012-03-12 23:10 | 17.4 | 17.35 | 17.19 | 16.89 | 16.6 | 16.37 | 16.18 | 15.89 | 15.53 | 14.88 | 311.5 | 311.5 | 311.8 | 312.2 | 312.5 | 312.8 | 312.9 | 313 | 313.5 | 314 | 304 | 16.64 | 2.09 | 16.49 | 14.96 | 12.56% | 312.815 | 16.342 | 0.10788 | 16.3426 | 0.99996 | 16.6393 | 2000 | 2000
2012-03-12 23:20 | 14.46 | 14.3 | 14.03 | 13.82 | 13.54 | 13.21 | 12.88 | 12.59 | 12.33 | 12.07 | 304.7 | 304.5 | 303.9 | 303.5 | 303.2 | 303.1 | 303.4 | 304 | 304.5 | 305.7 | 297.8 | 13.9 | 1.92 | 13.67 | 12.41 | 13.81% | 303.145 | 13.1947 | 0.23378 | 13.1622 | 1.0025 | 13.9343 | 1999.9 | 1999.93
2012-03-12 23:30 | 13.13 | 13.05 | 12.88 | 12.72 | 12.62 | 12.48 | 12.23 | 11.93 | 11.6 | 11.04 | 306 | 305.8 | 305.4 | 305.3 | 305.5 | 306 | 306.6 | 307 | 307.8 | 309.4 | 299.4 | 12.55 | 1.32 | 12.37 | 10.58 | 10.52% | 306.09 | 12.3197 | 0.187 | 12.4439 | 0.99002 | 12.4248 | 1994.05 | 1992.62
2012-03-12 23:40 | 13.63 | 13.49 | 13.22 | 12.97 | 12.77 | 12.6 | 12.46 | 12.28 | 12.01 | 11.4 | 306.7 | 306.7 | 306.8 | 307 | 307.2 | 307.1 | 307.1 | 307.3 | 307.4 | 307.6 | 299.3 | 12.94 | 1.94 | 12.75 | 11.01 | 14.99% | 307.1 | 12.5916 | 0.10325 | 12.5798 | 1.0009 | 12.9521 | 1998.34 | 1998.45
2012-03-12 23:50 | 13.7 | 13.66 | 13.56 | 13.41 | 13.27 | 13.19 | 13.08 | 12.89 | 12.67 | 12.29 | 307.9 | 308.1 | 308.1 | 307.8 | 307.4 | 307.1 | 307.4 | 307.8 | 307.5 | 307.3 | 298.8 | 13 | 1.56 | 12.9 | 11.57 | 12% | 307.145 | 13.1271 | 0.07739 | 13.1742 | 0.99642 | 12.9535 | 1999 | 1998.45
2012-03-13 | 12.88 | 12.82 | 12.6 | 12.31 | 12.08 | 11.88 | 11.73 | 11.59 | 11.47 | 11.09 | 303.1 | 302.9 | 302.7 | 303.1 | 303.5 | 303.6 | 304.1 | 304.2 | 303.7 | 303.9 | 296.2 | 12.24 | 1.89 | 12.14 | 11.18 | 15.44% | 303.675 | 11.9401 | 0.11742 | 11.8584 | 1.0069 | 12.3243 | 1990.64 | 1991.52
2012-03-13 00:10 | 11.9 | 11.77 | 11.51 | 11.22 | 10.99 | 10.86 | 10.82 | 10.73 | 10.57 | 10.18 | 299.9 | 299.7 | 299.1 | 298.1 | 297.5 | 297.1 | 296.7 | 296.3 | 296.1 | 296.6 | 289.3 | 11.41 | 1.45 | 11.39 | 10.4 | 12.71% | 297.04 | 10.9453 | 0.0341 | 10.8543 | 1.0084 | 11.5057 | 1938.44 | 1946.84
2012-03-13 00:20 | 12.69 | 12.61 | 12.46 | 12.32 | 12.16 | 11.94 | 11.75 | 11.52 | 11.28 | 10.89 | 293.5 | 293.1 | 292.7 | 292.3 | 292.1 | 292.1 | 291.9 | 291.6 | 291.6 | 292 | 285.6 | 12.15 | 2.06 | 12.01 | 10.47 | 16.95% | 292.07 | 11.897 | 0.14823 | 11.9126 | 0.99869 | 12.1341 | 1989.65 | 1989.43
2012-03-13 00:30 | 13.83 | 13.76 | 13.62 | 13.54 | 13.45 | 13.39 | 13.27 | 13.03 | 12.68 | 12.12 | 297.5 | 297.4 | 297.2 | 296.5 | 295.9 | 295.7 | 295.3 | 294.7 | 294.7 | 294 | 286.5 | 13.02 | 2.08 | 12.95 | 11.47 | 15.98% | 295.64 | 13.2454 | 0.08319 | 13.3727 | 0.99048 | 12.8961 | 1999.02 | 1997.9
2012-03-13 00:40 | 14.09 | 14.06 | 13.98 | 13.91 | 13.8 | 13.69 | 13.64 | 13.52 | 13.38 | 13.06 | 297.9 | 297.7 | 297.4 | 297.4 | 297.5 | 297.4 | 297.4 | 297.3 | 297.1 | 296.6 | 290.5 | 13.9 | 1.9 | 13.77 | 11.82 | 13.67% | 297.4 | 13.681 | 0.033813 | 13.6828 | 0.99987 | 13.8981 | 1999.9 | 1999.9
2012-03-13 00:50 | 13.08 | 13.05 | 12.97 | 12.82 | 12.67 | 12.43 | 12.19 | 12.04 | 11.92 | 11.55 | 299.4 | 299.5 | 299.6 | 299.7 | 299.6 | 299.4 | 299.3 | 299.4 | 299.4 | 299 | 292.1 | 12.62 | 2.52 | 12.54 | 10.74 | 19.97% | 299.385 | 12.4127 | 0.18017 | 12.3953 | 1.0014 | 12.6377 | 1994.82 | 1995.04
2012-03-13 01:00 | 13.36 | 13.28 | 13.14 | 13.03 | 13 | 12.91 | 12.78 | 12.62 | 12.37 | 11.77 | 291.4 | 291.2 | 290.7 | 290.4 | 290.4 | 290.3 | 289.9 | 290 | 290.5 | 291.1 | 285.5 | 13.23 | 1.84 | 13.19 | 11.61 | 13.91% | 290.24 | 12.8013 | 0.093526 | 12.8913 | 0.99302 | 13.1377 | 1999.23 | 1999.14
2012-03-13 01:10 | 13.69 | 13.7 | 13.68 | 13.56 | 13.46 | 13.36 | 13.2 | 13.01 | 12.74 | 12.17 | 292.7 | 292.7 | 292.6 | 292.5 | 292.3 | 291.9 | 291.4 | 291.4 | 291.8 | 292.2 | 286.4 | 13.2 | 1.71 | 13.19 | 11.96 | 12.95% | 291.825 | 13.247 | 0.11134 | 13.337 | 0.99325 | 13.1109 | 1999.2 | 1999.11
2012-03-13 01:20 | 13.39 | 13.29 | 13.04 | 12.79 | 12.58 | 12.39 | 12.24 | 12.08 | 11.89 | 11.58 | 298.8 | 298.8 | 298.8 | 298.5 | 298.2 | 298.2 | 298.1 | 298 | 297.7 | 296.7 | 291.1 | 13.01 | 1.76 | 12.86 | 11.54 | 13.53% | 298.185 | 12.42 | 0.11256 | 12.3684 | 1.0042 | 13.0643 | 1999.01 | 1999.06
2012-03-13 01:30 | 12.1 | 11.98 | 11.82 | 11.59 | 11.39 | 11.27 | 11.19 | 11.07 | 10.99 | 10.95 | 299 | 299.3 | 299.7 | 299.4 | 298.7 | 297.6 | 296.8 | 296.4 | 296.1 | 295.5 | 288.5 | 11.68 | 1.9 | 11.65 | 10.71 | 16.27% | 297.48 | 11.3291 | 0.065831 | 11.2585 | 1.0063 | 11.7533 | 1961.12 | 1967
2012-03-13 01:40 | 13.68 | 13.6 | 13.45 | 13.29 | 13.11 | 12.94 | 12.72 | 12.46 | 12.21 | 11.72 | 300.9 | 300.8 | 300.8 | 300.7 | 300.5 | 300.2 | 299.8 | 299.5 | 299.4 | 299.4 | 292.2 | 13.37 | 1.5 | 13.26 | 11.78 | 11.22% | 300.14 | 12.8556 | 0.15846 | 12.9082 | 0.99592 | 13.3155 | 1999.37 | 1999.32
2012-03-13 01:50 | 13.83 | 13.66 | 13.38 | 13.27 | 13.22 | 13.15 | 13.06 | 12.97 | 12.83 | 12.31 | 298.8 | 298.8 | 298.8 | 298.4 | 298.4 | 298.6 | 298.7 | 298.7 | 298.9 | 299.4 | 289.5 | 13.02 | 2.08 | 12.99 | 11.88 | 15.98% | 298.615 | 13.106 | 0.063464 | 13.1371 | 0.99763 | 12.9892 | 1999.02 | 1998.89
2012-03-13 02:00 | 15.84 | 15.8 | 15.68 | 15.48 | 15.28 | 15.04 | 14.69 | 14.41 | 14.15 | 13.49 | 298.6 | 298.4 | 297.8 | 297.2 | 296.9 | 296.7 | 296.6 | 296.8 | 297.1 | 297.2 | 290.5 | 15.16 | 2.09 | 14.99 | 13.19 | 13.79% | 296.685 | 14.925 | 0.21759 | 14.9893 | 0.99571 | 15.0949 | 2000 | 2000
2012-03-13 02:10 | 14.64 | 14.59 | 14.47 | 14.3 | 14.1 | 13.84 | 13.58 | 13.32 | 13.08 | 12.6 | 297.7 | 297.4 | 297.2 | 297.4 | 297.7 | 297.8 | 297.6 | 297.3 | 297 | 296.4 | 289.2 | 14.08 | 2.39 | 13.98 | 12.68 | 16.97% | 297.77 | 13.7852 | 0.17525 | 13.8024 | 0.99875 | 14.0624 | 2000 | 2000
2012-03-13 02:20 | 14.05 | 13.95 | 13.76 | 13.61 | 13.48 | 13.27 | 13.06 | 12.96 | 12.85 | 12.52 | 296.4 | 296 | 295.4 | 295.1 | 295 | 295.1 | 295.1 | 295.1 | 294.9 | 294.9 | 285.7 | 13.42 | 2.12 | 13.37 | 12.04 | 15.8% | 295.1 | 13.2695 | 0.14741 | 13.2397 | 1.0022 | 13.4502 | 1999.42 | 1999.45
2012-03-13 02:30 | 15.59 | 15.5 | 15.32 | 15.01 | 14.69 | 14.48 | 14.4 | 14.36 | 14.26 | 14.03 | 301.4 | 301.6 | 301.9 | 301.5 | 301 | 300.3 | 299.5 | 298.9 | 298.6 | 298.4 | 291.7 | 15.62 | 2.86 | 15.59 | 14.14 | 18.31% | 300.18 | 14.6361 | 0.051197 | 14.4685 | 1.0116 | 15.8009 | 2000 | 2000
2012-03-13 02:40 | 17.58 | 17.46 | 17.32 | 17.2 | 17.03 | 16.78 | 16.56 | 16.41 | 16.28 | 15.8 | 300.3 | 299.9 | 299.6 | 299.9 | 299.9 | 299.6 | 299.4 | 299.9 | 300.8 | 301.4 | 291.6 | 17.49 | 2.7 | 17.32 | 15.33 | 15.44% | 299.57 | 16.7683 | 0.12196 | 16.7483 | 1.0012 | 17.5109 | 2000 | 2000
2012-03-13 02:50 | 18.28 | 18.19 | 18 | 17.89 | 17.81 | 17.71 | 17.59 | 17.37 | 17.07 | 16.51 | 301.3 | 301.2 | 301 | 300.9 | 301.1 | 301.1 | 301 | 300.9 | 300.8 | 300.9 | 294.6 | 18.47 | 2.68 | 18.29 | 16.28 | 14.51% | 301.085 | 17.5999 | 0.062828 | 17.6928 | 0.99475 | 18.373 | 2000 | 2000
2012-03-13 03:00 | 16.72 | 16.64 | 16.55 | 16.4 | 16.23 | 16.07 | 15.94 | 15.78 | 15.6 | 15.13 | 300.3 | 300.1 | 300 | 299.9 | 299.6 | 299.3 | 299.1 | 298.9 | 298.7 | 298.9 | 291.9 | 16.67 | 2.07 | 16.46 | 14.58 | 12.42% | 299.27 | 16.0505 | 0.07506 | 16.0513 | 0.99995 | 16.6691 | 2000 | 2000
2012-03-13 03:10 | 16.37 | 16.32 | 16.18 | 16.05 | 15.88 | 15.65 | 15.43 | 15.15 | 14.82 | 14.36 | 299.5 | 299.6 | 299.6 | 299.6 | 299.8 | 299.8 | 299.9 | 300.3 | 300.9 | 301.3 | 293.5 | 16.07 | 2.45 | 15.88 | 14.31 | 15.25% | 299.815 | 15.5626 | 0.13083 | 15.6183 | 0.99643 | 16.0127 | 2000 | 2000
2012-03-13 03:20 | 15.57 | 15.43 | 15.27 | 15.18 | 15.06 | 14.92 | 14.83 | 14.62 | 14.22 | 13.71 | 297 | 296.9 | 296.8 | 296.5 | 296.2 | 296.2 | 296.5 | 296.7 | 296.8 | 297.1 | 288.5 | 15.81 | 2.11 | 15.74 | 14.03 | 13.35% | 296.245 | 14.8365 | 0.055912 | 14.9071 | 0.99527 | 15.7351 | 2000 | 2000
2012-03-13 03:30 | 19.68 | 19.58 | 19.43 | 19.23 | 19.03 | 18.88 | 18.84 | 18.77 | 18.65 | 18.34 | 301.3 | 301.1 | 300.8 | 300.8 | 300.9 | 301.2 | 301.5 | 301.6 | 301.6 | 301.5 | 294.4 | 19.34 | 2.56 | 19.27 | 17.89 | 13.24% | 301.245 | 18.9589 | 0.019599 | 18.8743 | 1.0045 | 19.4267 | 2000 | 2000
2012-03-13 03:40 | 18.49 | 18.39 | 18.19 | 18.03 | 17.86 | 17.58 | 17.24 | 16.9 | 16.68 | 16.33 | 298 | 298 | 297.9 | 298.2 | 298.6 | 298.7 | 299 | 299.2 | 299.3 | 299.2 | 290.8 | 18.17 | 2.47 | 17.93 | 16.63 | 13.59% | 298.745 | 17.4755 | 0.18047 | 17.5309 | 0.99684 | 18.1126 | 2000 | 2000
2012-03-13 03:50 | 19.1 | 18.98 | 18.69 | 18.26 | 17.83 | 17.59 | 17.46 | 17.25 | 16.84 | 16.17 | 298.4 | 298.3 | 298 | 297.7 | 297.6 | 297.8 | 298 | 298.4 | 298.7 | 298.3 | 290.2 | 18.08 | 2.7 | 17.85 | 16.08 | 14.93% | 297.83 | 17.6745 | 0.06855 | 17.5713 | 1.0059 | 18.1862 | 2000 | 2000
2012-03-13 04:10 | 20.69 | 20.61 | 20.5 | 20.38 | 20.26 | 20.16 | 20.08 | 19.91 | 19.71 | 19.4 | 299.3 | 299.5 | 299.7 | 299.9 | 300.3 | 300.6 | 300.8 | 300.9 | 300.7 | 299.8 | 292.9 | 20.15 | 2.69 | 20.07 | 18.57 | 13.35% | 300.63 | 20.1183 | 0.036744 | 20.1485 | 0.9985 | 20.1198 | 2000 | 2000
2012-03-13 04:20 | 19.26 | 19.19 | 19.14 | 19.03 | 18.99 | 18.93 | 18.84 | 18.67 | 18.51 | 18.18 | 299.4 | 299.4 | 299.4 | 299.3 | 299.3 | 299.3 | 299.1 | 298.8 | 298.6 | 299.1 | 292 | 19.71 | 2.09 | 19.52 | 17.82 | 10.6% | 299.27 | 18.8471 | 0.04404 | 18.9171 | 0.9963 | 19.6371 | 2000 | 2000
2012-03-13 05:50 | 19.43 | 19.3 | 18.98 | 18.63 | 18.29 | 17.96 | 17.65 | 17.43 | 17.3 | 17.09 | 308.3 | 308.3 | 307.8 | 307.4 | 307 | 307.1 | 306.8 | 306.5 | 306.1 | 305.7 | 298.8 | 18.76 | 1.93 | 18.6 | 17.37 | 10.29% | 307.055 | 18.0327 | 0.1609 | 17.9153 | 1.0066 | 18.883 | 2000 | 2000
2012-03-13 06:00 | 17.36 | 17.24 | 17.05 | 16.9 | 16.76 | 16.54 | 16.26 | 16 | 15.83 | 15.56 | 306.7 | 306.7 | 306.7 | 306.6 | 306.5 | 306.2 | 305.8 | 305.4 | 305.4 | 306.1 | 297.7 | 17.18 | 2.37 | 17.03 | 15.72 | 13.8% | 306.14 | 16.46 | 0.15778 | 16.4996 | 0.9976 | 17.1387 | 2000 | 2000
2012-03-13 06:10 | 17.71 | 17.64 | 17.49 | 17.36 | 17.16 | 16.87 | 16.66 | 16.48 | 16.25 | 15.74 | 310.7 | 310.6 | 310.5 | 310.2 | 310.1 | 310.2 | 310.7 | 311.2 | 311.6 | 312.5 | 301.8 | 17.56 | 1.93 | 17.29 | 15.66 | 10.99% | 310.275 | 16.8631 | 0.11575 | 16.8398 | 1.0014 | 17.5844 | 2000 | 2000
2012-03-13 06:20 | 15.55 | 15.46 | 15.28 | 15.13 | 15.04 | 14.9 | 14.71 | 14.51 | 14.28 | 13.91 | 311.8 | 311.7 | 311.9 | 312.7 | 313.5 | 313.7 | 313.7 | 313.7 | 313.8 | 313.9 | 303.6 | 14.89 | 1.89 | 14.76 | 13.5 | 12.69% | 313.7 | 14.8119 | 0.1186 | 14.8726 | 0.99592 | 14.8292 | 2000 | 2000
2012-03-13 06:30 | 14.77 | 14.64 | 14.43 | 14.35 | 14.28 | 14.16 | 14.03 | 13.87 | 13.66 | 13.21 | 304.9 | 304.9 | 305.1 | 305.3 | 305.4 | 305.4 | 305.3 | 305.2 | 305.3 | 305.7 | 296.9 | 14.6 | 1.5 | 14.41 | 13.19 | 10.27% | 305.385 | 14.0873 | 0.085231 | 14.1413 | 0.99618 | 14.5443 | 2000 | 2000
2012-03-13 06:40 | 18.04 | 17.91 | 17.73 | 17.59 | 17.44 | 17.25 | 17 | 16.68 | 16.39 | 15.97 | 301.4 | 301.4 | 301.2 | 301.1 | 301.1 | 300.8 | 300.6 | 300.6 | 300.6 | 301.1 | 293.6 | 17.91 | 2.06 | 17.68 | 15.43 | 11.5% | 300.77 | 17.1261 | 0.13491 | 17.214 | 0.99489 | 17.8186 | 2000 | 2000
2012-03-13 06:50 | 17.78 | 17.72 | 17.6 | 17.49 | 17.38 | 17.28 | 17.17 | 17 | 16.7 | 16.14 | 304.4 | 304.5 | 304.4 | 304.2 | 304 | 303.9 | 303.9 | 303.9 | 303.7 | 303.7 | 295.6 | 17.4 | 2.13 | 17.27 | 15.53 | 12.24% | 303.9 | 17.194 | 0.059014 | 17.2642 | 0.99593 | 17.3293 | 2000 | 2000
2012-03-13 07:10 | 17.97 | 17.96 | 17.87 | 17.71 | 17.54 | 17.4 | 17.27 | 17.18 | 16.99 | 16.4 | 301.2 | 300.8 | 300.3 | 300 | 299.8 | 299.7 | 299.6 | 299.4 | 299 | 298.4 | 292.6 | 18.22 | 1.91 | 18.05 | 16.31 | 10.48% | 299.685 | 17.3862 | 0.069301 | 17.3813 | 1.0003 | 18.2251 | 2000 | 2000
2012-03-13 07:20 | 18.5 | 18.43 | 18.26 | 18.15 | 18.13 | 18.1 | 18.06 | 17.97 | 17.79 | 17.55 | 300.7 | 300.6 | 300.4 | 300.2 | 299.8 | 299.5 | 299.3 | 299.1 | 298.9 | 298.6 | 292.5 | 18.94 | 1.88 | 18.82 | 17.25 | 9.926% | 299.47 | 18.0516 | 0.020445 | 18.0943 | 0.99764 | 18.8954 | 2000 | 2000
2012-03-13 07:30 | 19.1 | 19.08 | 18.93 | 18.68 | 18.49 | 18.33 | 18.14 | 17.99 | 17.82 | 17.26 | 302 | 301.9 | 301.7 | 301.7 | 301.8 | 301.6 | 301.3 | 300.9 | 300.4 | 299.7 | 294.1 | 19.06 | 1.75 | 18.89 | 16.83 | 9.182% | 301.555 | 18.308 | 0.096288 | 18.3027 | 1.0003 | 19.0656 | 2000 | 2000
2012-03-13 07:40 | 19.3 | 19.22 | 19.08 | 18.92 | 18.73 | 18.49 | 18.23 | 17.9 | 17.6 | 17.22 | 306.1 | 306.2 | 306.1 | 305.8 | 306.1 | 306.6 | 307.2 | 307.6 | 307.8 | 307.8 | 298.5 | 18.36 | 2.54 | 18.26 | 16.94 | 13.83% | 306.69 | 18.391 | 0.13087 | 18.4525 | 0.99667 | 18.2988 | 2000 | 2000
2012-03-13 07:50 | 18.4 | 18.32 | 18.23 | 18.1 | 17.92 | 17.75 | 17.62 | 17.51 | 17.4 | 17 | 306.6 | 306.5 | 306.6 | 306.6 | 306.4 | 306.1 | 305.8 | 305.6 | 305.6 | 305.8 | 297 | 18.41 | 2.24 | 18.22 | 16.9 | 12.17% | 306.055 | 17.764 | 0.06793 | 17.7313 | 1.0018 | 18.4439 | 2000 | 2000
2012-03-13 08:00 | 18.77 | 18.74 | 18.67 | 18.56 | 18.39 | 18.08 | 17.68 | 17.35 | 17.17 | 16.71 | 306.7 | 306.5 | 306.3 | 306.1 | 306.1 | 306.2 | 306.2 | 306.3 | 306.4 | 306.4 | 297.8 | 18.25 | 2.26 | 18.11 | 16.5 | 12.38% | 306.2 | 17.953 | 0.20674 | 18.0221 | 0.99616 | 18.18 | 2000 | 2000
2012-03-13 08:10 | 17.16 | 17.08 | 16.96 | 16.84 | 16.67 | 16.57 | 16.54 | 16.5 | 16.33 | 15.9 | 303.7 | 303.4 | 303 | 302.9 | 302.9 | 303 | 303.1 | 303.3 | 303.5 | 304.2 | 296.2 | 17.39 | 1.8 | 17.4 | 16.05 | 10.35% | 303.015 | 16.6049 | 0.016746 | 16.5657 | 1.0024 | 17.4311 | 2000 | 2000
2012-03-13 08:20 | 15.42 | 15.4 | 15.29 | 15.1 | 14.98 | 14.9 | 14.78 | 14.56 | 14.3 | 14.11 | 301.6 | 301.4 | 301.2 | 301 | 301 | 301.3 | 301.7 | 301.9 | 301.9 | 301.7 | 293.8 | 15.9 | 2.43 | 15.81 | 14 | 15.28% | 301.36 | 14.8264 | 0.074725 | 14.8827 | 0.99622 | 15.8398 | 2000 | 2000
2012-03-13 08:30 | 14.99 | 14.9 | 14.69 | 14.56 | 14.42 | 14.24 | 14.12 | 14.03 | 13.83 | 13.28 | 309.4 | 309.2 | 308.7 | 308.2 | 307.9 | 307.4 | 306.8 | 306.3 | 305.8 | 306.4 | 299.5 | 14.74 | 1.96 | 14.6 | 13.28 | 13.3% | 307.31 | 14.2407 | 0.078203 | 14.2227 | 1.0013 | 14.7586 | 2000 | 2000
2012-03-13 08:40 | 13.14 | 13.04 | 12.87 | 12.63 | 12.39 | 12.16 | 11.91 | 11.67 | 11.46 | 11.22 | 307.6 | 307.4 | 307.2 | 306.9 | 306.5 | 306.3 | 306.1 | 305.9 | 305.8 | 305.9 | 297 | 12.77 | 1.55 | 12.63 | 11.88 | 12.14% | 306.27 | 12.1461 | 0.19197 | 12.1239 | 1.0018 | 12.7935 | 1996.47 | 1996.69
2012-03-13 08:50 | 15.49 | 15.43 | 15.29 | 15.15 | 15.02 | 14.86 | 14.75 | 14.63 | 14.55 | 14.54 | 303.1 | 302.8 | 302.2 | 301.7 | 301.3 | 300.9 | 300.7 | 300.5 | 300.4 | 300.3 | 296 | 15.38 | 1.83 | 15.25 | 14.45 | 11.9% | 300.87 | 14.8896 | 0.06866 | 14.8442 | 1.0031 | 15.4271 | 2000 | 2000
2012-03-13 09:00 | 13.91 | 13.93 | 13.95 | 13.96 | 13.94 | 13.91 | 13.86 | 13.75 | 13.62 | 13.32 | 314.8 | 314.8 | 314.6 | 314.3 | 314 | 313.7 | 313.5 | 313.3 | 313.1 | 312.4 | 302.9 | 14.14 | 2.15 | 14.06 | 13.05 | 15.21% | 313.67 | 13.8301 | 0.033277 | 13.9028 | 0.99477 | 14.0661 | 2000 | 2000
2012-03-13 09:10 | 13.73 | 13.64 | 13.53 | 13.45 | 13.31 | 13.12 | 12.98 | 12.91 | 12.8 | 12.41 | 306.6 | 306.6 | 306.3 | 306.1 | 305.9 | 305.6 | 305.6 | 306 | 306.8 | 307.6 | 298.7 | 13.33 | 1.71 | 13.18 | 12.17 | 12.83% | 305.6 | 13.1337 | 0.099138 | 13.0998 | 1.0026 | 13.3644 | 1999.33 | 1999.36
2012-03-13 09:20 | 14.09 | 14.02 | 13.83 | 13.66 | 13.54 | 13.43 | 13.29 | 13.12 | 12.82 | 12.2 | 307.4 | 307.2 | 306.4 | 305.5 | 305.1 | 305 | 305 | 305.1 | 305.2 | 305.9 | 297.8 | 13.26 | 1.46 | 13.13 | 11.91 | 11.01% | 305 | 13.3503 | 0.096838 | 13.4099 | 0.99556 | 13.2011 | 1999.26 | 1999.2
2012-03-13 09:30 | 13.7 | 13.69 | 13.67 | 13.55 | 13.45 | 13.39 | 13.3 | 13.19 | 12.96 | 12.64 | 307.8 | 307.7 | 307.4 | 307.1 | 306.9 | 306.7 | 306.3 | 305.9 | 305.9 | 306.1 | 298 | 13.99 | 1.55 | 13.95 | 12.78 | 11.08% | 306.64 | 13.3314 | 0.062322 | 13.3771 | 0.99659 | 13.9423 | 1999.99 | 1999.94
2012-03-13 09:40 | 15.45 | 15.46 | 15.43 | 15.3 | 15.08 | 14.77 | 14.49 | 14.31 | 14.18 | 13.84 | 308.6 | 308.7 | 308.7 | 308.7 | 308.5 | 308.3 | 307.9 | 307.6 | 307.3 | 306.4 | 300.1 | 15.17 | 1.26 | 14.98 | 13.73 | 8.306% | 308.24 | 14.7688 | 0.17687 | 14.7296 | 1.0027 | 15.2105 | 2000 | 2000
2012-03-13 09:50 | 15.04 | 14.99 | 14.94 | 14.87 | 14.83 | 14.72 | 14.61 | 14.51 | 14.36 | 13.91 | 308.5 | 308.5 | 308.5 | 308.4 | 308.3 | 308.1 | 308.2 | 308.5 | 308.6 | 309.2 | 300.5 | 15.14 | 1.7 | 15.04 | 13.9 | 11.23% | 308.115 | 14.6611 | 0.069316 | 14.7042 | 0.99707 | 15.0957 | 2000 | 2000
2012-03-13 10:00 | 14.74 | 14.67 | 14.49 | 14.36 | 14.22 | 14.08 | 13.96 | 13.81 | 13.62 | 13.22 | 311.2 | 311.3 | 311.7 | 312.1 | 312.3 | 312.1 | 312 | 312.4 | 313 | 312.9 | 304.1 | 14.25 | 1.68 | 14.09 | 13.09 | 11.79% | 312.085 | 14.0549 | 0.079096 | 14.0627 | 0.99944 | 14.242 | 2000 | 2000
2012-03-13 10:10 | 15.39 | 15.28 | 15.08 | 14.88 | 14.65 | 14.37 | 14.1 | 13.89 | 13.73 | 13.16 | 316.6 | 316.6 | 316.5 | 316.4 | 316.4 | 316.5 | 316.6 | 316.7 | 316.6 | 316.8 | 307.6 | 14.98 | 2.11 | 14.77 | 12.89 | 14.09% | 316.515 | 14.3609 | 0.17528 | 14.331 | 1.0021 | 15.0112 | 2000 | 2000
2012-03-13 10:20 | 13.83 | 13.77 | 13.66 | 13.61 | 13.51 | 13.4 | 13.29 | 13.12 | 12.84 | 12.39 | 318.1 | 318.2 | 318.3 | 318.1 | 317.7 | 317.6 | 317.6 | 317.3 | 317.2 | 318.2 | 309.9 | 13.46 | 1.79 | 13.3 | 12.24 | 13.3% | 317.6 | 13.3159 | 0.076172 | 13.3842 | 0.9949 | 13.3913 | 1999.46 | 1999.39
2012-03-13 10:30 | 12.78 | 12.75 | 12.67 | 12.6 | 12.54 | 12.46 | 12.38 | 12.34 | 12.28 | 12.1 | 314 | 314.2 | 314.9 | 315.4 | 315.4 | 315.1 | 314.9 | 315 | 315.2 | 315.4 | 304.3 | 12.49 | 1.14 | 12.42 | 11.78 | 9.127% | 315.07 | 12.4562 | 0.059523 | 12.4485 | 1.0006 | 12.4977 | 1993.39 | 1993.5
2012-03-13 10:40 | 13.72 | 13.66 | 13.48 | 13.29 | 13.15 | 13.06 | 12.96 | 12.83 | 12.66 | 12.3 | 312.7 | 312.7 | 312.6 | 312.3 | 312.3 | 312.3 | 312.4 | 312.6 | 312.8 | 313.7 | 303.9 | 13.3 | 2.19 | 13.12 | 11.79 | 16.47% | 312.315 | 13.0435 | 0.07103 | 13.0456 | 0.99984 | 13.2979 | 1999.3 | 1999.3
2012-03-13 10:50 | 13.55 | 13.52 | 13.46 | 13.51 | 13.5 | 13.44 | 13.39 | 13.32 | 13.11 | 12.54 | 312 | 311.9 | 311.6 | 311.3 | 311.2 | 311.6 | 312.1 | 312.6 | 312.8 | 312.7 | 302.8 | 13.77 | 1.88 | 13.72 | 12.48 | 13.65% | 311.675 | 13.3532 | 0.034443 | 13.4328 | 0.99407 | 13.6884 | 1999.77 | 1999.69
2012-03-13 11:00 | 14.85 | 14.79 | 14.66 | 14.49 | 14.27 | 14.05 | 13.87 | 13.7 | 13.52 | 13.09 | 308 | 308.2 | 308.8 | 309.2 | 309.5 | 309.7 | 309.6 | 309.5 | 309.3 | 308.8 | 299.9 | 14.46 | 2.43 | 14.29 | 13.44 | 16.8% | 309.685 | 14.055 | 0.11915 | 14.0241 | 1.0022 | 14.4919 | 2000 | 2000
2012-03-13 11:10 | 15.23 | 15.18 | 15.12 | 15.07 | 14.99 | 14.83 | 14.63 | 14.41 | 14.16 | 13.92 | 305.4 | 305.4 | 305.7 | 305.7 | 305.5 | 305.3 | 305.3 | 305.3 | 305.3 | 305.6 | 298 | 15.14 | 1.63 | 15.1 | 14.19 | 10.77% | 305.3 | 14.7197 | 0.12547 | 14.8012 | 0.9945 | 15.0567 | 2000 | 2000
2012-03-13 11:20 | 14.75 | 14.66 | 14.51 | 14.42 | 14.3 | 14.11 | 13.89 | 13.74 | 13.61 | 13.47 | 308.1 | 308.2 | 308.4 | 308.3 | 308.3 | 308.4 | 308.4 | 308.4 | 308.4 | 308.4 | 299.5 | 14.66 | 1.98 | 14.54 | 13.34 | 13.51% | 308.4 | 14.0725 | 0.14522 | 14.0783 | 0.99959 | 14.654 | 2000 | 2000
2012-03-13 11:30 | 15.69 | 15.65 | 15.59 | 15.52 | 15.51 | 15.46 | 15.31 | 15.1 | 14.96 | 14.73 | 310 | 309.9 | 309.8 | 309.8 | 310 | 309.7 | 309.3 | 309.3 | 309.5 | 310.1 | 300.2 | 15.59 | 2.36 | 15.42 | 14.11 | 15.14% | 309.64 | 15.3298 | 0.090098 | 15.4384 | 0.99296 | 15.4803 | 2000 | 2000
2012-03-13 11:40 | 16.78 | 16.68 | 16.46 | 16.27 | 16.09 | 15.92 | 15.78 | 15.55 | 15.26 | 14.83 | 314.7 | 314.8 | 314.8 | 314.6 | 314.4 | 314.5 | 314.7 | 314.5 | 314.3 | 314.6 | 306.4 | 16.33 | 2.24 | 16.11 | 14.61 | 13.72% | 314.53 | 15.8799 | 0.081624 | 15.8999 | 0.99875 | 16.3095 | 2000 | 2000
2012-03-13 11:50 | 14.64 | 14.68 | 14.7 | 14.79 | 14.87 | 14.88 | 14.84 | 14.85 | 14.86 | 14.7 | 312.4 | 312.2 | 311.8 | 311.5 | 311.4 | 311.8 | 312.3 | 312.6 | 312.5 | 312.7 | 302.4 | 14.99 | 1.59 | 14.9 | 14.44 | 10.61% | 311.875 | 14.8183 | 0.024875 | 14.8743 | 0.99623 | 14.9336 | 2000 | 2000
2012-03-13 12:00 | 16.6 | 16.54 | 16.38 | 16.21 | 15.99 | 15.78 | 15.62 | 15.49 | 15.22 | 14.7 | 311.9 | 311.7 | 311.8 | 311.7 | 311.4 | 310.9 | 310.3 | 310.3 | 310.8 | 311.3 | 303.3 | 16.41 | 2.25 | 16.24 | 14.57 | 13.71% | 310.81 | 15.7815 | 0.094176 | 15.757 | 1.0016 | 16.4355 | 2000 | 2000
2012-03-13 12:10 | 16.08 | 16 | 15.87 | 15.75 | 15.61 | 15.44 | 15.33 | 15.21 | 15.05 | 14.47 | 313 | 312.9 | 312.7 | 312.5 | 312.3 | 312.1 | 312.1 | 312.1 | 312.1 | 312.1 | 303.8 | 16.22 | 1.76 | 15.98 | 14.37 | 10.85% | 312.1 | 15.4329 | 0.066072 | 15.4242 | 1.0006 | 16.2292 | 2000 | 2000
2012-03-13 12:20 | 13.69 | 13.76 | 13.74 | 13.62 | 13.58 | 13.6 | 13.61 | 13.6 | 13.44 | 13.04 | 315.8 | 315.9 | 316 | 316.2 | 316.3 | 316.3 | 316.6 | 317 | 316.8 | 315.9 | 305.8 | 13.72 | 1.95 | 13.66 | 12.71 | 14.21% | 316.345 | 13.574 | -0.0067923 | 13.6014 | 0.99799 | 13.6924 | 1999.72 | 1999.69
2012-03-13 12:30 | 13.25 | 13.18 | 13.09 | 12.94 | 12.74 | 12.63 | 12.61 | 12.58 | 12.47 | 12.11 | 310.4 | 310.1 | 309.8 | 309.6 | 309.7 | 309.6 | 309.6 | 309.8 | 310.1 | 310.4 | 301.2 | 12.68 | 2.2 | 12.64 | 11.97 | 17.35% | 309.6 | 12.7033 | 0.014645 | 12.6271 | 1.006 | 12.7565 | 1995.48 | 1996.36
2012-03-13 12:40 | 14.67 | 14.63 | 14.57 | 14.51 | 14.45 | 14.43 | 14.38 | 14.27 | 14.07 | 13.62 | 304.8 | 304.7 | 304.3 | 303.8 | 303.3 | 303.1 | 303 | 302.8 | 302.6 | 302.6 | 296.2 | 14.71 | 1.48 | 14.63 | 13.32 | 10.06% | 303.085 | 14.3521 | 0.032076 | 14.4228 | 0.99509 | 14.6378 | 2000 | 2000
2012-03-13 12:50 | 13.69 | 13.7 | 13.68 | 13.65 | 13.66 | 13.62 | 13.53 | 13.39 | 13.3 | 13.06 | 309.8 | 310 | 310.1 | 310.4 | 310.9 | 311.4 | 312.1 | 312.8 | 313.1 | 312.7 | 303.2 | 13.88 | 1.82 | 13.79 | 13.04 | 13.11% | 311.505 | 13.5256 | 0.061266 | 13.6071 | 0.99401 | 13.7969 | 1999.88 | 1999.8
2012-03-13 13:00 | 14.29 | 14.23 | 14.11 | 14 | 13.85 | 13.69 | 13.49 | 13.22 | 12.99 | 12.63 | 307.7 | 307.7 | 307.6 | 307.2 | 306.9 | 306.6 | 306.3 | 306.1 | 306.1 | 306.9 | 299.8 | 13.88 | 1.73 | 13.75 | 12.75 | 12.46% | 306.555 | 13.5963 | 0.136 | 13.6612 | 0.99525 | 13.8141 | 1999.88 | 1999.81
2012-03-13 13:10 | 14.25 | 14.22 | 14.15 | 13.91 | 13.55 | 13.28 | 13.18 | 13.05 | 12.88 | 12.55 | 309 | 309 | 308.9 | 308.8 | 309.1 | 309.4 | 309.2 | 309 | 309 | 310.5 | 300 | 13.6 | 1.77 | 13.5 | 12.33 | 13.01% | 309.37 | 13.4093 | 0.069849 | 13.2656 | 1.0108 | 13.7473 | 1999.6 | 1999.75
2012-03-13 13:20 | 15.68 | 15.69 | 15.61 | 15.44 | 15.25 | 15.04 | 14.83 | 14.57 | 14.38 | 13.93 | 305.7 | 305.6 | 305.6 | 305.7 | 305.9 | 306 | 305.8 | 305.7 | 305.8 | 305.8 | 296.6 | 15.34 | 1.97 | 15.09 | 13.36 | 12.84% | 305.97 | 14.9876 | 0.12994 | 15.0097 | 0.99853 | 15.3174 | 2000 | 2000
2012-03-13 13:30 | 13.95 | 13.91 | 13.85 | 13.85 | 13.78 | 13.72 | 13.67 | 13.49 | 13.26 | 12.92 | 309.2 | 309 | 309.1 | 309.3 | 309.7 | 310 | 310 | 309.9 | 309.6 | 309.4 | 300.7 | 13.88 | 1.92 | 13.81 | 12.85 | 13.83% | 310 | 13.6321 | 0.033739 | 13.7128 | 0.99412 | 13.7983 | 1999.88 | 1999.8
2012-03-13 13:40 | 15.93 | 15.9 | 15.8 | 15.72 | 15.58 | 15.41 | 15.2 | 14.97 | 14.8 | 14.43 | 309.7 | 309.6 | 309.6 | 309.5 | 309.5 | 309.5 | 309.6 | 309.7 | 310 | 310.4 | 301.8 | 15.82 | 1.63 | 15.66 | 14.26 | 10.3% | 309.515 | 15.3278 | 0.1268 | 15.3797 | 0.99663 | 15.7666 | 2000 | 2000
2012-03-13 13:50 | 16.88 | 16.81 | 16.58 | 16.3 | 16.05 | 15.88 | 15.75 | 15.65 | 15.52 | 15.07 | 307.4 | 307.5 | 307.7 | 307.7 | 307.6 | 307.5 | 307.6 | 307.9 | 308.4 | 308.1 | 300 | 16.55 | 1.73 | 16.24 | 15.25 | 10.45% | 307.515 | 15.9434 | 0.075962 | 15.8613 | 1.0052 | 16.6357 | 2000 | 2000
2012-03-13 14:00 | 16.27 | 16.19 | 16.03 | 15.85 | 15.76 | 15.65 | 15.42 | 15.09 | 14.79 | 14.48 | 308.4 | 308.6 | 308.7 | 308.4 | 307.8 | 307.5 | 307.7 | 307.8 | 307.9 | 307.6 | 301.2 | 16.3 | 1.71 | 16.18 | 14.64 | 10.49% | 307.53 | 15.4893 | 0.13682 | 15.6168 | 0.99184 | 16.1669 | 2000 | 2000
2012-03-13 14:10 | 15.56 | 15.46 | 15.31 | 15.16 | 15.04 | 14.87 | 14.77 | 14.73 | 14.64 | 14.24 | 307.9 | 307.8 | 307.2 | 306.7 | 306.4 | 306.2 | 306 | 305.7 | 305.6 | 306.2 | 297.9 | 15.6 | 2.07 | 15.37 | 14.13 | 13.27% | 306.17 | 14.9111 | 0.062355 | 14.8556 | 1.0037 | 15.6583 | 2000 | 2000
2012-03-13 14:30 | 15.78 | 15.72 | 15.58 | 15.39 | 15.2 | 14.97 | 14.73 | 14.51 | 14.21 | 13.71 | 308 | 308 | 307.9 | 307.9 | 307.9 | 307.9 | 308.1 | 308 | 307.5 | 306.9 | 299.5 | 15.5 | 1.7 | 15.32 | 13.74 | 10.97% | 307.93 | 14.9112 | 0.14935 | 14.9354 | 0.99838 | 15.475 | 2000 | 2000
2012-03-14 00:10 | 10.38 | 10.25 | 9.98 | 9.66 | 9.36 | 9.06 | 8.72 | 8.33 | 7.9 | 7.26 | 319.1 | 318.8 | 318.4 | 317.9 | 317.2 | 316.7 | 316.3 | 316 | 315.3 | 314.2 | 307.6 | 9.06 | 0.92 | 8.76 | 6.97 | 10.15% | 316.64 | 9.0042 | 0.35347 | 9.0105 | 0.9993 | 9.0537 | 1278.86 | 1275.05
2012-03-14 00:20 | 9.76 | 9.59 | 9.29 | 9.01 | 8.73 | 8.42 | 8.08 | 7.7 | 7.39 | 6.94 | 318.9 | 318.7 | 318.2 | 317.3 | 316.5 | 315.5 | 314.6 | 313.8 | 312.8 | 311.5 | 307.4 | 8.66 | 0.51 | 8.35 | 6.67 | 5.889% | 315.365 | 8.3838 | 0.38089 | 8.3704 | 1.0016 | 8.6738 | 1131.22 | 1134.89
2012-03-14 00:30 | 9.37 | 9.23 | 8.94 | 8.63 | 8.34 | 8.05 | 7.73 | 7.42 | 7.09 | 6.54 | 317.1 | 316.8 | 316.2 | 315.4 | 314.6 | 313.5 | 312.2 | 310.8 | 309.4 | 307.8 | 304.9 | 8.13 | 0.52 | 7.86 | 6.4 | 6.396% | 313.305 | 8.0316 | 0.37484 | 8.0034 | 1.0035 | 8.1586 | 936.71 | 947.72
2012-03-14 00:40 | 10.32 | 10.17 | 9.9 | 9.58 | 9.25 | 8.94 | 8.67 | 8.37 | 8.08 | 7.75 | 308.4 | 307.9 | 307.1 | 306.3 | 305.4 | 304.4 | 303.4 | 302 | 300.3 | 298.4 | 297.3 | 9.31 | 0.69 | 9.05 | 7.78 | 7.411% | 304.25 | 8.9731 | 0.28339 | 8.9008 | 1.0081 | 9.3856 | 1374.11 | 1404.59
2012-03-14 00:50 | 10.43 | 10.28 | 9.97 | 9.67 | 9.37 | 9.06 | 8.83 | 8.65 | 8.4 | 7.87 | 311.2 | 310.8 | 310.1 | 309.6 | 309.3 | 308.9 | 308.2 | 307.4 | 306.5 | 304.7 | 300.9 | 9.31 | 0.58 | 9.1 | 7.08 | 6.23% | 308.795 | 9.1323 | 0.23762 | 9.0267 | 1.0117 | 9.4189 | 1374.11 | 1416.02
2012-03-14 01:00 | 8.94 | 8.81 | 8.61 | 8.43 | 8.23 | 7.96 | 7.65 | 7.28 | 6.91 | 6.24 | 316.3 | 316.1 | 315.7 | 315.5 | 315.1 | 314.7 | 314.4 | 314.5 | 314.4 | 313.8 | 306.9 | 8.19 | 0.52 | 7.93 | 5.71 | 6.349% | 314.655 | 7.8603 | 0.36708 | 7.9148 | 0.99311 | 8.1336 | 958.73 | 936.71
2012-03-14 01:10 | 8.68 | 8.57 | 8.35 | 8.12 | 7.92 | 7.65 | 7.33 | 6.92 | 6.45 | 5.82 | 316 | 315.9 | 315.8 | 315.7 | 315.5 | 315.3 | 315.7 | 315.9 | 315.5 | 314.8 | 307.9 | 7.94 | 0.39 | 7.7 | 5.55 | 4.912% | 315.36 | 7.5384 | 0.39487 | 7.6033 | 0.99147 | 7.8722 | 870.94 | 849.87
2012-03-14 01:20 | 9.08 | 8.97 | 8.73 | 8.47 | 8.17 | 7.83 | 7.49 | 7.14 | 6.79 | 6.3 | 316.5 | 316.4 | 316.3 | 316.6 | 316.7 | 316.7 | 316.4 | 316.1 | 315.7 | 315.5 | 307.9 | 8.06 | 0.47 | 7.75 | 6.09 | 5.831% | 316.655 | 7.8174 | 0.41024 | 7.7804 | 1.0048 | 8.0984 | 911.02 | 925.7
2012-03-14 01:30 | 9.72 | 9.57 | 9.29 | 8.98 | 8.65 | 8.27 | 7.88 | 7.54 | 7.27 | 6.93 | 314.4 | 313.8 | 312.7 | 311.9 | 311.1 | 310.8 | 310.7 | 310.2 | 309.3 | 308.6 | 302.8 | 8.54 | 0.58 | 8.31 | 6.71 | 6.792% | 310.785 | 8.293 | 0.4464 | 8.213 | 1.0097 | 8.6232 | 1087.18 | 1116.54
2012-03-14 01:40 | 9.84 | 9.69 | 9.4 | 9.06 | 8.69 | 8.31 | 7.92 | 7.52 | 7.11 | 6.52 | 311.4 | 310.9 | 309.7 | 308.7 | 307.9 | 307.1 | 306.7 | 306.1 | 305.4 | 304.5 | 300.3 | 8.44 | 0.83 | 8.08 | 6.31 | 9.834% | 307.04 | 8.3093 | 0.4442 | 8.253 | 1.0068 | 8.4976 | 1050.48 | 1072.5
2012-03-14 01:50 | 10.03 | 9.92 | 9.69 | 9.41 | 9.08 | 8.69 | 8.29 | 7.92 | 7.58 | 7.08 | 312.8 | 312.6 | 312.2 | 311.8 | 311.5 | 311 | 310.5 | 309.9 | 309.1 | 307.8 | 302.8 | 8.93 | 0.54 | 8.62 | 6.57 | 6.047% | 310.925 | 8.6799 | 0.43546 | 8.6315 | 1.0056 | 8.98 | 1230.31 | 1248.66
2012-03-14 02:00 | 9.72 | 9.6 | 9.36 | 9.08 | 8.81 | 8.48 | 8.12 | 7.74 | 7.32 | 6.53 | 314.2 | 313.8 | 313.1 | 312.7 | 312.1 | 311.6 | 311.2 | 310.9 | 310.8 | 311.7 | 303.3 | 8.63 | 0.79 | 8.34 | 6.01 | 9.154% | 311.54 | 8.4161 | 0.40088 | 8.4275 | 0.99865 | 8.6183 | 1120.21 | 1116.54
2012-03-14 02:10 | 10.15 | 10.03 | 9.75 | 9.45 | 9.14 | 8.8 | 8.42 | 7.97 | 7.47 | 6.68 | 315.3 | 315.1 | 314.7 | 314.4 | 313.9 | 313.3 | 313.1 | 313.1 | 313 | 312.7 | 305.1 | 8.79 | 0.74 | 8.42 | 6.11 | 8.419% | 313.27 | 8.7235 | 0.40791 | 8.7445 | 0.9976 | 8.7689 | 1178.93 | 1171.59
2012-03-14 02:20 | 10 | 9.81 | 9.43 | 9.06 | 8.69 | 8.24 | 7.76 | 7.32 | 6.85 | 6.12 | 315.6 | 315.2 | 314.5 | 313.7 | 313 | 312.5 | 312 | 311.6 | 311 | 310.9 | 304.4 | 8.54 | 0.79 | 8.12 | 5.92 | 9.251% | 312.425 | 8.236 | 0.55463 | 8.1694 | 1.0081 | 8.6095 | 1087.18 | 1112.87
2012-03-14 02:30 | 9.83 | 9.65 | 9.31 | 8.9 | 8.42 | 7.94 | 7.54 | 7.16 | 6.75 | 6.09 | 314.3 | 314 | 313.1 | 312.1 | 311.4 | 310.6 | 309.6 | 309 | 308.8 | 308.2 | 302.7 | 8.17 | 0.97 | 7.8 | 5.48 | 11.87% | 310.45 | 8.0477 | 0.47768 | 7.8814 | 1.0211 | 8.3424 | 951.39 | 1013.78
2012-03-14 02:40 | 9.94 | 9.78 | 9.5 | 9.16 | 8.79 | 8.35 | 7.95 | 7.61 | 7.26 | 6.65 | 315.2 | 314.9 | 314.3 | 313.4 | 312.5 | 311.8 | 311.1 | 310.7 | 310 | 308.5 | 303.1 | 8.68 | 0.71 | 8.37 | 6.29 | 8.18% | 311.695 | 8.3955 | 0.45364 | 8.2915 | 1.0125 | 8.7889 | 1138.56 | 1178.93
2012-03-14 02:50 | 9.5 | 9.34 | 9.02 | 8.63 | 8.24 | 7.83 | 7.37 | 6.87 | 6.35 | 5.74 | 315.8 | 315.4 | 314.7 | 314.1 | 313.3 | 312.5 | 311.4 | 310 | 308.9 | 307.5 | 304.2 | 7.9 | 0.7 | 7.55 | 5.32 | 8.861% | 312.335 | 7.8076 | 0.55949 | 7.7624 | 1.0058 | 7.946 | 858.9 | 873.95
2012-03-14 03:00 | 8.69 | 8.58 | 8.33 | 8.09 | 7.82 | 7.41 | 6.9 | 6.38 | 5.84 | 5.08 | 320.2 | 320.1 | 319.8 | 319.6 | 319.2 | 318.4 | 317.6 | 316.7 | 315.3 | 313 | 310.1 | 7.55 | 0.43 | 7.19 | 4.88 | 5.695% | 318.28 | 7.2928 | 0.65897 | 7.3347 | 0.99429 | 7.5069 | 753.55 | 741.51
2012-03-14 03:10 | 9.58 | 9.5 | 9.34 | 9.12 | 8.86 | 8.56 | 8.24 | 7.91 | 7.54 | 6.85 | 318.8 | 318.5 | 317.9 | 317.3 | 316.7 | 316.2 | 315.6 | 314.7 | 313.6 | 312.5 | 307.9 | 8.74 | 0.38 | 8.47 | 6.49 | 4.348% | 316.11 | 8.4976 | 0.35208 | 8.5134 | 0.99814 | 8.7237 | 1160.58 | 1153.24
2012-03-14 03:20 | 9.3 | 9.27 | 9.16 | 8.98 | 8.75 | 8.47 | 8.16 | 7.78 | 7.37 | 6.67 | 320.9 | 320.5 | 319.7 | 319.1 | 318.7 | 318.2 | 317.9 | 317.3 | 316.8 | 316 | 309.4 | 8.61 | 0.35 | 8.37 | 6.17 | 4.065% | 318.155 | 8.3659 | 0.34456 | 8.4249 | 0.993 | 8.5497 | 1112.87 | 1090.85
2012-03-14 03:30 | 9.48 | 9.36 | 9.11 | 8.88 | 8.63 | 8.32 | 7.99 | 7.62 | 7.22 | 6.5 | 320.9 | 320.6 | 320.3 | 319.9 | 319.6 | 319.1 | 318.7 | 318.4 | 318.3 | 318.3 | 310.6 | 8.48 | 0.36 | 8.19 | 5.98 | 4.245% | 319.04 | 8.2515 | 0.374 | 8.2719 | 0.99754 | 8.4591 | 1065.16 | 1057.82
2012-03-14 03:40 | 9.07 | 8.95 | 8.69 | 8.37 | 8.04 | 7.67 | 7.28 | 6.83 | 6.37 | 5.63 | 315.7 | 315.3 | 314.8 | 314.1 | 313.6 | 313 | 312.6 | 312.1 | 311.1 | 309.5 | 305.2 | 7.73 | 0.48 | 7.46 | 4.97 | 6.21% | 312.94 | 7.6322 | 0.48225 | 7.6129 | 1.0025 | 7.7496 | 807.73 | 813.75
2012-03-14 03:50 | 9.05 | 8.93 | 8.73 | 8.47 | 8.14 | 7.75 | 7.33 | 6.85 | 6.29 | 5.44 | 318.4 | 317.9 | 317 | 316 | 315.2 | 314.5 | 313.9 | 313.6 | 313.8 | 314.6 | 306.3 | 7.9 | 0.38 | 7.54 | 4.82 | 4.81% | 314.41 | 7.6729 | 0.51488 | 7.6884 | 0.99799 | 7.8841 | 858.9 | 852.88
2012-03-14 04:00 | 9.18 | 9.02 | 8.76 | 8.5 | 8.23 | 7.88 | 7.47 | 7.03 | 6.56 | 5.68 | 319.9 | 319.4 | 318.3 | 317.2 | 316.3 | 315.6 | 315.1 | 314.5 | 314 | 313.4 | 307.7 | 7.99 | 0.35 | 7.64 | 5.17 | 4.38% | 315.525 | 7.7861 | 0.49377 | 7.8199 | 0.99568 | 7.9555 | 885.99 | 876.96
2012-03-14 04:10 | 8.63 | 8.51 | 8.28 | 8.06 | 7.83 | 7.51 | 7.11 | 6.64 | 6.12 | 5.27 | 322.3 | 322 | 321.4 | 320.5 | 319.7 | 319.2 | 318.6 | 317.9 | 317.2 | 316.4 | 310.8 | 7.62 | 0.23 | 7.26 | 4.59 | 3.018% | 319.11 | 7.3757 | 0.50579 | 7.4513 | 0.98985 | 7.5427 | 774.62 | 750.54
2012-03-14 04:20 | 8.75 | 8.62 | 8.37 | 8.11 | 7.85 | 7.54 | 7.24 | 6.87 | 6.38 | 5.57 | 321.7 | 321.2 | 320.5 | 320 | 319.3 | 318.6 | 317.9 | 317.1 | 316.5 | 315.3 | 310.2 | 7.68 | 0.22 | 7.39 | 5.09 | 2.865% | 318.495 | 7.4823 | 0.37519 | 7.4963 | 0.99814 | 7.6657 | 792.68 | 789.67
2012-03-14 04:30 | 8.61 | 8.45 | 8.16 | 7.87 | 7.6 | 7.31 | 6.99 | 6.61 | 6.14 | 5.43 | 322.6 | 322.3 | 321.7 | 321.4 | 321.1 | 320.7 | 320.1 | 319.2 | 318.4 | 316.7 | 312.1 | 7.39 | 0.3 | 7.14 | 4.89 | 4.06% | 320.61 | 7.2536 | 0.41365 | 7.2633 | 0.99867 | 7.3802 | 705.39 | 702.38
2012-03-14 04:40 | 8.15 | 7.98 | 7.63 | 7.29 | 6.96 | 6.56 | 6.17 | 5.8 | 5.38 | 4.69 | 318.9 | 318.3 | 317.7 | 317.2 | 316.9 | 316.7 | 316.4 | 315.9 | 314.8 | 312.5 | 307.9 | 6.65 | 0.33 | 6.35 | 4.26 | 4.962% | 316.655 | 6.5883 | 0.5664 | 6.5026 | 1.0132 | 6.7376 | 508.9 | 529.24
2012-03-14 04:50 | 8.36 | 8.13 | 7.7 | 7.24 | 6.75 | 6.26 | 5.82 | 5.34 | 4.81 | 4.04 | 315.7 | 315.2 | 314.2 | 313 | 311.9 | 311 | 310.3 | 309.8 | 308.8 | 306.4 | 303.4 | 6.34 | 0.54 | 5.98 | 3.79 | 8.517% | 310.895 | 6.3772 | 0.67348 | 6.195 | 1.0294 | 6.5265 | 438.84 | 481.78
2012-03-14 05:00 | 8.47 | 8.26 | 7.84 | 7.39 | 7.02 | 6.57 | 6.1 | 5.65 | 5.25 | 4.65 | 313.9 | 313.3 | 312.5 | 312.1 | 311.6 | 310.9 | 309.7 | 308.5 | 307.2 | 304.2 | 302.4 | 6.54 | 0.64 | 6.11 | 4.13 | 9.786% | 310.72 | 6.6256 | 0.68591 | 6.5005 | 1.0193 | 6.6659 | 484.04 | 513.42
2012-03-14 05:10 | 8.88 | 8.7 | 8.34 | 7.95 | 7.55 | 7.09 | 6.64 | 6.16 | 5.7 | 5.06 | 314.3 | 313.8 | 312.9 | 312.2 | 311.6 | 310.8 | 310.1 | 309.7 | 308.6 | 307.1 | 302.7 | 7.11 | 0.6 | 6.71 | 4.84 | 8.439% | 310.695 | 7.1277 | 0.60596 | 7.0237 | 1.0148 | 7.2153 | 621.11 | 654.22
2012-03-14 05:20 | 8.99 | 8.88 | 8.57 | 8.16 | 7.72 | 7.24 | 6.78 | 6.42 | 6.01 | 5.18 | 317.2 | 316.6 | 315.5 | 314.4 | 313.2 | 311.7 | 310.5 | 310.1 | 310 | 309.9 | 303.6 | 7.3 | 0.75 | 6.97 | 4.91 | 10.27% | 311.52 | 7.3179 | 0.60662 | 7.1722 | 1.0203 | 7.4483 | 678.3 | 723.45
2012-03-14 05:30 | 8.55 | 8.45 | 8.31 | 8.13 | 7.82 | 7.36 | 6.89 | 6.44 | 5.96 | 5.33 | 315.8 | 315.3 | 314.3 | 313.1 | 311.8 | 310.4 | 308.9 | 307.3 | 306.1 | 305.4 | 301.6 | 7.53 | 0.59 | 7.07 | 4.78 | 7.835% | 310.175 | 7.295 | 0.6098 | 7.2907 | 1.0006 | 7.5344 | 747.53 | 747.53
2012-03-14 05:40 | 8.23 | 8.22 | 8.13 | 7.92 | 7.51 | 7.01 | 6.55 | 6.07 | 5.6 | 4.94 | 314.4 | 313.9 | 313.1 | 312.3 | 311.1 | 309.4 | 307.5 | 306.1 | 305 | 304.1 | 301.2 | 7.19 | 0.69 | 6.77 | 4.7 | 9.597% | 309.115 | 7.0063 | 0.62721 | 6.9422 | 1.0092 | 7.2564 | 645.19 | 666.26
2012-03-14 05:50 | 7.62 | 7.6 | 7.54 | 7.37 | 7.11 | 6.72 | 6.26 | 5.76 | 5.31 | 4.7 | 315.3 | 315 | 314.5 | 313.8 | 312.8 | 311.5 | 310.2 | 309.2 | 308.7 | 307.8 | 303.1 | 6.62 | 0.51 | 6.22 | 4.15 | 7.704% | 311.305 | 6.6066 | 0.65526 | 6.6521 | 0.99316 | 6.5747 | 502.12 | 490.82
2012-03-14 06:00 | 7.63 | 7.58 | 7.4 | 7.15 | 6.89 | 6.53 | 6.1 | 5.62 | 5.15 | 4.56 | 314.8 | 314.3 | 313.7 | 313 | 312.2 | 311.1 | 309.6 | 308.2 | 307.3 | 306.3 | 303 | 6.72 | 0.51 | 6.42 | 4.56 | 7.589% | 310.875 | 6.4405 | 0.62948 | 6.4666 | 0.99597 | 6.6929 | 524.72 | 517.94
2012-03-14 06:10 | 7.6 | 7.52 | 7.32 | 7.04 | 6.67 | 6.26 | 5.85 | 5.43 | 5.04 | 4.57 | 313.7 | 313.2 | 312.2 | 311.2 | 310.2 | 309.1 | 307.7 | 306.5 | 306 | 306.5 | 300.7 | 6.26 | 0.7 | 5.93 | 4.35 | 11.18% | 308.89 | 6.278 | 0.62597 | 6.1995 | 1.0126 | 6.3392 | 420.76 | 438.84
2012-03-14 06:20 | 7.84 | 7.75 | 7.57 | 7.3 | 6.94 | 6.47 | 6.03 | 5.62 | 5.27 | 4.78 | 316.3 | 315.6 | 314.3 | 312.7 | 311.2 | 309.6 | 308 | 306.3 | 304.8 | 304.4 | 301.5 | 6.78 | 0.48 | 6.39 | 4.65 | 7.08% | 309.36 | 6.4975 | 0.65083 | 6.405 | 1.0144 | 6.8779 | 538.28 | 560.88
2012-03-14 06:30 | 8.13 | 8.05 | 7.85 | 7.57 | 7.26 | 6.88 | 6.45 | 5.97 | 5.49 | 4.81 | 317.9 | 317.6 | 316.7 | 315.4 | 313.9 | 312.1 | 310.7 | 309.6 | 309.3 | 309.6 | 304.1 | 7.01 | 0.78 | 6.62 | 4.62 | 11.13% | 311.89 | 6.8109 | 0.5964 | 6.8167 | 0.99916 | 7.0041 | 591.01 | 588
2012-03-14 06:40 | 7.82 | 7.78 | 7.7 | 7.58 | 7.43 | 7.23 | 6.84 | 6.33 | 5.79 | 4.99 | 318.9 | 318.6 | 318 | 317.4 | 316.9 | 316 | 314.8 | 313.3 | 312.1 | 310.6 | 308.1 | 7.42 | 0.2 | 7.17 | 4.67 | 2.695% | 315.82 | 6.9783 | 0.51242 | 7.1728 | 0.97288 | 7.2188 | 714.42 | 654.22
2012-03-14 06:50 | 7.42 | 7.37 | 7.26 | 7.12 | 7.01 | 6.8 | 6.47 | 6.01 | 5.5 | 4.76 | 320.4 | 320.1 | 319.4 | 318.3 | 317.1 | 315.5 | 314 | 312.9 | 312.1 | 310.8 | 307.6 | 7 | 0.21 | 6.68 | 4.06 | 3% | 315.275 | 6.5845 | 0.45971 | 6.7517 | 0.97524 | 6.8267 | 588 | 549.58
2012-03-14 07:00 | 7.51 | 7.38 | 7.14 | 6.88 | 6.58 | 6.28 | 5.98 | 5.63 | 5.19 | 4.52 | 325.6 | 325.4 | 324.6 | 323.6 | 322.8 | 322.1 | 321.2 | 320.4 | 319.3 | 318.2 | 314.5 | 6.31 | 0.7 | 6.12 | 4.17 | 11.09% | 321.965 | 6.2591 | 0.45234 | 6.2361 | 1.0037 | 6.3333 | 432.06 | 436.58
2012-03-14 07:10 | 7.28 | 7.17 | 6.92 | 6.61 | 6.29 | 5.92 | 5.54 | 5.13 | 4.79 | 4.25 | 328.9 | 328.4 | 327.1 | 325.7 | 324.6 | 323.6 | 322.4 | 322.2 | 322.4 | 321.6 | 314.7 | 6 | 0.6 | 5.71 | 4.13 | 10% | 323.42 | 5.9312 | 0.61306 | 5.864 | 1.0115 | 6.0687 | 362 | 377.82
2012-03-14 07:20 | 6.77 | 6.68 | 6.46 | 6.15 | 5.76 | 5.42 | 5.1 | 4.75 | 4.46 | 4.04 | 323.3 | 322.4 | 321.4 | 320.1 | 318.9 | 317.4 | 315.8 | 313.5 | 311.2 | 308.5 | 307.4 | 5.69 | 0.56 | 5.39 | 3.67 | 9.842% | 317.16 | 5.484 | 0.56236 | 5.3729 | 1.0207 | 5.8076 | 311.78 | 331.22
2012-03-14 07:30 | 6.28 | 6.21 | 6.01 | 5.81 | 5.62 | 5.48 | 5.36 | 5.12 | 4.72 | 4.08 | 326.1 | 325.4 | 323.8 | 322.3 | 320.8 | 319 | 317.4 | 315.8 | 313.9 | 311.9 | 310 | 5.57 | 0.44 | 5.5 | 3.83 | 7.899% | 318.76 | 5.4278 | 0.20461 | 5.4626 | 0.99363 | 5.5345 | 292.34 | 285.86
2012-03-14 07:40 | 6.22 | 6.12 | 5.95 | 5.78 | 5.69 | 5.6 | 5.41 | 5.19 | 4.95 | 4.41 | 323.7 | 323.4 | 322.6 | 320.9 | 319.1 | 316.8 | 314.3 | 312.3 | 310.9 | 308.7 | 308.2 | 5.78 | 0.22 | 5.63 | 4.16 | 3.806% | 316.425 | 5.4824 | 0.31898 | 5.5724 | 0.98386 | 5.6867 | 326.36 | 311.78
2012-03-14 07:50 | 6.07 | 5.9 | 5.56 | 5.28 | 5.06 | 4.87 | 4.66 | 4.44 | 4.19 | 3.73 | 320.5 | 319.3 | 316.8 | 313.8 | 311.2 | 308.8 | 306.8 | 305.6 | 304.9 | 304.4 | 300.8 | 5.05 | 0.49 | 4.87 | 3.55 | 9.703% | 308.5 | 4.8688 | 0.40733 | 4.8393 | 1.0061 | 5.0808 | 208.1 | 212.96
2012-03-14 08:00 | 5.29 | 5.1 | 4.79 | 4.53 | 4.31 | 4.15 | 3.98 | 3.81 | 3.59 | 3.18 | 314.5 | 313.5 | 311.7 | 309.4 | 307 | 304.4 | 302 | 300.2 | 299.1 | 298.6 | 295.9 | 4.36 | 0.43 | 4.2 | 3.07 | 9.862% | 304.04 | 4.1714 | 0.38652 | 4.1252 | 1.0112 | 4.4088 | 130.24 | 135.69
2012-03-14 08:10 | 4.68 | 4.53 | 4.29 | 4.09 | 3.9 | 3.73 | 3.55 | 3.41 | 3.23 | 2.93 | 323.7 | 322.6 | 320 | 317.8 | 315.8 | 313.1 | 310.6 | 309.3 | 308.6 | 306.6 | 305.7 | 3.91 | 0.61 | 3.76 | 2.76 | 15.6% | 312.725 | 3.7484 | 0.45706 | 3.7037 | 1.0121 | 3.9573 | 82.81 | 87.36
2012-03-14 08:20 | 4.14 | 4.01 | 3.82 | 3.66 | 3.52 | 3.4 | 3.31 | 3.21 | 3.02 | 2.72 | 327.3 | 326.3 | 324.3 | 321.6 | 319.3 | 318.9 | 319.2 | 319.2 | 319 | 317.7 | 311.4 | 3.52 | 0.86 | 3.38 | 2.56 | 24.43% | 318.945 | 3.4204 | 0.24791 | 3.387 | 1.0099 | 3.5547 | 47.32 | 50.05
2012-03-14 08:30 | 3.92 | 3.83 | 3.65 | 3.43 | 3.24 | 2.99 | 2.8 | 2.62 | 2.42 | 2.25 | 316.5 | 315.9 | 314.4 | 313.6 | 312.1 | 310.8 | 310.8 | 310.8 | 311.3 | 310.5 | 305.5 | 3.34 | 0.49 | 3.13 | 2.51 | 14.67% | 310.8 | 3.0616 | 0.60671 | 2.962 | 1.0336 | 3.4523 | 30.94 | 40.95
2012-03-14 08:40 | 3.99 | 3.94 | 3.9 | 3.81 | 3.72 | 3.59 | 3.43 | 3.35 | 3.26 | 3.11 | 320.1 | 319.7 | 318.6 | 316.7 | 315.4 | 313.9 | 312.9 | 312.8 | 313.1 | 314.7 | 304.4 | 3.57 | 0.67 | 3.43 | 2.9 | 18.77% | 313.75 | 3.5743 | 0.42131 | 3.5666 | 1.0022 | 3.5777 | 51.87 | 52.78
2012-03-14 08:50 | 4.6 | 4.56 | 4.5 | 4.38 | 4.29 | 4.15 | 4.04 | 3.98 | 3.95 | 3.87 | 318.6 | 318 | 317.6 | 317 | 317 | 317.5 | 317.7 | 317 | 316.3 | 315.4 | 308.5 | 4.48 | 0.5 | 4.38 | 3.95 | 11.16% | 317.53 | 4.1845 | 0.24825 | 4.1341 | 1.0122 | 4.5347 | 143.32 | 148.77
2012-03-14 09:00 | 3.8 | 3.72 | 3.58 | 3.51 | 3.44 | 3.33 | 3.26 | 3.23 | 3.25 | 3.38 | 314.5 | 314.2 | 314.3 | 314.7 | 314.7 | 314.3 | 314.3 | 314 | 313.4 | 312.9 | 303.7 | 3.67 | 0.51 | 3.55 | 3.34 | 13.9% | 314.3 | 3.3863 | 0.19633 | 3.3199 | 1.02 | 3.7434 | 60.97 | 67.34
2012-03-14 09:10 | 3.98 | 3.97 | 3.96 | 3.96 | 3.92 | 3.82 | 3.74 | 3.67 | 3.64 | 3.58 | 309.5 | 309.2 | 309.3 | 308.8 | 308.2 | 307.3 | 306.3 | 306.1 | 306.2 | 306.5 | 300.9 | 3.73 | 0.36 | 3.67 | 3.49 | 9.651% | 307.15 | 3.8094 | 0.19558 | 3.8084 | 1.0002 | 3.7309 | 66.43 | 66.43
2012-03-14 09:20 | 3.57 | 3.6 | 3.58 | 3.53 | 3.45 | 3.42 | 3.36 | 3.3 | 3.32 | 3.25 | 318.2 | 318.1 | 318.6 | 318.7 | 318.5 | 318.6 | 318.5 | 318.4 | 318.8 | 319 | 309 | 3.43 | 0.48 | 3.36 | 3.14 | 13.99% | 318.585 | 3.4198 | 0.16356 | 3.4113 | 1.0025 | 3.4385 | 39.13 | 40.04
2012-03-14 09:30 | 3.18 | 3.2 | 3.21 | 3.15 | 2.98 | 2.86 | 2.77 | 2.75 | 2.79 | 2.84 | 314 | 314.1 | 313.5 | 314.1 | 314.3 | 314.1 | 313.9 | 313 | 312.6 | 311.9 | 309.5 | 3.17 | 0.49 | 3.1 | 2.92 | 15.46% | 314.07 | 2.9365 | 0.29547 | 2.8469 | 1.0315 | 3.2698 | 15.47 | 24.57
2012-03-14 09:40 | 3.09 | 3.09 | 3.17 | 3.16 | 3.11 | 3.03 | 2.96 | 2.87 | 2.84 | 2.85 | 322 | 321.5 | 319.7 | 320.8 | 320.9 | 320.6 | 320.5 | 319.6 | 319.2 | 317.5 | 316.2 | 3.2 | 0.4 | 3.12 | 3.05 | 12.5% | 320.585 | 3.0139 | 0.21599 | 3.0199 | 0.99803 | 3.1937 | 18.2 | 17.29
2012-03-14 09:50 | 2.92 | 2.93 | 2.91 | 2.9 | 2.89 | 2.93 | 2.99 | 3.03 | 3.07 | 3.11 | 311.8 | 311.5 | 310.8 | 309 | 307.7 | 306 | 304.7 | 303.9 | 304.1 | 304.2 | 298.8 | 3.12 | 0.4 | 3.15 | 3.07 | 12.82% | 305.805 | 2.9664 | -0.18732 | 2.9385 | 1.0095 | 3.1496 | 10.92 | 13.65
2012-03-14 10:00 | 2.89 | 2.85 | 2.82 | 2.81 | 2.78 | 2.77 | 2.77 | 2.75 | 2.7 | 2.55 | 304.8 | 304 | 303.5 | 302.4 | 301.5 | 301.6 | 301.6 | 302.2 | 302 | 299.9 | 294.9 | 2.77 | 0.36 | 2.72 | 2.42 | 13% | 301.6 | 2.7629 | 0 | 2.77 | 0.99745 | 2.7629 | 0 | 0
2012-03-14 10:10 | 2.87 | 2.83 | 2.76 | 2.74 | 2.73 | 2.75 | 2.76 | 2.83 | 2.92 | 3.03 | 297.6 | 297 | 296.7 | 295.7 | 294.5 | 293.4 | 293 | 292.7 | 291.7 | 292 | 292.6 | 2.97 | 0.42 | 2.96 | 2.97 | 14.14% | 293.34 | 2.8005 | -0.033543 | 2.7514 | 1.0178 | 3.023 | 0 | 1.82
2012-03-14 10:20 | 2.64 | 2.59 | 2.57 | 2.58 | 2.57 | 2.55 | 2.53 | 2.45 | 2.36 | 2.35 | 310.6 | 310.6 | 311 | 310.4 | 309.9 | 310.7 | 310.7 | 311.3 | 311.2 | 308 | 304.5 | 2.55 | 0.4 | 2.52 | 2.34 | 15.69% | 310.7 | 2.5119 | 0.072764 | 2.5471 | 0.98616 | 2.5147 | 0 | 0
2012-03-14 10:30 | 2.69 | 2.71 | 2.66 | 2.67 | 2.65 | 2.64 | 2.66 | 2.64 | 2.7 | 2.77 | 313.9 | 314.3 | 314.8 | 314.9 | 315.9 | 317 | 317.9 | 317.6 | 316.8 | 316.9 | 304.4 | 2.83 | 0.35 | 2.86 | 2.72 | 12.37% | 317.135 | 2.6675 | -0.069744 | 2.6429 | 1.0093 | 2.8564 | 0 | 0
2012-03-14 10:40 | 3.08 | 3.06 | 2.97 | 2.95 | 2.93 | 2.84 | 2.73 | 2.7 | 2.69 | 2.74 | 292.5 | 293.5 | 293.6 | 293.6 | 294.7 | 295.8 | 296.9 | 298.6 | 300.1 | 302.4 | 289.3 | 2.85 | 0.48 | 2.82 | 2.62 | 16.84% | 295.965 | 2.8334 | 0.36504 | 2.824 | 1.0033 | 2.8595 | 0 | 0
2012-03-14 10:50 | 2.8 | 2.74 | 2.64 | 2.68 | 2.68 | 2.66 | 2.64 | 2.57 | 2.54 | 2.59 | 288.6 | 289.3 | 289.7 | 290.3 | 291.2 | 291.9 | 293.4 | 294.4 | 295.6 | 298.1 | 286.4 | 2.85 | 0.33 | 2.82 | 2.72 | 11.58% | 292.125 | 2.6322 | 0.069744 | 2.6571 | 0.99061 | 2.8232 | 0 | 0
2012-03-14 11:00 | 2.61 | 2.57 | 2.47 | 2.45 | 2.39 | 2.38 | 2.32 | 2.27 | 2.27 | 2.36 | 300.2 | 300.6 | 302.6 | 304.5 | 305.5 | 306.8 | 309.4 | 311.7 | 312.7 | 314.1 | 297.8 | 2.69 | 0.3 | 2.61 | 2.43 | 11.15% | 307.19 | 2.3675 | 0.23595 | 2.3713 | 0.99841 | 2.6857 | 0 | 0
2012-03-14 11:10 | 2.6 | 2.61 | 2.55 | 2.57 | 2.53 | 2.49 | 2.47 | 2.45 | 2.41 | 2.33 | 283.4 | 283 | 283.2 | 283.2 | 284.9 | 288.5 | 291.7 | 293.5 | 294.5 | 296.6 | 280.9 | 2.52 | 0.49 | 2.49 | 2.25 | 19.44% | 288.98 | 2.4838 | 0.074524 | 2.4871 | 0.99867 | 2.5166 | 0 | 0
2012-03-14 11:20 | 2.82 | 2.84 | 2.78 | 2.69 | 2.58 | 2.56 | 2.5 | 2.44 | 2.43 | 2.43 | 283.4 | 283.8 | 284.5 | 286.4 | 288.2 | 291 | 292.5 | 293.3 | 295.5 | 297.4 | 285.5 | 2.48 | 0.43 | 2.46 | 2.32 | 17.34% | 291.225 | 2.5659 | 0.21916 | 2.5513 | 1.0057 | 2.4942 | 0 | 0
2012-03-14 11:30 | 3.14 | 3.08 | 2.97 | 2.93 | 2.92 | 2.85 | 2.75 | 2.64 | 2.59 | 2.57 | 296.8 | 296.3 | 297.6 | 298 | 298 | 297.5 | 296.8 | 296.9 | 297.2 | 298.8 | 282.6 | 2.46 | 0.28 | 2.5 | 2.23 | 11.38% | 297.395 | 2.811 | 0.33007 | 2.8355 | 0.99138 | 2.4388 | 0 | 0
2012-03-14 12:30 | 4.09 | 4.08 | 4.13 | 4.13 | 4.12 | 4.12 | 4.1 | 4.1 | 4.06 | 4.03 | 280.5 | 280.9 | 281.5 | 281.2 | 280 | 279.4 | 279.2 | 279.1 | 279.7 | 280 | 267.1 | 3.61 | 0.63 | 3.72 | 3.68 | 17.45% | 279.37 | 4.1019 | 0.044968 | 4.1171 | 0.99631 | 3.5967 | 55.51 | 54.6
2012-03-14 13:30 | 3.45 | 3.44 | 3.43 | 3.46 | 3.47 | 3.46 | 3.45 | 3.44 | 3.42 | 3.29 | 210.8 | 209.8 | 208.2 | 208.1 | 207.7 | 206.3 | 204.8 | 204.4 | 204.4 | 204.8 | 201.7 | 3.32 | 0.61 | 2.71 | 2.53 | 18.37% | 206.075 | 3.4382 | 0.026747 | 3.4586 | 0.99411 | 3.3004 | 29.12 | 27.3
2012-03-15 12:20 | 9.55 | 9.5 | 9.41 | 9.41 | 9.31 | 9.25 | 9.26 | 9.14 | 8.83 | 8.25 | 219.6 | 219.5 | 218.6 | 217.8 | 217.1 | 216.7 | 215.9 | 215 | 214.2 | 213.2 | 207.7 | 9.43 | 0.71 | 8.34 | 6.65 | 7.529% | 216.58 | 9.1912 | -0.0099849 | 9.2514 | 0.99348 | 9.3686 | 1419.83 | 1396.97
2012-03-15 12:30 | 8.9 | 8.87 | 8.92 | 8.86 | 8.7 | 8.55 | 8.34 | 8.1 | 7.86 | 7.54 | 218.1 | 217.8 | 216.3 | 215.3 | 214.5 | 213.6 | 213.2 | 213.2 | 212.6 | 211.9 | 206.7 | 8.38 | 0.92 | 7.19 | 5.88 | 10.98% | 213.54 | 8.4473 | 0.22981 | 8.5196 | 0.99151 | 8.3089 | 1028.46 | 1002.77
2012-03-15 12:40 | 8.23 | 8.18 | 8.04 | 7.96 | 7.84 | 7.77 | 7.71 | 7.63 | 7.49 | 7.12 | 214.6 | 214.1 | 213.5 | 211.8 | 210.9 | 210 | 209.1 | 208.5 | 208 | 207.2 | 201.5 | 7.75 | 0.69 | 6.34 | 5.41 | 8.903% | 209.865 | 7.7551 | 0.071636 | 7.7614 | 0.99919 | 7.7437 | 813.75 | 810.74
2012-03-15 12:50 | 8.29 | 8.15 | 7.96 | 7.82 | 7.67 | 7.55 | 7.37 | 7.21 | 7.13 | 6.9 | 214.4 | 214.1 | 213.4 | 212.1 | 211.2 | 211 | 210.9 | 210.6 | 209.8 | 208 | 201.9 | 7.2 | 0.79 | 5.82 | 5 | 10.97% | 210.985 | 7.5241 | 0.22298 | 7.5239 | 1 | 7.2001 | 648.2 | 648.2
2012-03-15 13:00 | 8.64 | 8.57 | 8.47 | 8.34 | 8.2 | 8.09 | 7.97 | 7.87 | 7.75 | 7.35 | 213 | 212.6 | 211.8 | 210.9 | 209.4 | 208.1 | 206.9 | 205.6 | 204.4 | 202.2 | 199.8 | 8.07 | 0.82 | 6.55 | 5.7 | 10.16% | 207.92 | 8.0697 | 0.1381 | 8.0727 | 0.99963 | 8.067 | 914.69 | 914.69
2012-03-15 13:10 | 8.92 | 8.74 | 8.58 | 8.44 | 8.36 | 8.18 | 7.96 | 7.74 | 7.48 | 7.12 | 218.9 | 217.9 | 216.2 | 215.2 | 214.5 | 213.9 | 213.4 | 212.8 | 212.2 | 211.4 | 207.7 | 8.03 | 0.89 | 7.01 | 5.82 | 11.08% | 213.825 | 8.089 | 0.25194 | 8.1481 | 0.99275 | 7.9718 | 900.01 | 879.97
2012-03-15 13:30 | 8.66 | 8.51 | 8.29 | 8.12 | 7.95 | 7.77 | 7.6 | 7.41 | 7.21 | 6.88 | 219.5 | 218.4 | 216.8 | 215.8 | 214.6 | 213.1 | 212.4 | 212.3 | 212.9 | 212.8 | 207.4 | 7.66 | 0.8 | 6.64 | 5.71 | 10.44% | 212.995 | 7.7521 | 0.20443 | 7.7454 | 1.0009 | 7.6666 | 786.66 | 789.67
2012-03-15 13:40 | 9.04 | 8.96 | 8.74 | 8.45 | 8.23 | 8.05 | 7.8 | 7.48 | 7.23 | 6.99 | 216.2 | 215 | 213.2 | 211.9 | 210.9 | 210.4 | 209.8 | 208.8 | 207.8 | 205.2 | 202.8 | 7.6 | 0.72 | 6.26 | 5.3 | 9.474% | 210.31 | 7.9979 | 0.29154 | 8.0137 | 0.99803 | 7.585 | 768.6 | 762.58
2012-03-15 13:50 | 8.65 | 8.5 | 8.21 | 8.04 | 7.89 | 7.7 | 7.45 | 7.23 | 6.93 | 6.53 | 216.1 | 215.5 | 214 | 212.6 | 211.5 | 210.8 | 209.9 | 208.6 | 207.6 | 205.3 | 202.8 | 7.32 | 0.78 | 6.08 | 5.14 | 10.66% | 210.665 | 7.6262 | 0.30501 | 7.6637 | 0.99511 | 7.2842 | 684.32 | 672.28
2012-03-15 15:30 | 8.42 | 8.33 | 8.2 | 8.08 | 8.01 | 7.99 | 7.9 | 7.75 | 7.71 | 7.39 | 222 | 220.6 | 219.1 | 218.1 | 216.3 | 214.8 | 214.3 | 213.9 | 213.5 | 212.5 | 209.1 | 8.32 | 0.61 | 7.54 | 6.11 | 7.332% | 214.725 | 7.9278 | 0.10468 | 7.977 | 0.99383 | 8.2687 | 1006.44 | 988.09
2012-03-15 18:30 | 11.31 | 11.03 | 10.63 | 10.3 | 10.15 | 10.13 | 10.14 | 10.07 | 9.93 | 9.48 | 223.5 | 222.6 | 220.9 | 218.4 | 216.4 | 215.6 | 214.5 | 213.8 | 213.2 | 212.3 | 210 | 10.58 | 0.89 | 9.53 | 7.53 | 8.412% | 215.435 | 10.1754 | -0.0091179 | 10.1314 | 1.0043 | 10.6259 | 1791.86 | 1805.21
2012-03-16 10:20 | 18.9 | 18.88 | 18.74 | 18.63 | 18.55 | 18.43 | 18.27 | 18.04 | 17.76 | 17.07 | 275.7 | 276 | 276.4 | 276.7 | 276.9 | 277.2 | 277.4 | 277.4 | 277.9 | 278.4 | 271.7 | 18.55 | 2.87 | 18.48 | 15.95 | 15.47% | 277.23 | 18.3018 | 0.080576 | 18.407 | 0.99429 | 18.444 | 2000 | 2000
2012-03-16 10:30 | 18.4 | 18.38 | 18.3 | 18.19 | 18.04 | 17.85 | 17.67 | 17.5 | 17.23 | 16.59 | 282.2 | 282.2 | 282.3 | 282.7 | 283.2 | 283.9 | 284.2 | 284.3 | 284.8 | 285.9 | 277.2 | 18.06 | 2.89 | 18.06 | 15.87 | 16% | 283.945 | 17.78 | 0.093659 | 17.8241 | 0.99753 | 18.0153 | 2000 | 2000
2012-03-16 10:40 | 16.59 | 16.53 | 16.55 | 16.72 | 16.81 | 16.81 | 16.71 | 16.55 | 16.37 | 15.96 | 273.8 | 273.9 | 274.1 | 274.1 | 274.1 | 274 | 273.5 | 273.1 | 273.2 | 273.4 | 266.2 | 16.62 | 2.66 | 16.68 | 15.09 | 16% | 273.925 | 16.6123 | 0.055137 | 16.7956 | 0.98908 | 16.4385 | 2000 | 2000
2012-03-16 11:20 | 17.9 | 17.79 | 17.61 | 17.44 | 17.25 | 17.12 | 17.04 | 16.88 | 16.65 | 16.25 | 284.7 | 284.7 | 284.6 | 284.4 | 284.3 | 284.7 | 285.3 | 286 | 286.5 | 286.7 | 277.2 | 17.17 | 1.92 | 17.21 | 15.98 | 11.18% | 284.79 | 17.1155 | 0.043283 | 17.1085 | 1.0004 | 17.177 | 2000 | 2000
2012-03-16 11:30 | 16.02 | 16 | 15.95 | 15.88 | 15.8 | 15.69 | 15.53 | 15.33 | 15.02 | 14.33 | 280.1 | 280.2 | 280.6 | 281.2 | 281.6 | 281.8 | 282.2 | 282.5 | 282.8 | 283.1 | 274.9 | 15.55 | 1.9 | 15.45 | 13.82 | 12.22% | 281.86 | 15.5516 | 0.094719 | 15.667 | 0.99264 | 15.4355 | 2000 | 2000
2012-03-16 12:10 | 15.88 | 15.81 | 15.63 | 15.5 | 15.38 | 15.29 | 15.22 | 15.05 | 14.79 | 14.35 | 274.8 | 274.8 | 275 | 275.2 | 274.9 | 274.7 | 274.8 | 275.4 | 276.1 | 276.8 | 268.1 | 14.71 | 1.97 | 14.72 | 13.56 | 13.39% | 274.715 | 15.2384 | 0.042404 | 15.28 | 0.99728 | 14.67 | 2000 | 2000
2012-03-16 12:20 | 14.56 | 14.48 | 14.29 | 14.16 | 14.11 | 14.02 | 13.86 | 13.58 | 13.25 | 12.74 | 273.4 | 273.3 | 273.2 | 273.1 | 273.1 | 273 | 272.7 | 272.4 | 272.6 | 273.7 | 266.1 | 13.8 | 1.69 | 13.74 | 11.79 | 12.25% | 272.955 | 13.8652 | 0.10607 | 13.997 | 0.99058 | 13.6701 | 1999.8 | 1999.67
2012-03-16 12:30 | 15.85 | 15.7 | 15.38 | 15.01 | 14.67 | 14.37 | 14.11 | 13.88 | 13.72 | 13.47 | 279.5 | 279.4 | 279.9 | 280.6 | 281.2 | 281.2 | 281 | 280.6 | 280.1 | 279.3 | 272.9 | 14.58 | 2.65 | 14.52 | 12.95 | 18.18% | 281.17 | 14.449 | 0.16873 | 14.3325 | 1.0081 | 14.6985 | 2000 | 2000
2012-03-16 12:40 | 14.43 | 14.42 | 14.42 | 14.41 | 14.38 | 14.35 | 14.32 | 14.25 | 14.04 | 13.52 | 278.1 | 278 | 278.2 | 278.4 | 278.2 | 277.7 | 277.6 | 278 | 278.4 | 279.2 | 270.3 | 13.83 | 2.06 | 14 | 12.74 | 14.9% | 277.685 | 14.2734 | 0.019339 | 14.3457 | 0.99496 | 13.7603 | 1999.83 | 1999.76
2012-03-16 12:50 | 14.74 | 14.65 | 14.58 | 14.63 | 14.66 | 14.52 | 14.28 | 14.05 | 13.79 | 13.27 | 287 | 287.1 | 287 | 286.7 | 286.5 | 286.7 | 287.2 | 287.9 | 288.7 | 289.4 | 278.9 | 13.78 | 1.82 | 13.72 | 12.55 | 13.21% | 286.775 | 14.3187 | 0.15402 | 14.4854 | 0.98849 | 13.6214 | 1999.78 | 1999.62
2012-03-16 13:00 | 13.9 | 13.84 | 13.72 | 13.59 | 13.48 | 13.43 | 13.37 | 13.32 | 13.33 | 13.04 | 280.8 | 280.9 | 280.9 | 280.9 | 281 | 281.4 | 282.2 | 282.8 | 283.2 | 283.8 | 275 | 13.33 | 1.86 | 13.41 | 12.26 | 13.95% | 281.52 | 13.4496 | 0.041378 | 13.4214 | 1.0021 | 13.3581 | 1999.33 | 1999.36
2012-03-16 13:10 | 12.42 | 12.41 | 12.33 | 12.18 | 12.05 | 11.96 | 11.91 | 11.82 | 11.63 | 11.35 | 279.3 | 279.2 | 279.6 | 280 | 280.1 | 279.9 | 279.5 | 279.8 | 279.9 | 279.4 | 272.3 | 12.02 | 1.87 | 12.06 | 10.9 | 15.56% | 279.84 | 11.9636 | 0.038714 | 11.9528 | 1.0009 | 12.0308 | 1988.22 | 1988.33
2012-03-16 13:20 | 12.93 | 12.98 | 13.04 | 13.01 | 12.9 | 12.88 | 12.79 | 12.57 | 12.42 | 12.21 | 280.1 | 280.1 | 280.2 | 280.2 | 280.2 | 280.3 | 280.5 | 280.7 | 280.7 | 280.7 | 271.8 | 12.51 | 1.72 | 12.68 | 12.02 | 13.75% | 280.33 | 12.7765 | 0.064799 | 12.8671 | 0.99296 | 12.4219 | 1993.61 | 1992.62
2012-03-16 13:40 | 13.89 | 13.79 | 13.52 | 13.34 | 13.24 | 13.12 | 12.97 | 12.85 | 12.71 | 12.2 | 276 | 276.2 | 276.6 | 276.6 | 276.2 | 275.5 | 275.1 | 275.1 | 275.5 | 276 | 268.7 | 12.88 | 1.91 | 12.92 | 11.55 | 14.83% | 275.44 | 13.0869 | 0.10626 | 13.0984 | 0.99912 | 12.8687 | 1997.68 | 1997.57
2012-03-16 13:50 | 13.03 | 13.05 | 13.04 | 12.9 | 12.69 | 12.49 | 12.31 | 12.13 | 11.89 | 11.46 | 278.4 | 278.4 | 278.7 | 279.4 | 280.1 | 280.6 | 280.6 | 280.3 | 280.1 | 280.7 | 273.4 | 13.01 | 2.25 | 13.07 | 11.8 | 17.29% | 280.6 | 12.46 | 0.13415 | 12.4641 | 0.99967 | 13.0058 | 1999.01 | 1999.01
2012-03-16 14:00 | 13.44 | 13.37 | 13.26 | 13.16 | 13.07 | 13.02 | 12.99 | 12.94 | 12.8 | 12.5 | 273.6 | 273.3 | 272.9 | 272.3 | 271.7 | 271.4 | 271.6 | 272 | 272.6 | 274.4 | 267.2 | 12.99 | 2.05 | 13.04 | 11.79 | 15.78% | 271.43 | 13.015 | 0.021317 | 13.0157 | 0.99995 | 12.9894 | 1998.89 | 1998.89
2012-03-16 14:10 | 12.2 | 12.19 | 12.19 | 12.17 | 12.08 | 11.98 | 11.89 | 11.75 | 11.55 | 11.1 | 275.4 | 275.2 | 274.8 | 274.5 | 274.3 | 274.1 | 274.2 | 274.2 | 274.3 | 275 | 266.1 | 11.2 | 1.71 | 11.32 | 10.48 | 15.27% | 274.115 | 11.9102 | 0.069685 | 11.9671 | 0.99525 | 11.1468 | 1920.8 | 1916.6
2012-03-16 14:40 | 11.63 | 11.61 | 11.54 | 11.44 | 11.29 | 11.15 | 11.05 | 10.91 | 10.71 | 10.47 | 278.9 | 278.6 | 278.1 | 277.8 | 277.4 | 277.3 | 277.3 | 277.2 | 276.9 | 276.4 | 270.6 | 10.86 | 1.8 | 10.93 | 9.98 | 16.57% | 277.3 | 11.1364 | 0.083253 | 11.1356 | 1.0001 | 10.8608 | 1866.62 | 1866.62
2012-03-16 14:50 | 10.43 | 10.37 | 10.26 | 10.15 | 10.06 | 9.95 | 9.88 | 9.83 | 9.77 | 9.58 | 275.3 | 275.3 | 274.8 | 274.3 | 273.9 | 273.5 | 273.4 | 273.9 | 274.4 | 274.6 | 266 | 9.32 | 1.85 | 9.41 | 9.3 | 19.85% | 273.485 | 9.9757 | 0.065242 | 9.9399 | 1.0036 | 9.3536 | 1377.92 | 1389.35
2012-03-16 15:10 | 13.48 | 13.46 | 13.41 | 13.28 | 13.05 | 12.76 | 12.59 | 12.52 | 12.36 | 11.88 | 272.9 | 272.9 | 272.7 | 272.6 | 272.7 | 272.9 | 273.4 | 273.9 | 274.2 | 274.4 | 265.7 | 12.72 | 2.62 | 12.72 | 11.52 | 20.6% | 272.975 | 12.8231 | 0.12394 | 12.7355 | 1.0069 | 12.8075 | 1995.92 | 1996.91
2012-03-16 15:20 | 13.68 | 13.64 | 13.61 | 13.62 | 13.59 | 13.48 | 13.29 | 13.07 | 12.83 | 12.33 | 276.1 | 276 | 275.8 | 275.9 | 276 | 275.9 | 275.9 | 276.1 | 276.1 | 276 | 269.8 | 13.48 | 1.37 | 13.47 | 12.2 | 10.16% | 275.9 | 13.3183 | 0.13118 | 13.4526 | 0.99002 | 13.3454 | 1999.48 | 1999.35
2012-03-16 15:30 | 11.51 | 11.46 | 11.33 | 11.25 | 11.21 | 11.17 | 11.12 | 11.1 | 11 | 10.57 | 274.4 | 274.3 | 274.2 | 274.6 | 274.9 | 274.9 | 275 | 275.5 | 276.4 | 277.4 | 269.1 | 11.36 | 1.64 | 11.48 | 10.41 | 14.44% | 274.915 | 11.1474 | 0.041458 | 11.1628 | 0.99861 | 11.3443 | 1934.24 | 1932.56
2012-03-16 15:40 | 12.72 | 12.72 | 12.71 | 12.62 | 12.53 | 12.54 | 12.54 | 12.43 | 12.24 | 11.75 | 275.7 | 275.7 | 275.8 | 275.7 | 275.7 | 275.5 | 275.1 | 274.6 | 274.4 | 274.6 | 269.5 | 12.48 | 1.82 | 12.61 | 11.35 | 14.58% | 275.44 | 12.4827 | 0 | 12.54 | 0.99543 | 12.423 | 1993.28 | 1992.62
2012-03-16 15:50 | 10.66 | 10.66 | 10.68 | 10.67 | 10.62 | 10.57 | 10.51 | 10.39 | 10.24 | 9.98 | 276.7 | 276.5 | 276.1 | 275.9 | 276.1 | 276.5 | 276.5 | 276.4 | 276.7 | 277.6 | 270.2 | 10.48 | 2.39 | 10.58 | 9.64 | 22.81% | 276.5 | 10.5021 | 0.052605 | 10.5614 | 0.99439 | 10.4212 | 1765.16 | 1749.14
2012-03-16 16:50 | 9.67 | 9.57 | 9.38 | 9.18 | 9.01 | 8.87 | 8.72 | 8.51 | 8.25 | 7.83 | 274.2 | 273.9 | 273.3 | 272.7 | 272.1 | 271.5 | 271 | 270.8 | 270.8 | 270.8 | 265.2 | 7.74 | 1.35 | 7.88 | 7.44 | 17.44% | 271.425 | 8.8289 | 0.15761 | 8.8484 | 0.9978 | 7.723 | 810.74 | 804.72
2012-03-16 17:00 | 10.01 | 9.96 | 9.89 | 9.81 | 9.68 | 9.47 | 9.22 | 8.95 | 8.64 | 8.17 | 275.1 | 275 | 274.4 | 273.9 | 273.7 | 273.8 | 273.8 | 273.8 | 273.9 | 274.3 | 267.7 | 8.96 | 1.27 | 8.92 | 7.69 | 14.17% | 273.8 | 9.3545 | 0.24723 | 9.4338 | 0.9916 | 8.8847 | 1241.32 | 1211.96
2012-03-16 20:10 | 6.03 | 5.99 | 5.9 | 5.77 | 5.65 | 5.54 | 5.46 | 5.39 | 5.37 | 5.37 | 216.4 | 214.9 | 212.5 | 210.1 | 207.4 | 205 | 203.5 | 202.3 | 201.2 | 198.7 | 194.9 | 5.17 | 0.48 | 4.05 | 4.55 | 9.284% | 204.775 | 5.5678 | 0.13442 | 5.5285 | 1.0071 | 5.2068 | 227.54 | 234.02
2012-03-16 20:20 | 4.33 | 4.41 | 4.46 | 4.37 | 4.18 | 3.96 | 3.81 | 3.78 | 3.87 | 4.22 | 206.2 | 204.9 | 203.1 | 201.1 | 198.8 | 196.2 | 193.6 | 190.4 | 187.4 | 184.1 | 187.9 | 3.77 | 0.69 | 3.1 | 4.42 | 18.3% | 195.81 | 4.0627 | 0.35684 | 3.9382 | 1.0316 | 3.8893 | 70.07 | 80.99
2012-03-16 20:30 | 3.65 | 3.63 | 3.57 | 3.52 | 3.5 | 3.46 | 3.42 | 3.4 | 3.37 | 3.46 | 205.8 | 205 | 203.9 | 203.1 | 202.4 | 201.1 | 199.5 | 197.7 | 195.1 | 189.8 | 191.5 | 3.34 | 0.44 | 2.65 | 3.58 | 13.17% | 200.86 | 3.4607 | 0.10745 | 3.4542 | 1.0019 | 3.3463 | 30.94 | 31.85
2012-03-16 20:40 | 4.13 | 4.07 | 3.99 | 3.94 | 3.92 | 3.88 | 3.83 | 3.78 | 3.75 | 3.8 | 202 | 200.8 | 198.8 | 197.9 | 197.1 | 195.7 | 194.3 | 193.4 | 192.9 | 191.2 | 188.1 | 3.85 | 0.88 | 3.14 | 3.67 | 22.86% | 195.49 | 3.8703 | 0.11986 | 3.8728 | 0.99935 | 3.8475 | 77.35 | 77.35
2012-03-16 20:50 | 5.18 | 5.2 | 5.27 | 5.31 | 5.33 | 5.31 | 5.31 | 5.39 | 5.54 | 5.94 | 191.1 | 190.3 | 189 | 188 | 187.1 | 186.3 | 185.6 | 184.7 | 183.3 | 181.1 | 173.8 | 5.51 | 0.34 | 5.37 | 6.3 | 6.171% | 186.195 | 5.3771 | 0 | 5.31 | 1.0126 | 5.5796 | 282.62 | 293.96
2012-03-16 21:00 | 5.39 | 5.37 | 5.35 | 5.3 | 5.15 | 4.88 | 4.64 | 4.49 | 4.44 | 4.63 | 187.1 | 186 | 184.2 | 182.5 | 180.9 | 178.8 | 176.1 | 172.8 | 170.3 | 170 | 166.5 | 4.75 | 0.71 | 4.32 | 4.9 | 14.95% | 178.395 | 4.8916 | 0.46603 | 4.8449 | 1.0096 | 4.7958 | 172.75 | 178.2
2012-03-16 21:10 | 4.84 | 4.78 | 4.74 | 4.73 | 4.69 | 4.6 | 4.46 | 4.29 | 4.14 | 3.98 | 196.5 | 194.4 | 191.5 | 189 | 187 | 185 | 183 | 180.7 | 177.4 | 170.6 | 175.1 | 4.64 | 0.44 | 4.39 | 3.92 | 9.483% | 184.7 | 4.4925 | 0.28562 | 4.5797 | 0.98096 | 4.5517 | 160.76 | 150.95
2012-03-16 21:20 | 5.28 | 5.11 | 4.92 | 4.77 | 4.67 | 4.65 | 4.67 | 4.67 | 4.66 | 4.61 | 207.8 | 205.5 | 201.7 | 198.1 | 195.5 | 193.7 | 191.6 | 189.2 | 187 | 184 | 182.5 | 4.74 | 0.46 | 4.27 | 4.56 | 9.705% | 193.385 | 4.7014 | -0.039661 | 4.6529 | 1.0104 | 4.7895 | 171.66 | 177.11
2012-03-16 21:30 | 5.69 | 5.57 | 5.43 | 5.31 | 5.2 | 5.14 | 5.12 | 5.11 | 5.07 | 4.91 | 200.8 | 199 | 195.5 | 192.8 | 191.4 | 190.1 | 188.6 | 187.4 | 186.5 | 184.6 | 182 | 5.34 | 0.66 | 4.79 | 4.5 | 12.36% | 189.875 | 5.1847 | 0.036027 | 5.1371 | 1.0093 | 5.3895 | 255.08 | 263.18
2012-03-16 21:40 | 6.34 | 6.17 | 5.94 | 5.85 | 5.81 | 5.82 | 5.91 | 6.02 | 6.12 | 5.95 | 198.3 | 197.5 | 196 | 193.9 | 191.6 | 189.5 | 188.1 | 186.9 | 185.3 | 181.4 | 182.3 | 6 | 0.86 | 5.52 | 5.62 | 14.33% | 189.29 | 5.9216 | -0.14181 | 5.8328 | 1.0152 | 6.0913 | 362 | 382.34
2012-03-16 21:50 | 7.46 | 7.4 | 7.3 | 7.17 | 7.01 | 6.84 | 6.73 | 6.58 | 6.34 | 5.87 | 192 | 191.4 | 190.2 | 189.5 | 189.3 | 188.5 | 187 | 185.5 | 184.5 | 183.9 | 174.1 | 7.4 | 0.47 | 7.02 | 5.26 | 6.351% | 188.275 | 6.8283 | 0.14982 | 6.8241 | 1.0006 | 7.4045 | 708.4 | 708.4
2012-03-16 22:00 | 9.21 | 9.14 | 8.96 | 8.76 | 8.52 | 8.24 | 7.97 | 7.7 | 7.44 | 7.04 | 186.9 | 186.2 | 185.4 | 185.5 | 185.4 | 184.6 | 183.1 | 181.5 | 180.1 | 178.6 | 170 | 8.89 | 0.98 | 8.42 | 6.83 | 11.02% | 184.375 | 8.2186 | 0.30787 | 8.2008 | 1.0022 | 8.9094 | 1215.63 | 1222.97
2012-03-16 22:10 | 10.01 | 9.8 | 9.51 | 9.25 | 9.05 | 8.76 | 8.37 | 8.04 | 7.83 | 7.39 | 182.7 | 182.4 | 181.5 | 180.7 | 179.3 | 177 | 174.5 | 172.9 | 171.7 | 169.5 | 165.3 | 9.16 | 1.31 | 8.58 | 7.16 | 14.3% | 176.625 | 8.6753 | 0.42085 | 8.703 | 0.99682 | 9.1309 | 1316.96 | 1305.53
2012-03-16 22:20 | 9.57 | 9.41 | 9.18 | 9.01 | 8.86 | 8.77 | 8.55 | 8.14 | 7.65 | 7.03 | 180.4 | 180.6 | 180.6 | 180.7 | 180.2 | 179.2 | 177.9 | 176.8 | 175.6 | 174.3 | 166 | 9.35 | 1.33 | 8.87 | 6.79 | 14.22% | 179.005 | 8.5722 | 0.23477 | 8.7381 | 0.98101 | 9.1724 | 1389.35 | 1320.77
2012-03-16 22:30 | 10.12 | 9.87 | 9.36 | 8.79 | 8.2 | 7.7 | 7.43 | 7.21 | 6.89 | 6.46 | 172.7 | 172.8 | 172.2 | 171.9 | 171.4 | 170 | 168.2 | 166.5 | 164.8 | 162 | 160 | 6.9 | 1.15 | 6.98 | 6.08 | 16.67% | 169.73 | 8.0007 | 0.32985 | 7.6607 | 1.0444 | 7.2062 | 565.4 | 651.21
2012-03-16 22:40 | 10.99 | 10.67 | 10.12 | 9.6 | 9.08 | 8.61 | 8.3 | 8.13 | 8.04 | 7.82 | 170.7 | 170.5 | 170.7 | 170.8 | 170.2 | 168.8 | 167.3 | 166.1 | 165.6 | 164.4 | 161.1 | 7.89 | 1.15 | 7.9 | 7.77 | 14.58% | 168.575 | 8.8953 | 0.33886 | 8.5649 | 1.0386 | 8.1943 | 855.89 | 958.73
2012-03-16 22:50 | 13.15 | 12.9 | 12.45 | 11.96 | 11.49 | 11.05 | 10.64 | 10.15 | 9.72 | 8.88 | 173.8 | 173.6 | 173.7 | 173.7 | 173.2 | 172.1 | 170.8 | 169.8 | 168.4 | 166.1 | 162.7 | 10.6 | 1.3 | 10.38 | 8.19 | 12.26% | 171.905 | 11.0828 | 0.3494 | 10.9903 | 1.0084 | 10.6893 | 1797.2 | 1821.23
2012-03-16 23:00 | 14.37 | 14.03 | 13.39 | 12.86 | 12.43 | 11.95 | 11.43 | 10.83 | 10.19 | 9.21 | 178.2 | 177.8 | 177.1 | 176 | 175.1 | 174 | 173 | 172.2 | 171.2 | 168.9 | 163.7 | 12.76 | 1.36 | 12.24 | 8.41 | 10.66% | 173.85 | 11.8993 | 0.41113 | 11.8741 | 1.0021 | 12.7871 | 1996.36 | 1996.69
2012-03-16 23:10 | 15.69 | 15.34 | 14.71 | 14.13 | 13.6 | 13.07 | 12.57 | 12.08 | 11.5 | 10.56 | 179.3 | 178.9 | 177.7 | 176.5 | 175.3 | 173.9 | 171.8 | 169.7 | 168.1 | 166.1 | 162.3 | 13.75 | 1.49 | 13.24 | 9.92 | 10.84% | 173.585 | 13.1029 | 0.36046 | 12.9972 | 1.0081 | 13.8618 | 1999.75 | 1999.86
2012-03-16 23:20 | 16.3 | 15.9 | 15.24 | 14.65 | 14.16 | 13.68 | 13.1 | 12.42 | 11.78 | 10.95 | 180 | 179.6 | 178.8 | 177.8 | 176.8 | 176.3 | 175.8 | 174.6 | 172.9 | 171 | 164.8 | 14 | 1.53 | 13.53 | 10.37 | 10.93% | 176.225 | 13.6104 | 0.40034 | 13.5954 | 1.0011 | 14.0154 | 2000 | 2000
2012-03-16 23:30 | 16.41 | 16.26 | 15.81 | 15.31 | 14.81 | 14.17 | 13.46 | 12.73 | 11.94 | 10.96 | 184.7 | 183.8 | 182.1 | 180.5 | 179.4 | 178.6 | 178.2 | 177.5 | 176.6 | 175.3 | 169.8 | 14.49 | 1.44 | 13.92 | 10.28 | 9.938% | 178.54 | 14.0601 | 0.47503 | 14.066 | 0.99958 | 14.4839 | 2000 | 2000
2012-03-16 23:40 | 14.46 | 14.22 | 13.83 | 13.46 | 13.13 | 12.76 | 12.32 | 11.78 | 11.08 | 9.92 | 190.7 | 190 | 188.7 | 187.7 | 187.1 | 186.3 | 185.4 | 184.6 | 183.6 | 182.4 | 175.8 | 12.8 | 1.17 | 11.91 | 8.77 | 9.141% | 186.165 | 12.6038 | 0.32428 | 12.696 | 0.99274 | 12.707 | 1996.8 | 1995.81
2012-03-17 00:20 | 12.69 | 12.35 | 11.75 | 11.26 | 10.95 | 10.71 | 10.44 | 10.12 | 9.77 | 9.25 | 196.6 | 195.8 | 194.4 | 193.1 | 192.1 | 191.4 | 190.5 | 189.6 | 188.7 | 187.3 | 184 | 10.78 | 1.25 | 9.35 | 8.27 | 11.6% | 191.265 | 10.7256 | 0.23595 | 10.6709 | 1.0051 | 10.8353 | 1845.26 | 1861.28
2012-03-17 00:30 | 11.99 | 11.54 | 10.72 | 10.04 | 9.57 | 9.25 | 9.06 | 8.94 | 8.78 | 8.42 | 198.4 | 197.4 | 195.6 | 194 | 192.9 | 192.4 | 192.1 | 191.5 | 190.6 | 189.7 | 184.7 | 9.82 | 1.2 | 8.48 | 7.41 | 12.22% | 192.355 | 9.534 | 0.19179 | 9.2225 | 1.0338 | 10.1517 | 1568.42 | 1677.05
2012-03-17 00:40 | 13.11 | 12.95 | 12.61 | 12.19 | 11.74 | 11.25 | 10.74 | 10.21 | 9.64 | 8.84 | 205.9 | 205.3 | 204.4 | 203.3 | 202.6 | 202.1 | 201.4 | 200.7 | 199.9 | 198.2 | 191.8 | 10.28 | 1.28 | 8.04 | 6.93 | 12.45% | 201.995 | 11.2166 | 0.42872 | 11.1755 | 1.0037 | 10.3178 | 1711.76 | 1722.44
2012-03-17 00:50 | 13.91 | 13.67 | 13.25 | 12.87 | 12.5 | 12.07 | 11.66 | 11.21 | 10.69 | 9.81 | 210.3 | 210 | 209.3 | 208.5 | 207.6 | 206.6 | 205.7 | 204.5 | 203.5 | 202.5 | 197.6 | 11.77 | 0.98 | 9.04 | 7.29 | 8.326% | 206.465 | 12.0296 | 0.31936 | 12.0104 | 1.0016 | 11.7888 | 1968.68 | 1970.36
2012-03-17 01:00 | 14.91 | 14.69 | 14.23 | 13.76 | 13.31 | 12.85 | 12.41 | 11.9 | 11.29 | 10.38 | 212.6 | 212.2 | 211.3 | 210.2 | 209.3 | 208.7 | 208.3 | 207.6 | 206.7 | 204.8 | 199.2 | 12.18 | 0.97 | 9.39 | 7.94 | 7.964% | 208.64 | 12.826 | 0.32197 | 12.786 | 1.0031 | 12.218 | 1989.98 | 1990.42
2012-03-17 01:30 | 14.18 | 14.07 | 13.84 | 13.55 | 13.16 | 12.75 | 12.33 | 11.82 | 11.31 | 10.66 | 216.2 | 215.1 | 213.1 | 211.5 | 210.3 | 209.3 | 208.2 | 207.4 | 206.8 | 205.2 | 200 | 12.09 | 0.81 | 9.46 | 8.2 | 6.7% | 209.135 | 12.6605 | 0.30954 | 12.689 | 0.99776 | 12.0629 | 1988.99 | 1988.66
2012-03-17 01:40 | 12.85 | 12.67 | 12.47 | 12.28 | 11.99 | 11.63 | 11.25 | 10.84 | 10.38 | 9.54 | 219.8 | 218.4 | 216.1 | 214.2 | 213.1 | 212.9 | 212.3 | 211.2 | 210.2 | 208 | 203.3 | 11.32 | 0.9 | 9.26 | 7.27 | 7.951% | 212.81 | 11.517 | 0.30698 | 11.5748 | 0.99501 | 11.2635 | 1930.88 | 1925.84
2012-03-17 01:50 | 13.45 | 13.24 | 12.86 | 12.51 | 12.18 | 11.79 | 11.34 | 10.82 | 10.23 | 9.48 | 219 | 217.6 | 215.5 | 213.8 | 212.9 | 212.7 | 212.2 | 211.3 | 210.4 | 208.7 | 204.5 | 11.43 | 0.94 | 9.4 | 7.22 | 8.224% | 212.625 | 11.6751 | 0.35962 | 11.7244 | 0.99579 | 11.3819 | 1940.12 | 1935.92
2012-03-17 02:00 | 13.23 | 13 | 12.72 | 12.47 | 12.3 | 12.04 | 11.65 | 11.22 | 10.75 | 9.86 | 219.4 | 218.1 | 215.8 | 214.4 | 214 | 213.8 | 213.1 | 211.8 | 210.6 | 208.8 | 205 | 11.95 | 0.75 | 10.06 | 7.55 | 6.276% | 213.695 | 11.8464 | 0.30429 | 11.9833 | 0.98857 | 11.8135 | 1983.8 | 1972.04
2012-03-17 02:10 | 12.44 | 12.16 | 11.76 | 11.42 | 11.18 | 11.01 | 10.76 | 10.37 | 9.9 | 9.05 | 224.4 | 222.9 | 220 | 217.2 | 214.8 | 213 | 212 | 210.7 | 209.5 | 207.5 | 206.5 | 11.14 | 0.69 | 9.58 | 7.04 | 6.194% | 212.85 | 10.8673 | 0.21225 | 10.9738 | 0.99029 | 11.0319 | 1915.76 | 1906.52
2012-03-17 11:40 | 16.88 | 16.87 | 16.75 | 16.58 | 16.49 | 16.34 | 16.13 | 15.9 | 15.61 | 15.06 | 298.4 | 298.4 | 298.7 | 299.4 | 299.9 | 300.2 | 300 | 299.8 | 300.1 | 301.3 | 290.5 | 16.53 | 2.25 | 16.41 | 14.77 | 13.61% | 300.17 | 16.2199 | 0.11953 | 16.3097 | 0.99449 | 16.4389 | 2000 | 2000
2012-03-17 11:50 | 17.97 | 17.95 | 17.91 | 17.81 | 17.64 | 17.41 | 17.17 | 16.98 | 16.85 | 16.3 | 298.2 | 297.9 | 298 | 298.2 | 298.2 | 298.5 | 298.9 | 299.4 | 299.4 | 299.3 | 292.2 | 17.76 | 1.95 | 17.6 | 15.76 | 10.98% | 298.56 | 17.3576 | 0.12827 | 17.3754 | 0.99898 | 17.7418 | 2000 | 2000
2012-03-17 12:00 | 17.93 | 17.94 | 17.86 | 17.88 | 17.94 | 17.88 | 17.68 | 17.45 | 17.21 | 16.67 | 302.3 | 302.2 | 302 | 301.3 | 301.2 | 301.2 | 301.4 | 301.7 | 301.9 | 302 | 294.3 | 18.02 | 1.99 | 17.93 | 16.27 | 11.04% | 301.23 | 17.6609 | 0.10395 | 17.8512 | 0.98934 | 17.8279 | 2000 | 2000
2012-03-17 12:10 | 18.07 | 18.03 | 18.01 | 17.99 | 17.96 | 17.88 | 17.79 | 17.68 | 17.42 | 16.96 | 299.9 | 299.6 | 299.1 | 298.7 | 298.3 | 298 | 297.9 | 297.9 | 297.8 | 297 | 291.3 | 18.42 | 1.95 | 18.4 | 16.61 | 10.59% | 297.985 | 17.7813 | 0.046632 | 17.8671 | 0.9952 | 18.3316 | 2000 | 2000
2012-03-17 12:20 | 14.74 | 14.7 | 14.56 | 14.45 | 14.4 | 14.31 | 14.15 | 13.92 | 13.71 | 13.41 | 307.1 | 307 | 307.2 | 307.6 | 307.9 | 308.1 | 308.2 | 308.3 | 308.1 | 307.4 | 299.3 | 14.29 | 2.34 | 14.16 | 12.73 | 16.38% | 308.115 | 14.1929 | 0.10391 | 14.287 | 0.99342 | 14.1959 | 2000 | 2000
2012-03-17 12:30 | 15.8 | 15.75 | 15.57 | 15.53 | 15.48 | 15.42 | 15.3 | 15.13 | 14.95 | 14.64 | 301.2 | 301 | 301.2 | 301.3 | 301.5 | 301.5 | 301.3 | 301.3 | 301.5 | 301.6 | 294.5 | 15.56 | 1.49 | 15.46 | 14.08 | 9.576% | 301.47 | 15.321 | 0.072196 | 15.4027 | 0.99469 | 15.4774 | 2000 | 2000
2012-03-17 12:40 | 15.23 | 15.24 | 15.21 | 15.25 | 15.29 | 15.22 | 15.14 | 14.99 | 14.73 | 14.49 | 300.1 | 300.2 | 300.4 | 300.9 | 301.4 | 301.6 | 301.8 | 302 | 302 | 302.3 | 293.8 | 15.14 | 1.49 | 15.06 | 13.44 | 9.841% | 301.63 | 15.0927 | 0.048701 | 15.2085 | 0.99238 | 15.0247 | 2000 | 2000
2012-03-17 12:50 | 13.73 | 13.75 | 13.57 | 13.57 | 13.58 | 13.56 | 13.48 | 13.36 | 13.14 | 12.84 | 303.2 | 303.4 | 304 | 304.3 | 304.2 | 304.3 | 304.5 | 304.5 | 304.7 | 304.4 | 295.7 | 13.56 | 1.37 | 13.55 | 12.51 | 10.1% | 304.33 | 13.4478 | 0.054681 | 13.5485 | 0.99256 | 13.4592 | 1999.56 | 1999.46
2012-03-17 13:00 | 14.92 | 14.99 | 14.92 | 14.85 | 14.83 | 14.86 | 14.92 | 14.97 | 14.98 | 14.71 | 298.2 | 297.9 | 298 | 298.3 | 298.6 | 298.8 | 299.2 | 299.4 | 299.3 | 299.5 | 292.1 | 15.13 | 1.2 | 15.14 | 14.14 | 7.931% | 298.86 | 14.897 | -0.037237 | 14.8686 | 1.0019 | 15.159 | 2000 | 2000
2012-03-17 13:10 | 13.54 | 13.48 | 13.44 | 13.49 | 13.49 | 13.54 | 13.53 | 13.5 | 13.33 | 12.98 | 300.5 | 300.3 | 299.9 | 299.4 | 299.3 | 298.9 | 298.9 | 299.1 | 299.5 | 299.6 | 289.8 | 14 | 1.79 | 13.94 | 12.72 | 12.79% | 298.9 | 13.4514 | 0.0068275 | 13.5386 | 0.99356 | 13.9098 | 2000 | 1999.91
2012-03-17 13:20 | 14.46 | 14.39 | 14.21 | 14.08 | 13.93 | 13.81 | 13.67 | 13.49 | 13.2 | 13.01 | 303.4 | 303.5 | 303.5 | 303.3 | 302.9 | 302.7 | 302.6 | 302.7 | 303.1 | 303.6 | 295.2 | 13.91 | 1.99 | 13.84 | 12.57 | 14.31% | 302.685 | 13.7548 | 0.094159 | 13.7899 | 0.99746 | 13.8747 | 1999.91 | 1999.87
2012-03-17 13:30 | 13.21 | 13.2 | 13.11 | 13.09 | 13.05 | 12.99 | 12.97 | 12.88 | 12.74 | 12.53 | 302 | 302.2 | 303 | 303 | 303.2 | 303.2 | 303.5 | 303.7 | 303.3 | 303.4 | 294.6 | 13.13 | 1.94 | 13.13 | 11.84 | 14.78% | 303.245 | 12.9607 | 0.014239 | 12.9871 | 0.99796 | 13.1033 | 1999.13 | 1999.1
2012-03-17 13:40 | 14.66 | 14.7 | 14.78 | 14.77 | 14.61 | 14.5 | 14.34 | 14.27 | 14.24 | 13.92 | 305.5 | 305.5 | 306.2 | 306.5 | 306.2 | 305.8 | 305.6 | 305.3 | 304.7 | 303.8 | 298.4 | 14.83 | 1.44 | 14.81 | 13.72 | 9.71% | 305.77 | 14.4728 | 0.10254 | 14.477 | 0.99972 | 14.8258 | 2000 | 2000
2012-03-17 13:50 | 14.77 | 14.63 | 14.49 | 14.39 | 14.3 | 14.22 | 14.13 | 14.06 | 14.02 | 13.73 | 305.9 | 306 | 306.2 | 306.6 | 307.3 | 307.9 | 308.8 | 309.4 | 310 | 311 | 298.6 | 14.33 | 2.07 | 14.15 | 13.26 | 14.45% | 308.035 | 14.2122 | 0.058673 | 14.2071 | 1.0004 | 14.3352 | 2000 | 2000
2012-03-17 14:00 | 13.63 | 13.66 | 13.63 | 13.45 | 13.31 | 13.14 | 12.96 | 12.82 | 12.64 | 12.17 | 302.3 | 302.2 | 302.3 | 302.6 | 302.6 | 302.6 | 302.3 | 301.8 | 301.7 | 301.9 | 293.7 | 13.47 | 2.08 | 13.34 | 11.77 | 15.44% | 302.555 | 13.1044 | 0.12746 | 13.1141 | 0.99926 | 13.46 | 1999.47 | 1999.46
2012-03-17 14:10 | 15.11 | 14.94 | 14.79 | 14.68 | 14.66 | 14.61 | 14.49 | 14.38 | 14.21 | 13.97 | 302 | 302.1 | 302 | 301.9 | 301.6 | 301.1 | 301.1 | 301 | 301 | 300.9 | 293.9 | 14.76 | 2.43 | 14.69 | 13.58 | 16.46% | 301.1 | 14.5304 | 0.076215 | 14.5927 | 0.99573 | 14.6969 | 2000 | 2000
2012-03-17 14:20 | 14.47 | 14.39 | 14.28 | 14.21 | 14.21 | 14.13 | 14.06 | 13.99 | 13.9 | 13.63 | 300.5 | 300.2 | 300.2 | 300.4 | 300.7 | 300.5 | 300.6 | 300.7 | 300.7 | 301.1 | 293.9 | 14.47 | 1.53 | 14.47 | 13.3 | 10.57% | 300.515 | 14.0963 | 0.045894 | 14.1199 | 0.99833 | 14.4458 | 2000 | 2000
2012-03-17 14:30 | 14.98 | 14.94 | 14.66 | 14.4 | 14.27 | 14.13 | 14 | 13.85 | 13.72 | 13.43 | 304.8 | 304.5 | 304.3 | 304 | 303.8 | 303.7 | 303.3 | 303 | 303.1 | 303 | 296.3 | 14.8 | 1.43 | 14.77 | 13.11 | 9.662% | 303.64 | 14.1389 | 0.085413 | 14.1113 | 1.002 | 14.829 | 2000 | 2000
2012-03-17 14:40 | 15.18 | 15.11 | 14.89 | 14.63 | 14.4 | 14.25 | 14.07 | 13.96 | 13.77 | 13.13 | 302.6 | 302.5 | 302.4 | 302.2 | 301.8 | 301.3 | 301.1 | 301.2 | 301.6 | 301.6 | 293.4 | 14.99 | 1.98 | 14.84 | 13.33 | 13.21% | 301.27 | 14.2529 | 0.11747 | 14.2241 | 1.002 | 15.0204 | 2000 | 2000
2012-03-17 14:50 | 16.2 | 16.08 | 15.92 | 15.81 | 15.7 | 15.57 | 15.46 | 15.4 | 15.28 | 14.84 | 300.3 | 300.2 | 300 | 299.7 | 299.6 | 299.5 | 299.5 | 299.6 | 299.7 | 300.1 | 291 | 15.5 | 2.24 | 15.38 | 13.93 | 14.45% | 299.5 | 15.5686 | 0.065518 | 15.5542 | 1.0009 | 15.5143 | 2000 | 2000
2012-03-17 15:00 | 15.26 | 15.2 | 15.04 | 14.71 | 14.4 | 14.04 | 13.66 | 13.3 | 12.98 | 12.63 | 304.3 | 304.4 | 303.8 | 303.4 | 303.2 | 303.2 | 303.5 | 303.9 | 304 | 304.2 | 296.4 | 14.04 | 1.69 | 13.9 | 12.35 | 12.04% | 303.245 | 14.0078 | 0.25356 | 13.9849 | 1.0016 | 14.063 | 2000 | 2000
2012-03-17 15:10 | 15.46 | 15.29 | 15.05 | 14.8 | 14.52 | 14.16 | 13.79 | 13.47 | 13.01 | 12.22 | 303.2 | 303.2 | 303.4 | 303.6 | 303.8 | 303.9 | 303.9 | 303.8 | 303.7 | 304.1 | 295.4 | 14.27 | 1.52 | 14.03 | 12.59 | 10.65% | 303.9 | 14.0849 | 0.24468 | 14.1064 | 0.99848 | 14.2482 | 2000 | 2000
2012-03-17 15:20 | 14.53 | 14.41 | 14.19 | 13.81 | 13.54 | 13.3 | 13.06 | 12.91 | 12.77 | 12.25 | 302.9 | 302.7 | 302.5 | 302.2 | 302.1 | 302.2 | 302.3 | 302.3 | 302.1 | 302.3 | 294.1 | 13.68 | 1.44 | 13.53 | 11.69 | 10.53% | 302.215 | 13.353 | 0.16828 | 13.2653 | 1.0066 | 13.7704 | 1999.68 | 1999.77
2012-03-17 15:30 | 11.84 | 11.78 | 11.67 | 11.56 | 11.51 | 11.48 | 11.38 | 11.31 | 11.21 | 10.79 | 300.2 | 299.9 | 299.5 | 299.1 | 299 | 298.9 | 299 | 299.1 | 298.9 | 299.4 | 290.9 | 11.83 | 1.4 | 11.73 | 10.55 | 11.83% | 298.915 | 11.424 | 0.080849 | 11.4656 | 0.99637 | 11.7871 | 1973.72 | 1970.36
2012-03-17 15:40 | 12.3 | 12.31 | 12.27 | 12.09 | 11.93 | 11.81 | 11.59 | 11.3 | 11.03 | 10.49 | 299 | 298.8 | 298.4 | 297.9 | 297.6 | 298 | 298.4 | 298.8 | 299.2 | 300.3 | 291.4 | 11.71 | 1.31 | 11.64 | 10.28 | 11.19% | 298.06 | 11.6829 | 0.17377 | 11.7782 | 0.99191 | 11.6152 | 1963.64 | 1956.08
2012-03-17 15:50 | 10.59 | 10.59 | 10.55 | 10.46 | 10.42 | 10.38 | 10.34 | 10.31 | 10.2 | 9.88 | 301.3 | 301.1 | 300.7 | 300.2 | 300.1 | 299.6 | 298.9 | 298.3 | 298.2 | 298.2 | 292.4 | 10.7 | 0.94 | 10.71 | 9.9 | 8.785% | 299.495 | 10.3591 | 0.03568 | 10.3743 | 0.99854 | 10.6843 | 1823.9 | 1818.56
2012-03-17 16:00 | 9.01 | 8.95 | 8.84 | 8.84 | 8.82 | 8.69 | 8.52 | 8.37 | 8.28 | 8.24 | 305 | 304.9 | 305 | 304.8 | 304.9 | 304.8 | 304.7 | 304.8 | 304.6 | 303.9 | 294.6 | 8.73 | 1.26 | 8.7 | 8.06 | 14.43% | 304.785 | 8.618 | 0.18257 | 8.6654 | 0.99453 | 8.6823 | 1156.91 | 1138.56
2012-03-17 16:10 | 9.23 | 9.22 | 9.27 | 9.22 | 9.13 | 9.04 | 8.98 | 8.9 | 8.75 | 8.44 | 301.8 | 301.5 | 300.6 | 299.8 | 299.7 | 299.6 | 299.5 | 299.2 | 298.9 | 299.1 | 291.7 | 9.18 | 1.06 | 9.13 | 7.94 | 11.55% | 299.585 | 9.0149 | 0.061538 | 9.0314 | 0.99818 | 9.1633 | 1324.58 | 1316.96
2012-03-17 16:20 | 9.76 | 9.71 | 9.64 | 9.53 | 9.43 | 9.35 | 9.29 | 9.26 | 9.2 | 9.01 | 300.1 | 299.9 | 299.6 | 299.7 | 299.9 | 300.3 | 300.6 | 300.6 | 300.3 | 300.4 | 292.5 | 9.58 | 0.87 | 9.57 | 8.76 | 9.081% | 300.345 | 9.3751 | 0.059492 | 9.3414 | 1.0036 | 9.6146 | 1476.98 | 1488.41
2012-03-17 16:30 | 8.45 | 8.46 | 8.48 | 8.39 | 8.27 | 8.22 | 8.14 | 8.06 | 7.99 | 7.6 | 303.6 | 303.3 | 302.7 | 302.3 | 302.5 | 302.6 | 302.3 | 302.6 | 303.2 | 304.8 | 296.8 | 8.62 | 1.53 | 8.56 | 7.55 | 17.75% | 302.555 | 8.1962 | 0.090377 | 8.2085 | 0.9985 | 8.6071 | 1116.54 | 1112.87
2012-03-17 16:40 | 8.77 | 8.75 | 8.68 | 8.61 | 8.56 | 8.5 | 8.34 | 8.1 | 7.86 | 7.33 | 320.9 | 320.6 | 320.5 | 320.8 | 320.8 | 320.7 | 320.9 | 321.6 | 322.7 | 324 | 312.6 | 8.45 | 0.97 | 8.37 | 7.51 | 11.48% | 320.73 | 8.3474 | 0.17561 | 8.4769 | 0.98472 | 8.3209 | 1054.15 | 1006.44
2012-03-17 16:50 | 11.02 | 10.97 | 10.9 | 10.87 | 10.77 | 10.61 | 10.45 | 10.3 | 10.14 | 9.77 | 319.5 | 319.5 | 319.4 | 319.6 | 320.1 | 320.5 | 320.9 | 320.8 | 320.7 | 321.7 | 311.4 | 10.72 | 1.14 | 10.55 | 9.52 | 10.63% | 320.56 | 10.5519 | 0.14042 | 10.5869 | 0.99669 | 10.6845 | 1829.24 | 1818.56
2012-03-17 17:00 | 9.77 | 9.71 | 9.58 | 9.42 | 9.37 | 9.37 | 9.33 | 9.18 | 8.96 | 8.64 | 322.6 | 322.7 | 322.8 | 323.2 | 323.2 | 322.9 | 322.8 | 322.8 | 322.3 | 321 | 312.5 | 9.56 | 1.14 | 9.45 | 8.36 | 11.92% | 322.885 | 9.2977 | 0.039534 | 9.3643 | 0.99289 | 9.492 | 1469.36 | 1442.69
2012-03-17 17:10 | 11.7 | 11.61 | 11.4 | 11.14 | 10.97 | 10.88 | 10.8 | 10.69 | 10.53 | 10.17 | 319.6 | 319.2 | 318.4 | 317.6 | 317.3 | 317.2 | 317.3 | 317.3 | 317.3 | 316.5 | 309.5 | 11.23 | 1.15 | 11.1 | 9.83 | 10.24% | 317.215 | 10.9025 | 0.068199 | 10.8685 | 1.0031 | 11.2651 | 1923.32 | 1926.68
2012-03-17 17:20 | 9.4 | 9.32 | 9.11 | 8.86 | 8.57 | 8.27 | 7.93 | 7.56 | 7.23 | 6.9 | 305 | 304.9 | 304.8 | 304.7 | 304.4 | 303.9 | 303.5 | 303 | 302.6 | 303 | 294.6 | 8.52 | 0.78 | 8.35 | 6.65 | 9.155% | 303.84 | 8.2307 | 0.38795 | 8.2204 | 1.0013 | 8.5307 | 1079.84 | 1083.51
2012-03-17 17:30 | 8.93 | 8.76 | 8.47 | 8.25 | 8.08 | 7.94 | 7.68 | 7.32 | 6.96 | 6.53 | 308.8 | 308.4 | 307.2 | 306.3 | 306.1 | 306.6 | 306.8 | 306.6 | 306.2 | 305.3 | 298 | 8.08 | 1.25 | 7.9 | 6.5 | 15.47% | 306.63 | 7.814 | 0.30767 | 7.9022 | 0.98884 | 7.9898 | 918.36 | 885.99
2012-03-17 17:40 | 10.37 | 10.26 | 10.08 | 9.96 | 9.83 | 9.61 | 9.41 | 9.23 | 9 | 8.55 | 309.5 | 309.3 | 309 | 308.7 | 308.3 | 307.9 | 307.7 | 307.2 | 306.6 | 305.6 | 300.4 | 9.67 | 0.96 | 9.51 | 8.08 | 9.928% | 307.87 | 9.5685 | 0.19435 | 9.5811 | 0.99868 | 9.6573 | 1511.27 | 1507.46
2012-03-17 17:50 | 11.05 | 10.93 | 10.69 | 10.41 | 10.07 | 9.69 | 9.4 | 9.2 | 9.06 | 8.54 | 308.5 | 308.2 | 307.7 | 307.3 | 306.7 | 305.6 | 304.4 | 303.7 | 303.5 | 302.8 | 298.3 | 10.04 | 1.14 | 9.83 | 8.15 | 11.35% | 305.42 | 9.7832 | 0.28078 | 9.6479 | 1.014 | 10.1808 | 1647.68 | 1685.06
2012-03-17 18:00 | 9.29 | 9.19 | 8.97 | 8.72 | 8.48 | 8.23 | 7.93 | 7.65 | 7.39 | 6.98 | 308.7 | 308.7 | 308.5 | 308 | 307.3 | 307.1 | 306.9 | 306.9 | 306.6 | 305.5 | 298 | 8.2 | 0.74 | 7.98 | 6.49 | 9.024% | 307.07 | 8.1964 | 0.34315 | 8.1863 | 1.0012 | 8.2101 | 962.4 | 966.07
2012-03-17 18:10 | 10.15 | 10.05 | 9.83 | 9.62 | 9.44 | 9.27 | 9.03 | 8.75 | 8.4 | 7.83 | 307.7 | 307.4 | 306.7 | 306.3 | 305.7 | 304.9 | 304.2 | 303.4 | 302.7 | 302.8 | 297.2 | 9.29 | 0.64 | 9.09 | 7.25 | 6.889% | 304.795 | 9.1714 | 0.2424 | 9.2352 | 0.99309 | 9.2258 | 1366.49 | 1343.63
2012-03-17 18:20 | 10.19 | 10.07 | 9.85 | 9.58 | 9.28 | 8.99 | 8.7 | 8.41 | 8.15 | 7.72 | 310.5 | 310.2 | 309.7 | 309.3 | 308.8 | 307.8 | 306.9 | 306.4 | 306 | 306 | 300.5 | 9.19 | 0.79 | 8.96 | 7.42 | 8.596% | 307.665 | 8.9924 | 0.30301 | 8.9479 | 1.005 | 9.2357 | 1328.39 | 1347.44
2012-03-17 18:30 | 8.59 | 8.48 | 8.24 | 8.04 | 7.79 | 7.52 | 7.28 | 7.11 | 6.92 | 6.65 | 314.2 | 314.2 | 313.6 | 312.9 | 312.8 | 312.7 | 312.5 | 312.6 | 312.8 | 312.8 | 304.2 | 7.9 | 0.62 | 7.68 | 6.3 | 7.848% | 312.67 | 7.5629 | 0.29973 | 7.4851 | 1.0104 | 7.9821 | 858.9 | 882.98
2012-03-17 18:40 | 7.91 | 7.75 | 7.46 | 7.22 | 7.06 | 6.9 | 6.74 | 6.51 | 6.34 | 6.11 | 307.1 | 306.6 | 306.1 | 305.9 | 306.1 | 305.6 | 305.3 | 305.3 | 305.8 | 306.1 | 297.6 | 7.01 | 0.53 | 6.83 | 5.52 | 7.561% | 305.555 | 6.897 | 0.21681 | 6.8768 | 1.0029 | 7.0305 | 591.01 | 597.03
2012-03-17 18:50 | 8.69 | 8.54 | 8.28 | 7.97 | 7.64 | 7.32 | 7.08 | 6.85 | 6.59 | 6.17 | 307.2 | 306.8 | 305.9 | 304.9 | 304.1 | 303.3 | 302.4 | 301.5 | 300.9 | 301 | 295.3 | 7.37 | 0.86 | 7.19 | 5.71 | 11.67% | 303.165 | 7.4001 | 0.30806 | 7.2851 | 1.0158 | 7.4863 | 699.37 | 735.49
2012-03-17 19:00 | 9.26 | 9.19 | 9 | 8.75 | 8.51 | 8.23 | 7.9 | 7.57 | 7.25 | 6.72 | 305.9 | 305.5 | 305 | 303.9 | 302.8 | 301.5 | 300.7 | 300.4 | 299.6 | 298.8 | 293.9 | 8.26 | 0.82 | 8.11 | 6.42 | 9.927% | 301.38 | 8.1666 | 0.37817 | 8.1819 | 0.99813 | 8.2446 | 984.42 | 977.08
2012-03-17 19:10 | 9.02 | 8.93 | 8.77 | 8.55 | 8.28 | 8.02 | 7.74 | 7.43 | 7.11 | 6.58 | 301.2 | 300.8 | 300 | 299 | 298.4 | 297.5 | 296.5 | 295.8 | 295.1 | 293.7 | 289.8 | 8.11 | 0.7 | 7.99 | 6.65 | 8.631% | 297.35 | 7.9767 | 0.32839 | 7.9793 | 0.99968 | 8.1074 | 929.37 | 929.37
2012-03-17 19:20 | 7.81 | 7.71 | 7.42 | 7.11 | 6.87 | 6.57 | 6.21 | 5.93 | 5.67 | 5.27 | 298.9 | 298.6 | 297.1 | 296.1 | 295.9 | 295.8 | 294.8 | 293.7 | 292.8 | 291.5 | 287.2 | 6.46 | 1.05 | 6.31 | 5.11 | 16.25% | 295.65 | 6.5644 | 0.52076 | 6.5172 | 1.0072 | 6.5068 | 465.96 | 477.26
2012-03-17 19:30 | 7.59 | 7.44 | 7.2 | 6.9 | 6.58 | 6.27 | 6.04 | 5.82 | 5.53 | 5.22 | 300.5 | 300.2 | 299.5 | 298.6 | 297.9 | 297.3 | 296.7 | 295.6 | 294.3 | 291.8 | 287.7 | 6.29 | 0.82 | 6.18 | 4.86 | 13.04% | 297.21 | 6.3539 | 0.34536 | 6.2365 | 1.0188 | 6.4084 | 427.54 | 454.66
2012-03-17 19:40 | 8.43 | 8.35 | 8.11 | 7.83 | 7.49 | 7.15 | 6.79 | 6.49 | 6.2 | 5.83 | 300.6 | 299.9 | 298.6 | 297.9 | 297.2 | 296.5 | 295.6 | 294.5 | 293 | 292 | 288.9 | 7.1 | 1.28 | 6.87 | 5.47 | 18.03% | 296.365 | 7.1735 | 0.4774 | 7.0973 | 1.0107 | 7.1763 | 618.1 | 642.18
2012-03-17 19:50 | 9.01 | 8.84 | 8.54 | 8.24 | 7.99 | 7.81 | 7.55 | 7.25 | 6.96 | 6.49 | 302.6 | 302.2 | 301.3 | 300.4 | 299.8 | 298.9 | 297.5 | 296.2 | 295.7 | 295.5 | 291.4 | 8.09 | 1.01 | 7.94 | 6.5 | 12.48% | 298.69 | 7.7628 | 0.31288 | 7.7722 | 0.99879 | 8.0802 | 922.03 | 918.36
2012-03-17 20:00 | 9.69 | 9.53 | 9.21 | 8.92 | 8.72 | 8.47 | 8.2 | 7.93 | 7.6 | 7.16 | 306.5 | 306.2 | 305.8 | 305.2 | 304.9 | 304.5 | 303.6 | 303 | 302.9 | 302.4 | 296.7 | 8.53 | 0.81 | 8.31 | 6.83 | 9.496% | 304.365 | 8.4379 | 0.29937 | 8.4308 | 1.0008 | 8.5372 | 1083.51 | 1087.18
2012-03-17 20:10 | 9.36 | 9.27 | 9.03 | 8.79 | 8.53 | 8.27 | 8.01 | 7.72 | 7.47 | 7.07 | 304.9 | 304.4 | 303.9 | 303.5 | 303.1 | 302.6 | 301.6 | 300.2 | 298.9 | 298.2 | 293.6 | 8.51 | 0.75 | 8.3 | 6.75 | 8.813% | 302.45 | 8.2583 | 0.29519 | 8.2322 | 1.0032 | 8.5369 | 1076.17 | 1087.18
2012-03-17 20:20 | 8.99 | 8.88 | 8.68 | 8.54 | 8.38 | 8.21 | 7.97 | 7.66 | 7.32 | 6.9 | 304.7 | 304.1 | 303.2 | 302.5 | 302 | 301.6 | 300.9 | 300.2 | 300 | 299.3 | 294 | 8.34 | 0.44 | 8.16 | 6.32 | 5.276% | 301.495 | 8.0964 | 0.27417 | 8.1752 | 0.99037 | 8.2597 | 1013.78 | 984.42
2012-03-17 20:30 | 9.04 | 8.96 | 8.85 | 8.67 | 8.46 | 8.29 | 8.06 | 7.79 | 7.51 | 6.99 | 303.6 | 303 | 302.1 | 301 | 300.2 | 299.3 | 298.7 | 298.4 | 297.5 | 296.8 | 291.9 | 8.62 | 0.61 | 8.42 | 6.61 | 7.077% | 299.21 | 8.2109 | 0.26001 | 8.2566 | 0.99446 | 8.5722 | 1116.54 | 1098.19
2012-03-17 20:40 | 8.1 | 8.07 | 7.97 | 7.78 | 7.54 | 7.23 | 6.93 | 6.62 | 6.19 | 5.57 | 307.6 | 307.1 | 306.4 | 306 | 305.2 | 303.9 | 302.7 | 302 | 301.4 | 300.9 | 296.5 | 7.47 | 0.44 | 7.28 | 5.3 | 5.89% | 303.72 | 7.172 | 0.39163 | 7.1862 | 0.99802 | 7.4552 | 729.47 | 726.46
2012-03-17 20:50 | 7.36 | 7.32 | 7.18 | 7.05 | 6.88 | 6.69 | 6.44 | 6.15 | 5.82 | 5.38 | 306 | 305.5 | 304.4 | 303.3 | 302.2 | 301.2 | 300.2 | 299.3 | 297.8 | 296 | 293.4 | 6.69 | 0.51 | 6.53 | 5.17 | 7.623% | 301.05 | 6.5893 | 0.35195 | 6.6536 | 0.99034 | 6.6254 | 517.94 | 504.38
2012-03-17 21:00 | 7.44 | 7.41 | 7.2 | 7.01 | 6.8 | 6.58 | 6.4 | 6.24 | 6.13 | 5.96 | 303 | 302.5 | 301.9 | 300.8 | 299.2 | 297.6 | 296.3 | 295.1 | 294.3 | 293.2 | 290.5 | 6.8 | 0.56 | 6.71 | 5.85 | 8.235% | 297.405 | 6.6214 | 0.25631 | 6.5539 | 1.0103 | 6.87 | 542.8 | 558.62
2012-03-17 21:10 | 7.65 | 7.57 | 7.47 | 7.33 | 7.16 | 6.98 | 6.79 | 6.59 | 6.37 | 5.99 | 304.8 | 304.3 | 303.6 | 302.7 | 302.1 | 301.6 | 301.2 | 300.4 | 299.8 | 298.5 | 294.3 | 7.12 | 0.62 | 7.03 | 5.75 | 8.708% | 301.54 | 6.9409 | 0.25503 | 6.9525 | 0.99833 | 7.1081 | 624.12 | 621.11
2012-03-17 21:20 | 8.47 | 8.39 | 8.27 | 8.1 | 7.87 | 7.62 | 7.39 | 7.11 | 6.78 | 6.3 | 310.8 | 310.8 | 310.3 | 309.8 | 309.5 | 308.8 | 307.6 | 306.5 | 305.5 | 303.9 | 301.4 | 7.82 | 0.44 | 7.62 | 6.07 | 5.627% | 308.62 | 7.5779 | 0.28322 | 7.5866 | 0.99885 | 7.811 | 834.82 | 831.81
2012-03-17 21:30 | 7.39 | 7.35 | 7.25 | 7.13 | 6.99 | 6.85 | 6.71 | 6.56 | 6.34 | 5.83 | 307.5 | 307.3 | 307.3 | 307.4 | 307.7 | 307.7 | 307.6 | 307.5 | 307 | 306 | 299.9 | 6.94 | 0.42 | 6.84 | 5.48 | 6.052% | 307.685 | 6.811 | 0.19082 | 6.8298 | 0.99725 | 6.9209 | 574.44 | 569.92
2012-03-17 21:40 | 7.25 | 7.17 | 7.01 | 6.81 | 6.58 | 6.32 | 6.08 | 5.81 | 5.56 | 5.23 | 304.1 | 303.6 | 303 | 302.5 | 301.7 | 300.9 | 300.2 | 299.1 | 297.9 | 296.2 | 293.7 | 6.43 | 0.37 | 6.26 | 5.11 | 5.754% | 300.795 | 6.3142 | 0.35776 | 6.285 | 1.0046 | 6.4599 | 459.18 | 465.96
2012-03-17 21:50 | 7.81 | 7.71 | 7.53 | 7.33 | 7.1 | 6.82 | 6.58 | 6.36 | 6.12 | 5.67 | 309.4 | 308.9 | 308.3 | 307.4 | 306.5 | 305.6 | 305.1 | 304.3 | 303.7 | 302.3 | 298.3 | 6.95 | 0.4 | 6.8 | 5.45 | 5.755% | 305.525 | 6.8311 | 0.33106 | 6.7851 | 1.0068 | 6.9971 | 576.7 | 588
2012-03-17 22:00 | 7.55 | 7.46 | 7.27 | 7.08 | 6.86 | 6.6 | 6.36 | 6.15 | 5.97 | 5.6 | 305.7 | 305.5 | 304.9 | 304.2 | 303.3 | 302.6 | 301.9 | 300.8 | 300 | 298.6 | 294.9 | 6.74 | 0.41 | 6.61 | 5.37 | 6.083% | 302.495 | 6.6126 | 0.3423 | 6.5651 | 1.0072 | 6.7888 | 529.24 | 540.54
2012-03-17 22:10 | 6.59 | 6.52 | 6.39 | 6.21 | 6.04 | 5.83 | 5.63 | 5.37 | 5.15 | 4.78 | 304 | 303.8 | 303.3 | 302.7 | 302.1 | 301.3 | 300.1 | 299 | 297.8 | 295.3 | 293.8 | 5.92 | 0.26 | 5.79 | 4.36 | 4.392% | 301.12 | 5.7987 | 0.32258 | 5.8009 | 0.99962 | 5.9178 | 349.04 | 349.04
2012-03-17 22:20 | 7.37 | 7.28 | 7.09 | 6.92 | 6.72 | 6.47 | 6.22 | 5.98 | 5.75 | 5.34 | 305.4 | 304.9 | 304.5 | 304 | 303.4 | 302.8 | 301.7 | 300.7 | 299.5 | 298.8 | 295.3 | 6.59 | 0.53 | 6.41 | 5.25 | 8.042% | 302.635 | 6.449 | 0.36415 | 6.4336 | 1.0024 | 6.6058 | 495.34 | 499.86
2012-03-17 22:30 | 7.8 | 7.74 | 7.63 | 7.51 | 7.34 | 7.1 | 6.83 | 6.54 | 6.23 | 5.6 | 309.5 | 309.1 | 308.1 | 307.3 | 306.3 | 305.4 | 304.3 | 303.2 | 302.3 | 301.4 | 297.5 | 7.24 | 0.24 | 7.05 | 5.03 | 3.315% | 305.235 | 7.0063 | 0.35827 | 7.0607 | 0.99229 | 7.1842 | 660.24 | 642.18
2012-03-17 22:40 | 7.25 | 7.22 | 7.15 | 6.99 | 6.79 | 6.53 | 6.22 | 5.89 | 5.51 | 4.89 | 307.9 | 307.4 | 306.4 | 305.2 | 304 | 302.8 | 301.3 | 299.4 | 297.3 | 294.9 | 295.2 | 6.65 | 0.32 | 6.46 | 4.45 | 4.812% | 302.575 | 6.4266 | 0.44945 | 6.4847 | 0.99105 | 6.5905 | 508.9 | 495.34
2012-03-17 22:50 | 6.47 | 6.37 | 6.1 | 5.84 | 5.57 | 5.27 | 5.03 | 4.79 | 4.51 | 4.05 | 309.8 | 309.4 | 308.3 | 307.1 | 305.6 | 303.6 | 302.3 | 300.8 | 298.4 | 295 | 295.5 | 5.42 | 0.67 | 5.25 | 3.78 | 12.36% | 303.405 | 5.3172 | 0.43073 | 5.2349 | 1.0157 | 5.5052 | 268.04 | 282.62
2012-03-17 23:00 | 6.21 | 6.05 | 5.74 | 5.47 | 5.19 | 4.94 | 4.67 | 4.37 | 4.07 | 3.61 | 310.5 | 309.7 | 308.9 | 308.2 | 306.6 | 304.8 | 303.4 | 302.2 | 300.5 | 297.1 | 296.2 | 4.8 | 0.51 | 4.51 | 3.07 | 10.62% | 304.59 | 4.9521 | 0.5194 | 4.9004 | 1.0106 | 4.8507 | 178.2 | 183.65
2012-03-17 23:10 | 7.29 | 7.17 | 6.87 | 6.53 | 6.21 | 5.89 | 5.59 | 5.32 | 5.07 | 4.62 | 315 | 314.9 | 314.5 | 313.9 | 313.1 | 312.4 | 311.1 | 309.8 | 309 | 308.3 | 304.1 | 5.92 | 0.46 | 5.74 | 4.36 | 7.77% | 312.205 | 5.9587 | 0.48309 | 5.846 | 1.0193 | 6.0341 | 349.04 | 368.78
2012-03-17 23:20 | 7.11 | 7.01 | 6.77 | 6.45 | 6.07 | 5.67 | 5.31 | 4.94 | 4.55 | 4.01 | 309.2 | 309.2 | 309.3 | 309.2 | 308.9 | 307.9 | 306.5 | 304.6 | 302.2 | 299 | 299.8 | 5.69 | 0.27 | 5.39 | 3.8 | 4.745% | 307.69 | 5.7343 | 0.60618 | 5.617 | 1.0209 | 5.8088 | 311.78 | 331.22
2012-03-17 23:30 | 6.98 | 6.89 | 6.66 | 6.3 | 5.89 | 5.46 | 5.1 | 4.77 | 4.45 | 3.96 | 306.5 | 306.2 | 305.5 | 304.9 | 304.3 | 303.5 | 302.2 | 300.6 | 298.5 | 294.2 | 296.3 | 5.6 | 0.31 | 5.31 | 3.8 | 5.536% | 303.305 | 5.58 | 0.63031 | 5.4069 | 1.032 | 5.7793 | 297.2 | 326.36
2012-03-17 23:40 | 6.11 | 5.92 | 5.55 | 5.13 | 4.73 | 4.35 | 4.06 | 3.82 | 3.65 | 3.28 | 309.2 | 308.8 | 307.7 | 306.3 | 305.2 | 303.5 | 301.4 | 299.1 | 296.5 | 292.9 | 295.3 | 4.49 | 0.35 | 4.29 | 3.13 | 7.795% | 303.185 | 4.5438 | 0.63756 | 4.3072 | 1.0549 | 4.7366 | 144.41 | 171.66
2012-03-17 23:50 | 6.32 | 6.2 | 5.85 | 5.48 | 5.08 | 4.64 | 4.28 | 4.05 | 3.8 | 3.44 | 307.8 | 307.3 | 306.3 | 304.5 | 302.6 | 300 | 297.2 | 295.1 | 292.6 | 286.9 | 292.8 | 4.86 | 0.42 | 4.6 | 3.15 | 8.642% | 299.58 | 4.8078 | 0.74631 | 4.5866 | 1.0482 | 5.0943 | 184.74 | 214.58
2012-03-18 | 5.42 | 5.29 | 5.04 | 4.73 | 4.37 | 4.04 | 3.8 | 3.57 | 3.35 | 3.21 | 302.9 | 302.4 | 301.4 | 299.8 | 297.7 | 294.8 | 292.7 | 290.6 | 288.1 | 284.1 | 287.2 | 4.2 | 0.48 | 4.06 | 3.3 | 11.43% | 294.485 | 4.1774 | 0.56595 | 4.0047 | 1.0431 | 4.3811 | 112.8 | 132.42
2012-03-18 00:10 | 5.48 | 5.41 | 5.26 | 5.08 | 4.89 | 4.72 | 4.56 | 4.44 | 4.3 | 4.05 | 295.1 | 294.4 | 292.7 | 290.8 | 289.1 | 287.2 | 284.5 | 281.8 | 278.8 | 274.4 | 278.4 | 4.79 | 0.42 | 4.68 | 4.03 | 8.768% | 286.795 | 4.7356 | 0.31869 | 4.6967 | 1.0083 | 4.8296 | 177.11 | 181.47
2012-03-18 00:20 | 5.07 | 5.05 | 5.02 | 4.95 | 4.87 | 4.75 | 4.65 | 4.55 | 4.46 | 4.31 | 293.4 | 292.4 | 289.8 | 287.1 | 284.2 | 281.8 | 278.7 | 275.6 | 272.9 | 269.3 | 274.7 | 4.85 | 0.4 | 4.75 | 4.14 | 8.247% | 281.335 | 4.7133 | 0.19662 | 4.7355 | 0.9953 | 4.8272 | 183.65 | 181.47
2012-03-18 00:30 | 5.24 | 5.21 | 5.11 | 4.95 | 4.82 | 4.65 | 4.49 | 4.3 | 4.1 | 3.8 | 296 | 294.9 | 293.1 | 291.8 | 289.6 | 286.4 | 283.4 | 280.6 | 278.2 | 272.7 | 275.6 | 4.53 | 0.55 | 4.38 | 3.58 | 12.14% | 285.95 | 4.607 | 0.32357 | 4.6267 | 0.99574 | 4.5107 | 148.77 | 146.59
2012-03-18 00:40 | 4.62 | 4.57 | 4.44 | 4.28 | 4.12 | 3.95 | 3.74 | 3.53 | 3.41 | 3.31 | 300.7 | 299.8 | 298 | 295.6 | 293.7 | 291.3 | 288.4 | 285.3 | 281.9 | 276.3 | 282.7 | 3.94 | 0.43 | 3.81 | 3.38 | 10.91% | 290.865 | 3.9219 | 0.50483 | 3.9192 | 1.0007 | 3.9427 | 85.54 | 85.54
2012-03-18 00:50 | 4.35 | 4.33 | 4.26 | 4.19 | 4.1 | 4 | 3.87 | 3.74 | 3.57 | 3.34 | 300.8 | 300.2 | 298.8 | 297.1 | 295.2 | 292.8 | 290.4 | 288 | 285.7 | 280.4 | 285.5 | 4.04 | 0.45 | 3.93 | 3.12 | 11.14% | 292.44 | 3.9398 | 0.30532 | 3.9811 | 0.98964 | 3.9981 | 95.36 | 91
2012-03-18 01:00 | 3.51 | 3.52 | 3.54 | 3.57 | 3.52 | 3.44 | 3.36 | 3.3 | 3.23 | 2.98 | 298.1 | 297 | 295.7 | 293.7 | 291.2 | 288.2 | 285 | 281.4 | 278.4 | 272.9 | 278.4 | 3.55 | 0.39 | 3.47 | 2.83 | 10.99% | 287.72 | 3.3855 | 0.21744 | 3.4284 | 0.98747 | 3.5055 | 50.05 | 46.41
2012-03-18 01:10 | 3.62 | 3.58 | 3.52 | 3.36 | 3.26 | 3.21 | 3.16 | 3.08 | 3 | 2.93 | 296.3 | 295.1 | 292.4 | 289.4 | 286.1 | 282.8 | 280.3 | 278.1 | 275.3 | 270 | 276.6 | 3.31 | 0.36 | 3.23 | 2.83 | 10.88% | 282.425 | 3.2058 | 0.14507 | 3.2028 | 1.0009 | 3.3131 | 28.21 | 28.21
2012-03-18 01:20 | 3.2 | 3.2 | 3.22 | 3.18 | 3.12 | 2.99 | 2.86 | 2.71 | 2.6 | 2.37 | 299.8 | 299 | 297.5 | 295.4 | 293.3 | 291.5 | 289.3 | 286.7 | 284.6 | 279.6 | 282.9 | 3.03 | 0.46 | 2.93 | 2.31 | 15.18% | 291.17 | 2.9378 | 0.41078 | 2.971 | 0.98881 | 2.9961 | 2.73 | 0
2012-03-18 01:30 | 2.58 | 2.57 | 2.58 | 2.59 | 2.56 | 2.54 | 2.52 | 2.53 | 2.47 | 2.28 | 296.4 | 295.3 | 293.7 | 292.5 | 290.8 | 288.9 | 285.9 | 282.9 | 279.4 | 273 | 280.3 | 2.7 | 0.21 | 2.69 | 2.09 | 7.778% | 288.45 | 2.5171 | 0.073052 | 2.5371 | 0.99212 | 2.6787 | 0 | 0
2012-03-18 01:40 | 2.31 | 2.31 | 2.3 | 2.3 | 2.33 | 2.34 | 2.33 | 2.33 | 2.33 | 2.31 | 292.6 | 290.8 | 288.1 | 286.1 | 284.3 | 282 | 280.6 | 278.7 | 276.5 | 272.9 | 276.3 | 2.49 | 0.19 | 2.48 | 2.2 | 7.631% | 281.79 | 2.3157 | 0.039576 | 2.3386 | 0.99024 | 2.4657 | 0 | 0
2012-03-18 02:00 | 2.99 | 2.95 | 2.85 | 2.73 | 2.62 | 2.56 | 2.57 | 2.59 | 2.63 | 2.62 | 296.2 | 293.6 | 287.8 | 282.1 | 277.2 | 274.6 | 274.3 | 274.3 | 273.6 | 270.5 | 267 | 2.59 | 0.11 | 2.61 | 2.55 | 4.247% | 274.555 | 2.6376 | -0.036027 | 2.5614 | 1.0297 | 2.667 | 0 | 0
2012-03-18 02:20 | 1.96 | 1.92 | 1.89 | 1.91 | 1.91 | 1.91 | 1.9 | 1.89 | 1.89 | 1.86 | 285.5 | 281.4 | 275.5 | 274 | 275.3 | 276.2 | 275.4 | 273.3 | 269.9 | 263.6 | 269.6 | 2.06 | 0.21 | 2.04 | 1.83 | 10.19% | 276.08 | 1.8949 | 0.048509 | 1.9086 | 0.99285 | 2.0453 | 0 | 0
2012-03-18 02:30 | 1.96 | 1.89 | 1.75 | 1.69 | 1.7 | 1.72 | 1.73 | 1.72 | 1.71 | 1.69 | 293.4 | 289.3 | 282 | 278.5 | 279.8 | 281.3 | 281.2 | 280.1 | 278.1 | 275 | 274.4 | 1.84 | 0.24 | 1.83 | 1.72 | 13.04% | 281.285 | 1.7219 | -0.053571 | 1.7214 | 1.0003 | 1.8406 | 0 | 0
2012-03-18 02:40 | 1.82 | 1.8 | 1.68 | 1.57 | 1.49 | 1.43 | 1.42 | 1.44 | 1.5 | 1.57 | 295.8 | 293.2 | 287.9 | 281.8 | 278.2 | 279.3 | 282.2 | 284 | 285 | 283.3 | 272.7 | 1.61 | 0.05 | 1.46 | 1.65 | 3.106% | 279.735 | 1.5145 | 0.064849 | 1.4286 | 1.0601 | 1.7068 | 0 | 0
2012-03-18 04:10 | 2.78 | 2.82 | 3 | 3.29 | 3.51 | 3.62 | 3.65 | 3.64 | 3.62 | 3.59 | 211.5 | 211 | 210.1 | 209.6 | 209.6 | 209.7 | 209.6 | 208.9 | 207.2 | 203.3 | 201.3 | 3.43 | 0.15 | 2.69 | 3.03 | 4.373% | 209.685 | 3.4842 | -0.076267 | 3.6243 | 0.96135 | 3.2974 | 39.13 | 27.3
2012-03-18 04:20 | 2.93 | 3 | 3.1 | 3.19 | 3.24 | 3.22 | 3.14 | 3.08 | 3 | 2.9 | 210.2 | 210.9 | 212.2 | 213.5 | 213.8 | 213.3 | 212.4 | 210.5 | 208.6 | 206.5 | 204.6 | 3.27 | 0.14 | 2.73 | 2.46 | 4.281% | 213.165 | 3.1222 | 0.23249 | 3.2084 | 0.97311 | 3.1821 | 24.57 | 16.38
2012-03-18 04:30 | 3.05 | 3.05 | 3.07 | 3.05 | 3.02 | 3 | 2.98 | 2.97 | 2.97 | 3.08 | 215.3 | 215.3 | 215.2 | 214.8 | 214.1 | 212.7 | 211.8 | 210.5 | 208.9 | 206.3 | 203.5 | 2.99 | 0.14 | 2.52 | 2.58 | 4.682% | 212.565 | 3.0094 | 0.061813 | 2.9971 | 1.0041 | 3.0023 | 0 | 0
2012-03-18 04:40 | 3.19 | 3.27 | 3.39 | 3.46 | 3.49 | 3.49 | 3.46 | 3.43 | 3.42 | 3.46 | 214.8 | 215 | 214.4 | 214 | 213.6 | 212.8 | 212.3 | 211.7 | 210.7 | 208.1 | 204.1 | 3.49 | 0.19 | 2.89 | 2.89 | 5.444% | 212.725 | 3.4425 | 0.079779 | 3.4857 | 0.9876 | 3.4467 | 44.59 | 40.95
2012-03-18 04:50 | 4.1 | 4.15 | 4.15 | 4.12 | 4.07 | 4.02 | 3.99 | 3.97 | 3.99 | 3.89 | 214.1 | 214.3 | 213.4 | 212.4 | 211.7 | 211.1 | 210.6 | 209.6 | 208.7 | 206.3 | 201.7 | 3.67 | 0.26 | 2.86 | 2.92 | 7.084% | 211.025 | 4.0363 | 0.069221 | 4.0157 | 1.0051 | 3.6889 | 60.97 | 62.79
2012-03-18 05:00 | 4.98 | 5.02 | 5.04 | 5.04 | 5.04 | 5.05 | 5.07 | 5.08 | 5.07 | 4.98 | 211.7 | 211.6 | 211.2 | 210.8 | 211 | 211 | 210.9 | 210.5 | 210 | 208.8 | 202.3 | 4.55 | 0.29 | 3.82 | 3.77 | 6.374% | 210.985 | 5.0504 | -0.036526 | 5.0529 | 0.9995 | 4.5477 | 150.95 | 150.95
2012-03-18 05:10 | 5.95 | 5.96 | 5.93 | 5.89 | 5.84 | 5.8 | 5.76 | 5.74 | 5.75 | 5.68 | 207.9 | 207.8 | 207.8 | 208 | 208.2 | 208.6 | 209 | 209.1 | 209 | 208.9 | 199.3 | 5.19 | 0.42 | 3.94 | 4.3 | 8.092% | 208.66 | 5.812 | 0.063952 | 5.7943 | 1.0031 | 5.2059 | 230.78 | 234.02
2012-03-18 05:20 | 6.16 | 6.12 | 6.05 | 5.99 | 5.9 | 5.84 | 5.83 | 5.85 | 5.86 | 5.76 | 204.6 | 205.1 | 206 | 206.3 | 205.8 | 205.2 | 204.6 | 204.3 | 204.4 | 203.2 | 194.9 | 5.18 | 0.51 | 4.06 | 4.3 | 9.846% | 205.11 | 5.9004 | 0.015837 | 5.8386 | 1.0106 | 5.2348 | 229.16 | 237.26
2012-03-18 05:30 | 5.74 | 5.58 | 5.27 | 4.99 | 4.69 | 4.41 | 4.2 | 4.11 | 4.18 | 4.36 | 198.7 | 198.1 | 197.1 | 196.2 | 194.9 | 193.6 | 192.1 | 191 | 190.6 | 190.9 | 187.7 | 4.32 | 0.61 | 3.58 | 4.04 | 14.12% | 193.375 | 4.5998 | 0.45087 | 4.3793 | 1.0504 | 4.5375 | 125.88 | 149.86
2012-03-18 05:40 | 5.75 | 5.59 | 5.29 | 5.01 | 4.82 | 4.65 | 4.58 | 4.59 | 4.75 | 5.09 | 195.1 | 194.7 | 194.1 | 193.2 | 192.2 | 191.8 | 191.8 | 191.8 | 190.2 | 187.6 | 185.2 | 4.74 | 0.58 | 4.05 | 5.23 | 12.24% | 191.8 | 4.8596 | 0.14017 | 4.6399 | 1.0474 | 4.9645 | 171.66 | 195.64
2012-03-18 05:50 | 6.04 | 5.93 | 5.8 | 5.68 | 5.46 | 5.28 | 5.19 | 5.26 | 5.41 | 5.41 | 197.2 | 196.7 | 196.6 | 196.6 | 196.7 | 196.9 | 196.2 | 195.7 | 194.1 | 190.9 | 189.5 | 4.83 | 0.67 | 4.03 | 4.76 | 13.87% | 196.795 | 5.4526 | 0.15887 | 5.267 | 1.0352 | 5.0002 | 181.47 | 200
2012-03-18 06:00 | 6.81 | 6.76 | 6.64 | 6.45 | 6.29 | 6.17 | 6.09 | 6.03 | 5.96 | 5.75 | 199.9 | 199.7 | 199.7 | 199.6 | 199.2 | 199 | 199.9 | 199.9 | 199 | 196 | 192.4 | 5.39 | 0.74 | 4.31 | 4.66 | 13.73% | 199.135 | 6.228 | 0.1206 | 6.1585 | 1.0113 | 5.4509 | 263.18 | 272.9
2012-03-18 06:10 | 7.57 | 7.46 | 7.22 | 7.03 | 6.88 | 6.7 | 6.61 | 6.55 | 6.46 | 6.09 | 204.2 | 204.5 | 204.5 | 204.4 | 204.3 | 204.2 | 204.2 | 204.2 | 203.5 | 201 | 194.3 | 6.12 | 0.78 | 4.78 | 4.29 | 12.75% | 204.2 | 6.7733 | 0.12497 | 6.687 | 1.0129 | 6.1989 | 389.12 | 407.2
2012-03-18 06:20 | 7.46 | 7.27 | 7.01 | 6.73 | 6.47 | 6.21 | 6 | 5.77 | 5.6 | 5.31 | 201.1 | 200.7 | 200.5 | 200.7 | 200.7 | 200.9 | 201.3 | 201.2 | 200.1 | 198.1 | 192.3 | 5.02 | 0.64 | 3.98 | 3.89 | 12.75% | 200.96 | 6.2731 | 0.3179 | 6.1795 | 1.0151 | 5.096 | 203.24 | 216.2
2012-03-18 06:30 | 7.19 | 7.06 | 6.79 | 6.48 | 6.26 | 5.99 | 5.74 | 5.52 | 5.39 | 5.1 | 202.7 | 202.6 | 202.3 | 202.2 | 201.9 | 201.8 | 201.2 | 201 | 200.7 | 197.9 | 193.2 | 4.96 | 0.69 | 3.83 | 3.91 | 13.91% | 201.71 | 6.0453 | 0.39396 | 5.9535 | 1.0154 | 5.0365 | 195.64 | 206.48
2012-03-18 06:40 | 7.59 | 7.4 | 6.99 | 6.55 | 6.19 | 5.84 | 5.54 | 5.33 | 5.22 | 5.07 | 201.8 | 202 | 201.9 | 201.5 | 201.4 | 201.7 | 201.3 | 200.4 | 199.5 | 197.4 | 192.2 | 5.02 | 0.61 | 3.9 | 3.97 | 12.15% | 201.64 | 6.0117 | 0.48734 | 5.796 | 1.0372 | 5.2068 | 203.24 | 234.02
2012-03-18 06:50 | 7.94 | 7.86 | 7.79 | 7.72 | 7.66 | 7.6 | 7.46 | 7.17 | 6.76 | 6.07 | 206.9 | 207.3 | 207.9 | 208.2 | 208.4 | 208.1 | 207.8 | 207.1 | 206 | 203.8 | 198.1 | 6.95 | 0.82 | 5.33 | 4.61 | 11.8% | 208.055 | 7.4156 | 0.17182 | 7.5798 | 0.97834 | 6.7995 | 576.7 | 542.8
2012-03-18 07:00 | 8.76 | 8.72 | 8.67 | 8.65 | 8.62 | 8.62 | 8.54 | 8.32 | 7.93 | 7.13 | 207.5 | 207.7 | 208.2 | 208.3 | 207.9 | 207.7 | 207.7 | 207.4 | 207 | 206.5 | 197.6 | 8.2 | 0.38 | 6.15 | 5.17 | 4.634% | 207.7 | 8.4326 | 0.086164 | 8.6085 | 0.97957 | 8.0325 | 962.4 | 900.01
2012-03-18 07:10 | 8.65 | 8.56 | 8.4 | 8.21 | 8.03 | 7.88 | 7.8 | 7.64 | 7.33 | 6.6 | 207 | 206.7 | 206.3 | 205.9 | 206.2 | 206.4 | 206.3 | 206.1 | 205.8 | 204.6 | 195.2 | 7.21 | 0.87 | 5.55 | 4.58 | 12.07% | 206.385 | 7.8697 | 0.094297 | 7.8685 | 1.0002 | 7.2111 | 651.21 | 651.21
2012-03-18 07:20 | 8.92 | 8.84 | 8.54 | 8.17 | 7.73 | 7.23 | 6.74 | 6.31 | 5.93 | 5.46 | 206.4 | 206.1 | 205.8 | 205.4 | 205 | 204.4 | 203.7 | 203.6 | 203.7 | 202.2 | 194 | 5.97 | 0.89 | 4.61 | 3.8 | 14.91% | 204.295 | 7.3046 | 0.64852 | 7.1577 | 1.0205 | 6.0926 | 357.14 | 382.34
2012-03-18 07:30 | 7.84 | 7.51 | 6.94 | 6.49 | 6.1 | 5.75 | 5.5 | 5.29 | 5.08 | 4.67 | 202.3 | 201.8 | 201.3 | 200.1 | 198.5 | 197.4 | 196.8 | 195.5 | 193.8 | 191.6 | 189.4 | 5.44 | 0.82 | 4.44 | 3.96 | 15.07% | 197.31 | 5.9368 | 0.41078 | 5.7135 | 1.0391 | 5.6527 | 271.28 | 305.3
2012-03-18 07:40 | 7.79 | 7.54 | 7.14 | 6.68 | 6.17 | 5.6 | 5.06 | 4.67 | 4.47 | 4.27 | 202.9 | 202.9 | 202.6 | 202 | 201.5 | 200.5 | 198.9 | 197.6 | 196.8 | 195.9 | 191 | 4.83 | 0.9 | 3.77 | 3.43 | 18.63% | 200.26 | 5.8204 | 0.93704 | 5.5192 | 1.0546 | 5.0936 | 181.47 | 214.58
2012-03-18 07:50 | 8.34 | 8.16 | 7.82 | 7.49 | 7.22 | 6.88 | 6.54 | 6.22 | 5.93 | 5.37 | 205.3 | 205.1 | 204.8 | 204.9 | 204.8 | 204.4 | 203.9 | 203.5 | 202.9 | 201.9 | 194.1 | 6.12 | 1.04 | 4.74 | 4.02 | 16.99% | 204.325 | 6.8988 | 0.46835 | 6.8302 | 1.01 | 6.1815 | 389.12 | 402.68
2012-03-18 08:00 | 7.22 | 7.12 | 6.95 | 6.79 | 6.56 | 6.29 | 6.08 | 5.82 | 5.5 | 5.14 | 208 | 207.5 | 207.2 | 207.2 | 206.8 | 205.6 | 203.8 | 203 | 202.6 | 202.2 | 195.9 | 5.93 | 0.7 | 4.68 | 3.88 | 11.8% | 205.33 | 6.2856 | 0.31379 | 6.2595 | 1.0042 | 5.9548 | 350.66 | 353.9
2012-03-18 08:10 | 7.42 | 7.26 | 6.98 | 6.67 | 6.37 | 6.05 | 5.72 | 5.43 | 5.2 | 5.04 | 208.8 | 208.4 | 208.1 | 207.4 | 206.2 | 204.9 | 204.3 | 204.2 | 203.9 | 203.5 | 196.5 | 6.17 | 0.95 | 4.78 | 3.75 | 15.4% | 204.81 | 6.099 | 0.51832 | 6.0016 | 1.0162 | 6.2702 | 400.42 | 423.02
2012-03-18 08:20 | 8.05 | 7.89 | 7.63 | 7.33 | 7.08 | 6.83 | 6.64 | 6.55 | 6.47 | 6.08 | 209.9 | 209.7 | 210 | 210.4 | 210.3 | 209.9 | 208.8 | 207.8 | 207.4 | 205.9 | 199.9 | 6.57 | 0.8 | 5.24 | 4.7 | 12.18% | 209.735 | 6.9374 | 0.26071 | 6.8024 | 1.0198 | 6.7004 | 490.82 | 520.2
2012-03-18 08:30 | 8.38 | 8.24 | 7.96 | 7.69 | 7.47 | 7.22 | 6.97 | 6.71 | 6.45 | 6.14 | 207.5 | 207.4 | 206.8 | 206.3 | 206.4 | 206.6 | 207.2 | 207.7 | 207.3 | 206.5 | 196.5 | 6.52 | 0.83 | 5.22 | 4.75 | 12.73% | 206.69 | 7.2217 | 0.32565 | 7.1836 | 1.0053 | 6.5546 | 479.52 | 486.3
2012-03-18 08:40 | 7.49 | 7.3 | 6.96 | 6.69 | 6.37 | 5.95 | 5.57 | 5.25 | 5.06 | 4.87 | 204.3 | 204 | 203.5 | 203.3 | 203.1 | 202.7 | 201.8 | 200.8 | 199.7 | 199 | 193.1 | 5.43 | 0.83 | 4.24 | 3.7 | 15.29% | 202.565 | 6.0357 | 0.60987 | 5.894 | 1.024 | 5.5606 | 269.66 | 290.72
2012-03-18 08:50 | 6.96 | 6.74 | 6.32 | 5.97 | 5.71 | 5.44 | 5.16 | 4.84 | 4.66 | 4.55 | 204.3 | 203.9 | 202.8 | 201.5 | 200.3 | 199.3 | 197.9 | 197.1 | 196.9 | 196.2 | 191.8 | 5.09 | 0.78 | 4.06 | 3.84 | 15.32% | 199.09 | 5.493 | 0.48832 | 5.399 | 1.0174 | 5.1787 | 214.58 | 229.16
2012-03-18 09:00 | 7.16 | 6.96 | 6.55 | 6.17 | 5.78 | 5.36 | 5.04 | 4.81 | 4.57 | 4.2 | 203.7 | 202.9 | 201.6 | 201.1 | 200.8 | 200 | 198.6 | 197.5 | 196.1 | 193.5 | 190.1 | 4.89 | 0.87 | 3.87 | 3.73 | 17.79% | 199.79 | 5.5349 | 0.56886 | 5.3129 | 1.0418 | 5.0943 | 188.01 | 214.58
2012-03-18 09:10 | 6.71 | 6.56 | 6.3 | 6.02 | 5.72 | 5.39 | 5.12 | 4.94 | 4.78 | 4.6 | 202.1 | 201.6 | 200.7 | 200.1 | 199.6 | 198.7 | 197.4 | 195.9 | 194.1 | 191.3 | 187 | 5.02 | 0.85 | 4.2 | 3.96 | 16.93% | 198.505 | 5.4988 | 0.4749 | 5.3505 | 1.0277 | 5.1592 | 203.24 | 225.92
2012-03-18 09:20 | 6.88 | 6.7 | 6.28 | 5.91 | 5.66 | 5.51 | 5.45 | 5.4 | 5.34 | 5.18 | 194.7 | 194.5 | 194.1 | 194 | 193.7 | 193 | 191.7 | 189.4 | 187.6 | 185.9 | 185.6 | 5.89 | 1 | 5 | 4.96 | 16.98% | 192.805 | 5.6717 | 0.10118 | 5.5014 | 1.031 | 6.0724 | 344.18 | 377.82
2012-03-18 09:30 | 7.24 | 7.08 | 6.87 | 6.62 | 6.35 | 6.18 | 6.02 | 5.76 | 5.52 | 5.25 | 198.2 | 198.6 | 199.3 | 199.3 | 198.3 | 196.7 | 194.8 | 192.7 | 191.1 | 189 | 187.9 | 6.05 | 0.81 | 5.06 | 4.76 | 13.39% | 196.415 | 6.189 | 0.2424 | 6.1568 | 1.0052 | 6.0816 | 373.3 | 380.08
2012-03-18 09:40 | 7.84 | 7.65 | 7.3 | 6.99 | 6.69 | 6.42 | 6.21 | 5.99 | 5.72 | 5.27 | 203 | 202.7 | 201.8 | 200.7 | 199.9 | 199 | 198.5 | 198.1 | 197.4 | 195.7 | 189.4 | 6.05 | 0.81 | 5.04 | 4.44 | 13.39% | 198.925 | 6.491 | 0.30733 | 6.3895 | 1.0159 | 6.1461 | 373.3 | 395.9
2012-03-18 09:50 | 6.58 | 6.42 | 6.22 | 6.11 | 6 | 5.88 | 5.78 | 5.66 | 5.48 | 5.15 | 202.8 | 202.9 | 203.1 | 203.5 | 203.5 | 202.7 | 201.7 | 201 | 200.1 | 198.2 | 191.5 | 5.49 | 0.75 | 4.57 | 4.33 | 13.66% | 202.55 | 5.8655 | 0.15851 | 5.8656 | 0.99999 | 5.49 | 279.38 | 279.38
2012-03-18 10:00 | 5.72 | 5.71 | 5.66 | 5.56 | 5.4 | 5.15 | 4.9 | 4.69 | 4.53 | 4.41 | 202.8 | 202.6 | 202.5 | 202.3 | 202 | 200.8 | 200 | 199.2 | 198.8 | 198.6 | 188.8 | 4.68 | 0.79 | 3.89 | 3.58 | 16.88% | 200.68 | 5.1329 | 0.45985 | 5.1134 | 1.0038 | 4.6979 | 165.12 | 167.3
2012-03-18 10:10 | 5.65 | 5.56 | 5.37 | 5.22 | 5.13 | 5.01 | 4.97 | 4.96 | 4.92 | 4.8 | 199.1 | 199.1 | 198.8 | 198.4 | 197.6 | 196.9 | 196.2 | 195.6 | 195.2 | 194.1 | 187.1 | 4.94 | 0.67 | 4.22 | 4.1 | 13.56% | 196.795 | 5.0852 | 0.074076 | 5.0042 | 1.0162 | 5.0199 | 193.46 | 203.24
2012-03-18 10:20 | 5.91 | 5.75 | 5.49 | 5.28 | 5.13 | 4.97 | 4.89 | 4.84 | 4.82 | 4.66 | 199.5 | 198.8 | 197.7 | 196.3 | 194.9 | 193.9 | 194.1 | 193.8 | 192.7 | 191.9 | 185.8 | 5.08 | 0.75 | 4.33 | 4.08 | 14.76% | 193.93 | 5.0675 | 0.14996 | 4.9585 | 1.022 | 5.1917 | 212.96 | 230.78
2012-03-18 10:30 | 5.51 | 5.47 | 5.46 | 5.43 | 5.36 | 5.27 | 5.28 | 5.23 | 5.14 | 4.96 | 197.6 | 197.2 | 196.2 | 195.3 | 194.1 | 192.8 | 191.5 | 190.1 | 189.4 | 189 | 185.1 | 5.43 | 0.87 | 4.83 | 4.78 | 16.02% | 192.605 | 5.2916 | -0.017518 | 5.2714 | 1.0038 | 5.4508 | 269.66 | 272.9
2012-03-18 10:40 | 5.41 | 5.38 | 5.34 | 5.27 | 5.2 | 5.15 | 5.1 | 5 | 4.9 | 4.76 | 196 | 195.5 | 195.2 | 195.2 | 194.8 | 194 | 193 | 191.7 | 190 | 187.2 | 185.5 | 5.17 | 0.98 | 4.54 | 4.63 | 18.96% | 193.85 | 5.1238 | 0.090157 | 5.1428 | 0.9963 | 5.1509 | 227.54 | 224.3
2012-03-18 10:50 | 6.66 | 6.66 | 6.68 | 6.73 | 6.78 | 6.81 | 6.76 | 6.74 | 6.71 | 6.54 | 189.3 | 188.8 | 188.4 | 187.9 | 187.6 | 187.5 | 187.1 | 186.3 | 185.4 | 184.5 | 178.2 | 6.81 | 0.62 | 6.39 | 6.12 | 9.104% | 187.44 | 6.7319 | 0.068099 | 6.8028 | 0.98957 | 6.739 | 545.06 | 529.24
2012-03-18 11:00 | 7.3 | 7.26 | 7.15 | 7.05 | 6.97 | 6.93 | 6.9 | 6.84 | 6.8 | 6.67 | 192.5 | 191.4 | 189.8 | 188.7 | 188 | 187.1 | 186.8 | 186.7 | 186 | 184.9 | 180.3 | 6.86 | 0.61 | 6.3 | 6.43 | 8.892% | 187.055 | 6.9417 | 0.040091 | 6.9257 | 1.0023 | 6.8758 | 556.36 | 560.88
2012-03-18 11:10 | 7.15 | 7.01 | 6.82 | 6.66 | 6.53 | 6.46 | 6.42 | 6.44 | 6.47 | 6.32 | 197.1 | 195.9 | 193.8 | 191.7 | 189.6 | 187.6 | 185.9 | 184.8 | 183.9 | 183.2 | 183.1 | 6.57 | 0.59 | 5.89 | 6.12 | 8.98% | 187.345 | 6.5314 | 0.057398 | 6.4543 | 1.012 | 6.6486 | 490.82 | 508.9
2012-03-18 11:20 | 7.63 | 7.57 | 7.43 | 7.2 | 6.95 | 6.69 | 6.57 | 6.53 | 6.42 | 6.12 | 203.2 | 202.4 | 201.1 | 199.4 | 197.8 | 196.4 | 195.3 | 194.4 | 193.1 | 190 | 187.8 | 6.54 | 0.81 | 5.46 | 5.61 | 12.39% | 196.235 | 6.8144 | 0.16726 | 6.6727 | 1.0212 | 6.6789 | 484.04 | 515.68
2012-03-18 11:30 | 7.58 | 7.46 | 7.24 | 7.12 | 7.05 | 6.96 | 6.87 | 6.81 | 6.76 | 6.57 | 201.3 | 200.4 | 198.7 | 197.2 | 196.4 | 195.4 | 194.3 | 193.3 | 192.2 | 189.8 | 186.7 | 6.81 | 0.7 | 5.78 | 6.13 | 10.28% | 195.235 | 6.9647 | 0.12027 | 6.947 | 1.0025 | 6.8274 | 545.06 | 549.58
2012-03-18 11:40 | 7.67 | 7.59 | 7.44 | 7.21 | 7 | 6.84 | 6.66 | 6.43 | 6.27 | 6.05 | 202.5 | 201.6 | 200.1 | 198.6 | 197.3 | 196.3 | 195.4 | 194.7 | 194.1 | 193.1 | 187.5 | 6.45 | 0.83 | 5.38 | 5.31 | 12.87% | 196.165 | 6.8307 | 0.24644 | 6.8139 | 1.0025 | 6.4659 | 463.7 | 468.22
2012-03-18 11:50 | 6.85 | 6.77 | 6.61 | 6.48 | 6.41 | 6.35 | 6.31 | 6.31 | 6.33 | 6.16 | 195.6 | 195.4 | 194.4 | 193.1 | 192.3 | 191.5 | 190.9 | 190.4 | 189.2 | 186.7 | 183.7 | 6.47 | 0.97 | 5.77 | 5.79 | 14.99% | 191.41 | 6.396 | 0.058395 | 6.3443 | 1.0082 | 6.5228 | 468.22 | 479.52
2012-03-18 12:00 | 6.09 | 6.02 | 5.92 | 5.86 | 5.87 | 5.81 | 5.73 | 5.7 | 5.62 | 5.37 | 195.6 | 195.3 | 194.6 | 194.1 | 193.6 | 193.1 | 192.1 | 190.6 | 189 | 188.6 | 184.6 | 5.79 | 0.65 | 5.05 | 4.96 | 11.23% | 192.95 | 5.772 | 0.12813 | 5.7985 | 0.99544 | 5.7636 | 327.98 | 323.12
2012-03-18 12:10 | 7.42 | 7.4 | 7.37 | 7.33 | 7.28 | 7.23 | 7.19 | 7.1 | 6.9 | 6.6 | 203.3 | 202.9 | 202.8 | 202.6 | 202.3 | 201.7 | 201.5 | 201.6 | 200.8 | 200.1 | 191.9 | 6.64 | 0.94 | 5.43 | 5.3 | 14.16% | 201.67 | 7.1777 | 0.051268 | 7.2243 | 0.99356 | 6.5972 | 506.64 | 497.6
2012-03-18 12:20 | 6.57 | 6.49 | 6.32 | 6.14 | 6.01 | 5.97 | 5.96 | 5.85 | 5.71 | 5.56 | 196.8 | 196.1 | 194.5 | 193.5 | 192.9 | 192.6 | 192.4 | 191.8 | 191.2 | 190.5 | 187.2 | 6.03 | 0.85 | 5.15 | 4.92 | 14.1% | 192.57 | 5.9906 | 0.015492 | 5.9686 | 1.0037 | 6.0523 | 368.78 | 373.3
2012-03-18 12:30 | 6.03 | 5.98 | 5.91 | 5.9 | 5.91 | 5.97 | 6.04 | 5.97 | 5.87 | 5.67 | 191.9 | 190.9 | 189.3 | 188.4 | 188 | 187.2 | 186.1 | 185 | 184.4 | 184.9 | 180.2 | 6.03 | 0.92 | 5.65 | 5.27 | 15.26% | 187.035 | 5.9266 | -0.10772 | 5.98 | 0.99108 | 5.9762 | 368.78 | 358.76
2012-03-18 12:40 | 5.42 | 5.42 | 5.34 | 5.18 | 5.1 | 5 | 4.8 | 4.58 | 4.49 | 4.5 | 205 | 204.7 | 203.6 | 203.6 | 204.4 | 204.4 | 204.1 | 204.3 | 204.4 | 203.3 | 190.4 | 4.62 | 0.85 | 3.86 | 3.86 | 18.4% | 204.355 | 4.9342 | 0.37724 | 4.9708 | 0.99263 | 4.5859 | 158.58 | 155.31
2012-03-18 12:50 | 6.71 | 6.67 | 6.59 | 6.54 | 6.5 | 6.45 | 6.49 | 6.53 | 6.55 | 6.35 | 209.1 | 209.3 | 209.8 | 209.3 | 209.2 | 209.5 | 208.9 | 208.8 | 208.6 | 206.8 | 199.3 | 6.08 | 0.73 | 5.11 | 5.09 | 12.01% | 209.41 | 6.5164 | -0.057131 | 6.4557 | 1.0094 | 6.1371 | 380.08 | 393.64
2012-03-18 13:00 | 5.71 | 5.72 | 5.74 | 5.73 | 5.76 | 5.75 | 5.72 | 5.6 | 5.44 | 5.24 | 211.8 | 211.2 | 210.2 | 209.6 | 209.5 | 209.5 | 209.7 | 210.5 | 211.5 | 211 | 199 | 5.27 | 0.77 | 4.4 | 4.37 | 14.61% | 209.53 | 5.6586 | 0.04834 | 5.7457 | 0.98484 | 5.1901 | 243.74 | 230.78
2012-03-18 13:10 | 5.89 | 5.86 | 5.84 | 5.8 | 5.77 | 5.71 | 5.65 | 5.6 | 5.54 | 5.5 | 208.7 | 208.4 | 208.6 | 208.9 | 209 | 209.1 | 209.8 | 210.1 | 210.4 | 210.5 | 196 | 5.23 | 0.89 | 4.28 | 4.17 | 17.02% | 209.205 | 5.6955 | 0.097617 | 5.7014 | 0.99898 | 5.2247 | 237.26 | 235.64
2012-03-18 13:20 | 6.6 | 6.52 | 6.42 | 6.41 | 6.4 | 6.36 | 6.26 | 6.17 | 6.05 | 5.88 | 211.5 | 211.5 | 211.4 | 211.2 | 210.7 | 210.3 | 210.6 | 211.1 | 211.5 | 211.1 | 200.2 | 5.82 | 0.85 | 4.81 | 4.69 | 14.6% | 210.345 | 6.285 | 0.14645 | 6.3456 | 0.99045 | 5.7644 | 332.84 | 323.12
2012-03-18 13:30 | 5.61 | 5.63 | 5.64 | 5.55 | 5.52 | 5.55 | 5.58 | 5.56 | 5.45 | 5.27 | 196.8 | 196.2 | 195 | 193.5 | 193.2 | 192.9 | 192.8 | 192.3 | 191.6 | 190.4 | 184.1 | 5.75 | 0.66 | 5.09 | 4.94 | 11.48% | 192.885 | 5.5363 | -0.049817 | 5.5543 | 0.99676 | 5.7314 | 321.5 | 318.26
2012-03-18 13:40 | 5.47 | 5.47 | 5.45 | 5.43 | 5.36 | 5.3 | 5.27 | 5.25 | 5.23 | 5.12 | 189.9 | 189.1 | 188.1 | 187.6 | 187 | 187 | 187.5 | 187.2 | 186.6 | 186.9 | 180.7 | 5.29 | 0.88 | 4.81 | 4.39 | 16.64% | 187.075 | 5.3196 | 0.052456 | 5.2957 | 1.0045 | 5.3139 | 246.98 | 250.22
2012-03-18 13:50 | 5.99 | 5.97 | 5.91 | 5.82 | 5.77 | 5.72 | 5.73 | 5.64 | 5.47 | 5.28 | 201.8 | 201 | 199.6 | 198.9 | 197.9 | 196.2 | 195 | 193.9 | 192.1 | 189.9 | 190.3 | 5.62 | 0.87 | 4.72 | 4.55 | 15.48% | 196.02 | 5.703 | -0.016141 | 5.7214 | 0.99678 | 5.6019 | 300.44 | 297.2
2012-03-18 14:00 | 6.67 | 6.63 | 6.54 | 6.54 | 6.57 | 6.56 | 6.43 | 6.29 | 6.21 | 6.03 | 213.7 | 213.5 | 213.7 | 214.5 | 215.5 | 215.7 | 215.3 | 215.6 | 216.3 | 215.3 | 205.3 | 6.27 | 1.16 | 5.44 | 4.87 | 18.5% | 215.64 | 6.4372 | 0.18497 | 6.5412 | 0.9841 | 6.1703 | 423.02 | 400.42
2012-03-18 14:50 | 6.01 | 5.96 | 5.81 | 5.63 | 5.57 | 5.52 | 5.39 | 5.25 | 5.11 | 4.99 | 214.8 | 214.5 | 214.4 | 214.1 | 213.9 | 213.1 | 212.9 | 212.7 | 212.7 | 215.4 | 206.7 | 5.33 | 0.73 | 4.68 | 4.41 | 13.7% | 213.07 | 5.4674 | 0.22024 | 5.5012 | 0.99386 | 5.2973 | 253.46 | 248.6
2012-03-18 15:00 | 6.4 | 6.41 | 6.39 | 6.29 | 6.22 | 6.11 | 6.11 | 6 | 5.88 | 5.59 | 209.4 | 209.5 | 209.1 | 208.7 | 208.6 | 208.7 | 208.7 | 209.7 | 209.9 | 210.3 | 205 | 6.3 | 1.27 | 5.45 | 4.93 | 20.16% | 208.7 | 6.1244 | 0 | 6.11 | 1.0024 | 6.3149 | 429.8 | 432.06
2012-03-18 15:20 | 7.89 | 7.94 | 7.82 | 7.47 | 7.32 | 7.35 | 7.29 | 7.19 | 7.18 | 7.03 | 212.9 | 213.5 | 213.1 | 214 | 213.2 | 212.5 | 212.2 | 213.1 | 213.5 | 212.4 | 206.5 | 7.3 | 0.74 | 6.45 | 5.67 | 10.14% | 212.455 | 7.3748 | 0.075746 | 7.3414 | 1.0046 | 7.3332 | 678.3 | 687.33
2012-03-18 17:40 | 11.45 | 11.4 | 11.24 | 10.99 | 10.79 | 10.5 | 10.2 | 9.89 | 9.68 | 9.5 | 186.9 | 186.5 | 185.6 | 185.3 | 185 | 184.4 | 183.3 | 181.5 | 179.7 | 177.2 | 173.2 | 10.82 | 0.53 | 10.6 | 8.67 | 4.898% | 184.235 | 10.4602 | 0.26787 | 10.4565 | 1.0004 | 10.8239 | 1855.94 | 1855.94
2012-03-18 17:50 | 11.49 | 11.29 | 11.09 | 10.88 | 10.63 | 10.38 | 10.07 | 9.82 | 9.56 | 9.15 | 183.8 | 183.2 | 182.4 | 181.8 | 181.3 | 181.4 | 180.5 | 179.3 | 177.9 | 175 | 168.9 | 11.03 | 0.78 | 10.58 | 8.86 | 7.072% | 181.265 | 10.3318 | 0.28019 | 10.335 | 0.99969 | 11.0266 | 1906.52 | 1906.52
2012-03-18 18:00 | 12.35 | 12.17 | 12.01 | 11.81 | 11.46 | 11.05 | 10.41 | 9.89 | 9.52 | 9.07 | 183.4 | 182.9 | 182.2 | 181.2 | 180.4 | 179 | 177.5 | 176.2 | 174.6 | 171.4 | 168.6 | 11.61 | 1.07 | 10.95 | 8.52 | 9.216% | 178.775 | 10.8795 | 0.55135 | 10.9559 | 0.99302 | 11.529 | 1955.24 | 1948.52
2012-03-18 18:10 | 13.09 | 13.07 | 12.95 | 12.83 | 12.66 | 12.37 | 12.01 | 11.53 | 10.96 | 10.19 | 182.8 | 182.6 | 182.1 | 181.8 | 181.3 | 180.8 | 180.1 | 178.6 | 176.5 | 175 | 170.3 | 12.69 | 0.38 | 12.19 | 9.1 | 2.994% | 180.695 | 12.1462 | 0.27293 | 12.3178 | 0.98607 | 12.5132 | 1995.59 | 1993.61
2012-03-18 18:20 | 12.74 | 12.67 | 12.53 | 12.46 | 12.25 | 11.99 | 11.62 | 11.18 | 10.81 | 10.07 | 183 | 182.5 | 181.7 | 181.5 | 181.3 | 181.1 | 180.7 | 179.6 | 178.1 | 176.7 | 169.8 | 12.29 | 0.6 | 11.85 | 9.18 | 4.882% | 181.04 | 11.7994 | 0.28966 | 11.9363 | 0.98854 | 12.1491 | 1991.19 | 1989.65
2012-03-18 18:30 | 12.33 | 12.1 | 11.8 | 11.56 | 11.32 | 10.9 | 10.47 | 10.21 | 9.97 | 9.06 | 184.4 | 183.4 | 181.6 | 180.6 | 180.2 | 180 | 179.7 | 179.3 | 178.2 | 175.9 | 169 | 11.27 | 1.22 | 10.82 | 8.77 | 10.83% | 179.955 | 10.8717 | 0.37194 | 10.8373 | 1.0032 | 11.3057 | 1926.68 | 1930.04
2012-03-18 18:40 | 12.66 | 12.36 | 11.87 | 11.41 | 11.06 | 10.75 | 10.44 | 10.08 | 9.67 | 9.22 | 182.9 | 182.4 | 181 | 179.8 | 178.7 | 177.9 | 177.6 | 176.8 | 175.7 | 173.9 | 167.7 | 11.02 | 1.15 | 10.53 | 8.73 | 10.44% | 177.855 | 10.7669 | 0.2704 | 10.705 | 1.0058 | 11.0837 | 1905.68 | 1910.72
2012-03-18 18:50 | 13.08 | 12.79 | 12.25 | 11.65 | 11.12 | 10.56 | 9.99 | 9.58 | 9.16 | 8.52 | 184.5 | 183.8 | 182.3 | 180.7 | 179.3 | 178.3 | 177.2 | 175.9 | 174 | 171.6 | 166.2 | 11.22 | 1.22 | 10.63 | 8.3 | 10.87% | 178.135 | 10.6647 | 0.51277 | 10.4764 | 1.018 | 11.4217 | 1922.48 | 1939.28
2012-03-18 19:00 | 13.69 | 13.49 | 13.01 | 12.44 | 11.9 | 11.34 | 10.92 | 10.49 | 10.11 | 9.53 | 183 | 182.3 | 180.9 | 179.3 | 178.1 | 177.1 | 175.8 | 174.3 | 173 | 171.3 | 167.2 | 12.05 | 1.17 | 11.49 | 9.09 | 9.71% | 176.905 | 11.4873 | 0.34876 | 11.2788 | 1.0185 | 12.2727 | 1988.55 | 1990.97
2012-03-18 19:10 | 12.87 | 12.62 | 12.26 | 11.94 | 11.59 | 11.15 | 10.71 | 10.27 | 9.93 | 9.32 | 185.2 | 184.3 | 182.5 | 180.5 | 179 | 177.6 | 176.4 | 175.2 | 173.8 | 172.7 | 167.2 | 11.75 | 1.09 | 11.26 | 9.25 | 9.277% | 177.42 | 11.1144 | 0.37206 | 11.0859 | 1.0026 | 11.7803 | 1967 | 1969.52
2012-03-18 19:20 | 12.96 | 12.73 | 12.2 | 11.74 | 11.17 | 10.55 | 10.06 | 9.68 | 9.27 | 8.69 | 185.3 | 184.4 | 182.4 | 180.8 | 179.2 | 177.6 | 176.2 | 175.4 | 174.6 | 172.8 | 166.8 | 11.08 | 1.03 | 10.39 | 8.62 | 9.296% | 177.39 | 10.7051 | 0.43949 | 10.4784 | 1.0216 | 11.3198 | 1910.72 | 1930.88
2012-03-18 19:30 | 13.84 | 13.58 | 13.18 | 12.68 | 12.05 | 11.4 | 10.8 | 10.23 | 9.59 | 9.15 | 187.5 | 186.4 | 184.1 | 182 | 180.3 | 178.8 | 177.6 | 176.1 | 174.1 | 171.6 | 168.8 | 11.55 | 0.95 | 11.08 | 8.63 | 8.225% | 178.62 | 11.465 | 0.49963 | 11.312 | 1.0135 | 11.7062 | 1950.2 | 1963.64
2012-03-18 19:40 | 13.22 | 13.05 | 12.63 | 12.2 | 11.73 | 11.19 | 10.53 | 10 | 9.55 | 8.75 | 189.9 | 188.4 | 186.7 | 185 | 183.2 | 181.5 | 180.4 | 179.5 | 177.7 | 173.3 | 172.3 | 11.45 | 0.96 | 10.97 | 8.28 | 8.384% | 181.335 | 11.1387 | 0.56178 | 11.093 | 1.0041 | 11.4972 | 1941.8 | 1946
2012-03-18 19:50 | 12.1 | 12 | 11.76 | 11.39 | 10.89 | 10.33 | 9.79 | 9.26 | 8.75 | 7.97 | 191.8 | 191.4 | 189.8 | 188.9 | 187.5 | 186.5 | 185.8 | 185.3 | 183.9 | 182.1 | 176 | 10.72 | 0.93 | 9.95 | 7.32 | 8.675% | 186.395 | 10.3351 | 0.49616 | 10.2508 | 1.0082 | 10.8081 | 1829.24 | 1853.27
2012-03-18 20:00 | 11.32 | 11 | 10.48 | 10.31 | 10.18 | 10 | 9.85 | 9.57 | 9.11 | 8.26 | 193.6 | 192.9 | 191.1 | 189.5 | 188.9 | 188.5 | 187.8 | 186.8 | 185.6 | 184.7 | 179.8 | 10.26 | 1.07 | 9.35 | 7.29 | 10.43% | 188.395 | 9.9052 | 0.13966 | 9.9784 | 0.99267 | 10.1848 | 1706.42 | 1685.06
2012-03-18 20:10 | 10.89 | 10.51 | 10.09 | 9.7 | 9.4 | 9.2 | 8.91 | 8.69 | 8.53 | 8.04 | 194.2 | 193.4 | 191.7 | 190.7 | 190.1 | 190.1 | 189.2 | 188.3 | 186.3 | 182.6 | 179.4 | 9.8 | 0.87 | 8.93 | 7.45 | 8.878% | 189.965 | 9.2206 | 0.29598 | 9.1579 | 1.0069 | 9.8671 | 1560.8 | 1587.47
2012-03-18 20:20 | 10.91 | 10.64 | 10.05 | 9.54 | 9.14 | 8.94 | 8.84 | 8.73 | 8.45 | 8.14 | 196 | 194.9 | 193.2 | 191.6 | 190.3 | 189.6 | 188.8 | 188.2 | 187.1 | 185.5 | 181.7 | 9.44 | 1.02 | 8.46 | 7.21 | 10.81% | 189.48 | 9.1192 | 0.10395 | 8.9256 | 1.0217 | 9.6447 | 1423.64 | 1499.84
2012-03-18 20:30 | 10.46 | 10.02 | 9.42 | 8.91 | 8.53 | 8.19 | 7.94 | 7.76 | 7.62 | 7.52 | 197.5 | 197.3 | 196.2 | 195.3 | 194.4 | 193 | 191.3 | 189.8 | 187.7 | 186.6 | 184 | 8.41 | 1.16 | 7.44 | 7.09 | 13.79% | 192.745 | 8.3814 | 0.28648 | 8.1537 | 1.0279 | 8.6448 | 1039.47 | 1123.88
2012-03-18 20:40 | 9.55 | 9.29 | 8.85 | 8.4 | 8.05 | 7.75 | 7.48 | 7.38 | 7.08 | 6.78 | 198.5 | 198 | 196.7 | 195.4 | 193.8 | 193.6 | 194.5 | 193.1 | 190.8 | 187.9 | 185.7 | 7.66 | 0.97 | 6.52 | 6.18 | 12.66% | 193.735 | 7.8808 | 0.32769 | 7.7107 | 1.0221 | 7.829 | 786.66 | 837.83
2012-03-18 20:50 | 9.7 | 9.43 | 9.02 | 8.7 | 8.25 | 7.66 | 7.17 | 6.91 | 6.76 | 6.46 | 202.3 | 201.8 | 201.3 | 199.9 | 198.6 | 196.9 | 195.4 | 194.3 | 193 | 190.3 | 188 | 7.06 | 0.9 | 5.76 | 5.84 | 12.75% | 196.675 | 7.8352 | 0.61089 | 7.5878 | 1.0326 | 7.2902 | 606.06 | 675.29
2012-03-18 21:00 | 9.45 | 9.29 | 9.01 | 8.6 | 8.35 | 8.07 | 7.67 | 7.23 | 6.66 | 6.13 | 205.9 | 205.1 | 204.1 | 203 | 202.1 | 201.7 | 200.1 | 198.4 | 197 | 190.9 | 192.1 | 7.28 | 0.9 | 5.71 | 5.18 | 12.36% | 201.46 | 7.959 | 0.46978 | 8.0114 | 0.99346 | 7.2324 | 672.28 | 657.23
2012-03-18 21:10 | 8.85 | 8.73 | 8.43 | 8.17 | 7.82 | 7.38 | 7 | 6.52 | 6.07 | 5.67 | 206.2 | 205.3 | 204.1 | 204 | 203.2 | 202.2 | 201.4 | 199.9 | 197.2 | 194.2 | 193 | 6.8 | 0.77 | 5.17 | 4.76 | 11.32% | 202.08 | 7.3823 | 0.48851 | 7.3243 | 1.0079 | 6.8539 | 542.8 | 554.1
2012-03-18 21:20 | 8.79 | 8.64 | 8.35 | 8.06 | 7.76 | 7.32 | 6.83 | 6.4 | 6.02 | 5.44 | 208.6 | 207.3 | 205.8 | 205.5 | 204.4 | 203.4 | 202.5 | 201.4 | 199.3 | 198 | 193.1 | 6.75 | 0.78 | 5.16 | 4.51 | 11.56% | 203.265 | 7.2879 | 0.64027 | 7.2477 | 1.0056 | 6.7875 | 531.5 | 540.54
2012-03-18 21:30 | 8.41 | 8.27 | 7.87 | 7.72 | 7.27 | 6.74 | 6.31 | 5.92 | 5.59 | 5.2 | 207.5 | 206.7 | 205.2 | 204.6 | 204.1 | 203 | 201.5 | 199.7 | 197 | 192.7 | 195 | 6.22 | 0.74 | 4.82 | 4.43 | 11.9% | 202.775 | 6.8329 | 0.6092 | 6.6766 | 1.0234 | 6.3655 | 411.72 | 445.62
2012-03-18 21:40 | 7.53 | 7.38 | 7.12 | 6.87 | 6.56 | 6.23 | 5.83 | 5.54 | 5.22 | 4.88 | 208.5 | 207.4 | 205.5 | 204.4 | 204.7 | 204.7 | 203.8 | 202 | 198.9 | 194.7 | 194 | 5.75 | 0.77 | 4.44 | 3.98 | 13.39% | 204.565 | 6.2279 | 0.61323 | 6.171 | 1.0092 | 5.803 | 321.5 | 329.6
2012-03-18 21:50 | 7.15 | 7.01 | 6.73 | 6.49 | 6.25 | 5.99 | 5.68 | 5.36 | 5.1 | 4.82 | 205.4 | 204.8 | 204.2 | 203.3 | 202 | 201.1 | 200.4 | 198.9 | 196.8 | 194.2 | 193.6 | 5.59 | 0.66 | 4.32 | 4.1 | 11.81% | 200.995 | 5.9657 | 0.49107 | 5.9446 | 1.0036 | 5.6099 | 295.58 | 298.82
2012-03-18 22:00 | 6.47 | 6.4 | 6.24 | 6.03 | 5.83 | 5.61 | 5.35 | 5.02 | 4.69 | 4.3 | 207.4 | 207 | 206.1 | 204.9 | 203.8 | 202.9 | 202 | 200.4 | 197.9 | 194.1 | 194.5 | 5.19 | 0.56 | 4.05 | 3.6 | 10.79% | 202.765 | 5.5456 | 0.43852 | 5.572 | 0.99526 | 5.1654 | 230.78 | 227.54
2012-03-18 22:10 | 5.78 | 5.68 | 5.49 | 5.23 | 4.96 | 4.67 | 4.43 | 4.26 | 4.17 | 4.21 | 206.4 | 205.4 | 203.8 | 202.4 | 200.8 | 198.8 | 196.8 | 194.6 | 192.1 | 188 | 190.6 | 4.5 | 0.52 | 3.58 | 4.12 | 11.56% | 198.5 | 4.7691 | 0.48755 | 4.6348 | 1.029 | 4.6303 | 145.5 | 159.67
2012-03-18 22:20 | 4.99 | 4.87 | 4.61 | 4.39 | 4.18 | 4.03 | 3.99 | 4.03 | 4.16 | 4.31 | 200.2 | 199.1 | 197.9 | 196 | 193.4 | 190.2 | 187.2 | 185 | 182.7 | 179.7 | 181.7 | 4.05 | 0.49 | 3.61 | 4.32 | 12.1% | 189.75 | 4.2095 | 0.09218 | 4.0242 | 1.046 | 4.2364 | 96.45 | 117.16
2012-03-18 22:30 | 4.78 | 4.63 | 4.42 | 4.17 | 4.03 | 3.95 | 3.96 | 4.05 | 4.16 | 4.24 | 195.5 | 194.7 | 193.4 | 192.8 | 191.9 | 190.3 | 188.2 | 186 | 184 | 179.8 | 183.1 | 3.86 | 0.44 | 3.55 | 4.06 | 11.4% | 189.985 | 4.1218 | -0.023365 | 3.9514 | 1.0431 | 4.0264 | 78.26 | 94.27
2012-03-18 22:40 | 4.37 | 4.28 | 4.14 | 4.03 | 3.96 | 3.94 | 3.98 | 4.08 | 4.11 | 3.97 | 193.1 | 191.9 | 190.1 | 189 | 188.6 | 187.5 | 185.6 | 183.8 | 182.3 | 179.1 | 176.3 | 4.15 | 0.37 | 4.07 | 3.81 | 8.916% | 187.215 | 4.0326 | -0.093344 | 3.9457 | 1.022 | 4.2414 | 107.35 | 117.16
2012-03-18 22:50 | 4.85 | 4.84 | 4.81 | 4.78 | 4.72 | 4.6 | 4.45 | 4.28 | 4.16 | 4.02 | 190.2 | 189.2 | 187.9 | 186.6 | 185.4 | 184.2 | 182.7 | 181.4 | 180.6 | 179.7 | 173.3 | 4.53 | 0.81 | 4.28 | 3.83 | 17.88% | 183.975 | 4.5306 | 0.30636 | 4.5782 | 0.9896 | 4.4829 | 148.77 | 143.32
2012-03-18 23:00 | 6 | 5.91 | 5.7 | 5.47 | 5.21 | 4.89 | 4.56 | 4.26 | 4.05 | 3.89 | 185.2 | 183.8 | 181.4 | 179.4 | 177.4 | 175.1 | 171.4 | 166.9 | 164 | 163.2 | 162.7 | 4.49 | 0.7 | 4.25 | 3.74 | 15.59% | 174.545 | 4.8961 | 0.64566 | 4.8413 | 1.0113 | 4.5409 | 144.41 | 149.86
2012-03-18 23:10 | 6.66 | 6.55 | 6.41 | 6.32 | 6.27 | 6.07 | 5.77 | 5.41 | 5 | 4.54 | 190.4 | 189.7 | 188.1 | 186.2 | 184.5 | 183 | 182 | 180.8 | 179.5 | 175.9 | 170.2 | 6.05 | 1.09 | 5.57 | 4.22 | 18.02% | 182.85 | 5.882 | 0.46839 | 6.0261 | 0.97609 | 5.9054 | 373.3 | 347.42
2012-03-18 23:20 | 6.83 | 6.75 | 6.68 | 6.65 | 6.54 | 6.38 | 6.22 | 6.02 | 5.75 | 5.39 | 191.4 | 191.4 | 191.1 | 190.3 | 188.2 | 185.9 | 184 | 182.4 | 180.8 | 176.6 | 174.2 | 6.59 | 0.81 | 6.06 | 4.95 | 12.29% | 185.615 | 6.2869 | 0.2347 | 6.3568 | 0.989 | 6.5175 | 495.34 | 479.52
2012-03-18 23:30 | 6.46 | 6.4 | 6.29 | 6.17 | 6.08 | 6.03 | 5.97 | 5.86 | 5.73 | 5.49 | 190.8 | 190.2 | 189.4 | 188.8 | 188.1 | 187.2 | 186.4 | 185 | 183.4 | 180.8 | 173.7 | 6.28 | 0.55 | 6.05 | 5.22 | 8.758% | 187.08 | 6.003 | 0.092411 | 6.0214 | 0.99695 | 6.2608 | 425.28 | 420.76
2012-03-18 23:40 | 6.52 | 6.45 | 6.32 | 6.17 | 6.05 | 5.92 | 5.76 | 5.58 | 5.33 | 4.78 | 190.1 | 190.5 | 191.1 | 191.1 | 190.3 | 188.8 | 187.1 | 185.4 | 183.7 | 181.7 | 174.3 | 6.18 | 0.47 | 5.97 | 4.42 | 7.605% | 188.545 | 5.8522 | 0.25319 | 5.8968 | 0.99243 | 6.1332 | 402.68 | 391.38
2012-03-18 23:50 | 7.34 | 7.17 | 6.86 | 6.59 | 6.34 | 6.04 | 5.8 | 5.62 | 5.41 | 4.92 | 190 | 190 | 189.5 | 188.2 | 187.3 | 187 | 186.6 | 185.7 | 184.2 | 182.1 | 171.4 | 6.71 | 0.51 | 6.41 | 4.39 | 7.601% | 186.94 | 6.1073 | 0.37469 | 6.005 | 1.017 | 6.8243 | 522.46 | 547.32
2012-03-19 | 7.86 | 7.8 | 7.7 | 7.52 | 7.28 | 7 | 6.72 | 6.35 | 5.94 | 5.33 | 190.8 | 190.5 | 189.7 | 188.7 | 187.7 | 186.1 | 184.7 | 183.9 | 183.8 | 184.7 | 175.6 | 7.29 | 0.6 | 6.79 | 4.37 | 8.23% | 185.89 | 6.9217 | 0.37724 | 6.9592 | 0.99461 | 7.2507 | 675.29 | 663.25
2012-03-19 00:10 | 7.59 | 7.37 | 6.96 | 6.56 | 6.23 | 5.96 | 5.73 | 5.43 | 5.03 | 4.46 | 199.9 | 199.4 | 198.5 | 198.3 | 198 | 196.5 | 194.3 | 192.3 | 191.1 | 191.2 | 189 | 5.71 | 1.02 | 4.92 | 3.94 | 17.86% | 196.17 | 6.0188 | 0.36368 | 5.9265 | 1.0156 | 5.7989 | 315.02 | 329.6
2012-03-19 00:20 | 6.38 | 6.17 | 5.77 | 5.45 | 5.26 | 5.13 | 5.05 | 4.97 | 4.78 | 4.31 | 196.8 | 196.1 | 195 | 193.7 | 192.3 | 191.1 | 190.4 | 190.3 | 190.8 | 192.2 | 183.5 | 5.35 | 0.88 | 4.87 | 3.44 | 16.45% | 190.995 | 5.2076 | 0.14524 | 5.1185 | 1.0174 | 5.4432 | 256.7 | 271.28
2012-03-19 00:30 | 6.15 | 6.09 | 5.98 | 5.83 | 5.7 | 5.58 | 5.46 | 5.27 | 4.98 | 4.37 | 191.5 | 190.5 | 189.2 | 188.4 | 188.2 | 188 | 187.7 | 187.5 | 188.1 | 189.8 | 180.3 | 5.94 | 0.77 | 5.3 | 3.7 | 12.96% | 187.955 | 5.5227 | 0.2009 | 5.5626 | 0.99282 | 5.8974 | 352.28 | 345.8
2012-03-19 00:40 | 6.57 | 6.49 | 6.26 | 5.96 | 5.67 | 5.39 | 5.13 | 4.83 | 4.51 | 3.99 | 189.9 | 189.2 | 188.1 | 187.8 | 187.9 | 187.9 | 187.8 | 187.7 | 188 | 189.4 | 178.1 | 5.66 | 0.65 | 5.07 | 3.15 | 11.48% | 187.885 | 5.4219 | 0.45687 | 5.352 | 1.0131 | 5.734 | 306.92 | 318.26
2012-03-19 00:50 | 6.38 | 6.24 | 5.94 | 5.56 | 5.28 | 5.05 | 4.81 | 4.58 | 4.36 | 4 | 194.8 | 193.8 | 192.5 | 192 | 191 | 189.5 | 189 | 190.1 | 191.2 | 191 | 184.2 | 5.03 | 0.73 | 4.31 | 3.48 | 14.51% | 189.425 | 5.1155 | 0.44995 | 5.0149 | 1.0201 | 5.1309 | 204.86 | 221.06
2012-03-19 01:00 | 5.54 | 5.32 | 4.98 | 4.63 | 4.31 | 4.05 | 3.85 | 3.65 | 3.47 | 3.12 | 199.3 | 199.6 | 199.7 | 199.1 | 198.1 | 196.4 | 195.4 | 195.2 | 196 | 197.9 | 190 | 3.86 | 0.72 | 3.19 | 2.86 | 18.65% | 196.25 | 4.1837 | 0.468 | 4.0207 | 1.0405 | 4.0164 | 78.26 | 93.18
2012-03-19 05:40 | 11.52 | 11.38 | 11.24 | 11.06 | 10.91 | 10.81 | 10.59 | 10.46 | 10.35 | 10.4 | 304.1 | 304.1 | 303.5 | 303 | 302.6 | 302.4 | 302 | 301.5 | 301.1 | 300.4 | 294.5 | 10.96 | 1.58 | 10.89 | 9.79 | 14.42% | 302.34 | 10.7757 | 0.19001 | 10.7782 | 0.99977 | 10.9574 | 1893.32 | 1893.32
2012-03-19 06:10 | 10.85 | 10.77 | 10.65 | 10.6 | 10.59 | 10.54 | 10.44 | 10.33 | 10.21 | 9.96 | 301.9 | 301.9 | 301.9 | 301.7 | 301.1 | 300.5 | 300.3 | 300.4 | 300.6 | 300.7 | 293.4 | 10.87 | 1.29 | 10.81 | 10.07 | 11.87% | 300.47 | 10.4645 | 0.088094 | 10.5256 | 0.9942 | 10.8069 | 1869.29 | 1853.27
2012-03-19 06:20 | 10.76 | 10.68 | 10.55 | 10.48 | 10.41 | 10.23 | 10.07 | 9.94 | 9.69 | 9.47 | 300 | 299.6 | 298.8 | 298.7 | 298.7 | 298.6 | 298.1 | 297.4 | 296.6 | 296.1 | 291.2 | 10.26 | 1.45 | 10.27 | 9.1 | 14.13% | 298.525 | 10.1786 | 0.14567 | 10.2069 | 0.99723 | 10.2316 | 1706.42 | 1698.41
2012-03-19 07:50 | 12.53 | 12.4 | 12.28 | 12.02 | 11.81 | 11.64 | 11.58 | 11.55 | 11.31 | 11.02 | 305.1 | 305.2 | 304.8 | 304.4 | 303.4 | 302.8 | 302.4 | 301.7 | 302 | 302.5 | 297.1 | 12.65 | 1.61 | 12.54 | 11.45 | 12.73% | 302.74 | 11.723 | 0.047757 | 11.6314 | 1.0079 | 12.7496 | 1995.15 | 1996.25
2012-03-19 08:00 | 11.71 | 11.59 | 11.45 | 11.37 | 11.18 | 11.11 | 11.02 | 10.9 | 10.68 | 10.15 | 308.2 | 308.3 | 308.2 | 307.9 | 307.8 | 308.3 | 308.6 | 308.4 | 308.5 | 309 | 299.5 | 11.12 | 1.8 | 11.03 | 9.61 | 16.19% | 308.345 | 11.0724 | 0.075164 | 11.0971 | 0.99778 | 11.0953 | 1914.08 | 1912.4
2012-03-19 08:10 | 12.37 | 12.32 | 12.11 | 11.85 | 11.71 | 11.65 | 11.5 | 11.41 | 11.28 | 10.89 | 308 | 307.5 | 306.8 | 306.4 | 306.3 | 306.4 | 306.4 | 307.3 | 307.7 | 307.7 | 299.5 | 12 | 1.61 | 11.87 | 10.96 | 13.42% | 306.4 | 11.6296 | 0.11976 | 11.6284 | 1.0001 | 12.0013 | 1988 | 1988
2012-03-19 08:20 | 11.2 | 11.15 | 10.96 | 10.78 | 10.71 | 10.57 | 10.34 | 10.19 | 10.04 | 9.8 | 308 | 307.6 | 307 | 307.1 | 306.8 | 306.5 | 306.8 | 307.2 | 307.7 | 308.9 | 298.5 | 10.89 | 1.73 | 10.7 | 9.23 | 15.89% | 306.545 | 10.5027 | 0.2033 | 10.5367 | 0.99677 | 10.8548 | 1874.63 | 1863.95
2012-03-19 08:30 | 10.95 | 10.88 | 10.71 | 10.58 | 10.47 | 10.3 | 10.05 | 9.88 | 9.78 | 9.62 | 308.8 | 308.8 | 308.4 | 308.3 | 307.8 | 307.4 | 307.6 | 308 | 308.6 | 308.4 | 298.6 | 10.85 | 1.62 | 10.64 | 9.79 | 14.93% | 307.43 | 10.2465 | 0.22706 | 10.2638 | 0.99831 | 10.8317 | 1863.95 | 1858.61
2012-03-19 08:40 | 11.31 | 11.15 | 10.97 | 10.71 | 10.55 | 10.38 | 10.2 | 10.01 | 9.76 | 9.46 | 306.2 | 306.5 | 306.7 | 306.1 | 305.7 | 305.9 | 305.6 | 305.6 | 305.8 | 305.9 | 298.1 | 10.68 | 1.85 | 10.61 | 9.77 | 17.32% | 305.855 | 10.3569 | 0.16165 | 10.354 | 1.0003 | 10.6829 | 1818.56 | 1818.56
2012-03-19 08:50 | 10.78 | 10.54 | 10.43 | 10.26 | 10.05 | 9.92 | 9.75 | 9.48 | 9.33 | 9.15 | 311.5 | 311.6 | 311.7 | 312.1 | 311.8 | 311.4 | 310.9 | 310.8 | 310.5 | 310.5 | 299 | 10.17 | 1.43 | 9.99 | 8.73 | 14.06% | 311.325 | 9.879 | 0.15974 | 9.8955 | 0.99834 | 10.1531 | 1682.39 | 1677.05
2012-03-19 09:00 | 9.52 | 9.45 | 9.41 | 9.25 | 9.16 | 9.11 | 9.16 | 9.07 | 9 | 8.77 | 308.2 | 308 | 306.6 | 305.8 | 306 | 305.8 | 305.5 | 305.3 | 306 | 307.2 | 299.5 | 9.77 | 1.33 | 9.63 | 8.65 | 13.61% | 305.755 | 9.1521 | -0.05058 | 9.1171 | 1.0038 | 9.8074 | 1549.37 | 1564.61
2012-03-19 13:20 | 12.17 | 12.18 | 12.1 | 11.96 | 11.92 | 11.85 | 11.85 | 11.73 | 11.59 | 11.32 | 316.7 | 316.4 | 316 | 316.2 | 316.7 | 317.7 | 318.3 | 318.4 | 318.4 | 317.6 | 307 | 12.14 | 1.48 | 12.06 | 11.41 | 12.19% | 317.79 | 11.8382 | 0 | 11.85 | 0.99901 | 12.1279 | 1989.54 | 1989.43
2012-03-19 13:30 | 12.57 | 12.58 | 12.64 | 12.72 | 12.75 | 12.69 | 12.63 | 12.63 | 12.58 | 12.5 | 314.9 | 315.2 | 315.6 | 315.6 | 315.4 | 315.2 | 314.7 | 314.4 | 314.7 | 316.3 | 306.8 | 13.21 | 1.55 | 13.15 | 12.7 | 11.73% | 315.125 | 12.6511 | 0.043796 | 12.6814 | 0.99761 | 13.1785 | 1999.21 | 1999.18
2012-03-19 13:40 | 14.08 | 13.99 | 13.88 | 13.71 | 13.47 | 13.19 | 12.93 | 12.75 | 12.65 | 12.49 | 315.7 | 315.8 | 315.6 | 315.1 | 315.2 | 315 | 314.6 | 313.9 | 313.4 | 312.4 | 307.6 | 14.01 | 1.54 | 13.88 | 12.95 | 10.99% | 314.94 | 13.2152 | 0.18398 | 13.1524 | 1.0048 | 14.0769 | 2000 | 2000
2012-03-19 13:50 | 13.2 | 13.13 | 13.17 | 13.22 | 13.18 | 13.1 | 12.96 | 12.76 | 12.55 | 12.26 | 322.4 | 322.3 | 321.9 | 321.9 | 322.1 | 322.1 | 322.3 | 322.2 | 322.2 | 323 | 311 | 13.15 | 1.48 | 12.95 | 11.64 | 11.25% | 322.13 | 12.9609 | 0.09929 | 13.0798 | 0.99091 | 13.0304 | 1999.15 | 1999.03
2012-03-19 14:00 | 13.09 | 13.15 | 13.14 | 12.99 | 12.83 | 12.68 | 12.54 | 12.37 | 12.09 | 11.7 | 323.5 | 323.4 | 323.3 | 322.9 | 322.7 | 323 | 323.3 | 323.8 | 324.1 | 323.6 | 313.5 | 12.94 | 1.49 | 12.8 | 11.68 | 11.51% | 323.045 | 12.6313 | 0.1026 | 12.6598 | 0.99775 | 12.9109 | 1998.34 | 1998.01
2012-03-19 14:10 | 13.72 | 13.6 | 13.37 | 13.17 | 13.04 | 12.96 | 12.86 | 12.74 | 12.57 | 12.18 | 317 | 317 | 317.1 | 317.3 | 317.5 | 317.6 | 317.4 | 317.1 | 317.1 | 318.3 | 308 | 12.86 | 2.18 | 12.71 | 11.69 | 16.95% | 317.57 | 12.9422 | 0.07158 | 12.9456 | 0.99974 | 12.8566 | 1997.46 | 1997.46
2012-03-19 14:20 | 13.44 | 13.36 | 13.17 | 12.97 | 12.82 | 12.71 | 12.57 | 12.43 | 12.24 | 11.72 | 320.7 | 320.9 | 321 | 320.9 | 321.2 | 321.4 | 321.2 | 320.9 | 320.2 | 319 | 310.1 | 12.96 | 1.56 | 12.84 | 11.54 | 12.04% | 321.37 | 12.676 | 0.10235 | 12.6898 | 0.99891 | 12.9459 | 1998.56 | 1998.45
2012-03-19 14:30 | 13.84 | 13.84 | 13.81 | 13.75 | 13.6 | 13.4 | 13.2 | 12.95 | 12.7 | 12.12 | 317.7 | 317.5 | 317.3 | 317.2 | 317.3 | 317.2 | 317 | 317.3 | 318 | 319 | 309.2 | 13.71 | 1.34 | 13.43 | 12.23 | 9.774% | 317.17 | 13.3043 | 0.13896 | 13.3712 | 0.995 | 13.6414 | 1999.71 | 1999.64
2012-03-19 14:40 | 13.6 | 13.55 | 13.35 | 13.17 | 13.11 | 12.99 | 12.8 | 12.65 | 12.49 | 12.11 | 316.7 | 316.4 | 315.8 | 315.4 | 315.1 | 315.3 | 315.4 | 315.5 | 315.9 | 316.3 | 307.1 | 13.08 | 1.55 | 12.9 | 11.98 | 11.85% | 315.315 | 12.919 | 0.13616 | 12.9626 | 0.99663 | 13.036 | 1999.08 | 1999.04
2012-03-19 14:50 | 14.16 | 14.11 | 13.97 | 13.71 | 13.37 | 12.95 | 12.61 | 12.36 | 12.13 | 11.74 | 318.5 | 318.4 | 318 | 317.6 | 317.3 | 317 | 316.8 | 316.9 | 317.5 | 317.4 | 308.2 | 13.07 | 1.57 | 12.79 | 11.5 | 12.01% | 316.97 | 13.0025 | 0.24586 | 12.9007 | 1.0079 | 13.1731 | 1999.07 | 1999.17
2012-03-19 15:00 | 15.21 | 15.12 | 14.95 | 14.76 | 14.61 | 14.48 | 14.28 | 14.04 | 13.64 | 13.04 | 318 | 317.8 | 317.3 | 317.1 | 317.3 | 317.4 | 317.6 | 317.8 | 318.3 | 318.5 | 308.5 | 15 | 1.6 | 14.78 | 12.89 | 10.67% | 317.43 | 14.3585 | 0.12853 | 14.4512 | 0.99359 | 14.9038 | 2000 | 2000
2012-03-19 15:10 | 13.54 | 13.5 | 13.41 | 13.25 | 13.16 | 13.04 | 12.83 | 12.61 | 12.41 | 11.99 | 323.1 | 323 | 323.1 | 323.3 | 323.1 | 322.7 | 322 | 321.7 | 321.9 | 323 | 314.7 | 13.44 | 1.63 | 13.2 | 12.03 | 12.13% | 322.595 | 12.931 | 0.15003 | 13.0097 | 0.99395 | 13.3587 | 1999.44 | 1999.36
2012-03-19 15:20 | 12.36 | 12.32 | 12.19 | 12.09 | 11.94 | 11.81 | 11.74 | 11.63 | 11.37 | 10.95 | 319.3 | 319.2 | 319.3 | 319.5 | 319.2 | 318.4 | 317.6 | 317.2 | 317 | 316.4 | 311 | 12.34 | 2 | 12.05 | 10.73 | 16.21% | 318.28 | 11.7967 | 0.054936 | 11.7999 | 0.99973 | 12.3366 | 1991.74 | 1991.74
2012-03-19 15:30 | 12.44 | 12.43 | 12.39 | 12.31 | 12.2 | 12.08 | 11.98 | 11.81 | 11.52 | 11 | 319.2 | 319.4 | 319.7 | 319.7 | 319.5 | 319.4 | 319.4 | 319.2 | 319.3 | 320.1 | 308.4 | 11.85 | 1.48 | 11.71 | 11.09 | 12.49% | 319.4 | 12.0049 | 0.076817 | 12.0656 | 0.99497 | 11.7904 | 1975.4 | 1970.36
2012-03-19 15:40 | 12.85 | 12.8 | 12.78 | 12.73 | 12.63 | 12.45 | 12.22 | 12.01 | 11.8 | 11.34 | 313.4 | 313.4 | 313.2 | 313.3 | 313.5 | 313.8 | 314 | 314 | 314.2 | 315.1 | 305.9 | 12.63 | 1.69 | 12.49 | 11.29 | 13.38% | 313.83 | 12.3406 | 0.17231 | 12.4168 | 0.99387 | 12.5525 | 1994.93 | 1994.05
2012-03-19 15:50 | 11.53 | 11.49 | 11.48 | 11.5 | 11.51 | 11.42 | 11.16 | 10.89 | 10.75 | 10.54 | 311.5 | 311.2 | 311 | 310.6 | 310.1 | 310 | 309.9 | 309.9 | 310.2 | 310.1 | 303.9 | 11.92 | 1.69 | 11.76 | 10.54 | 14.18% | 309.985 | 11.2224 | 0.21282 | 11.3824 | 0.98595 | 11.7525 | 1981.28 | 1967
2012-03-19 16:00 | 12.39 | 12.35 | 12.27 | 12.19 | 12.14 | 12.01 | 11.85 | 11.69 | 11.52 | 11.06 | 314.1 | 314.1 | 314.1 | 313.8 | 313.7 | 313.6 | 313.7 | 313.3 | 312.7 | 311.8 | 306.3 | 12.04 | 1.67 | 11.95 | 11.2 | 13.87% | 313.615 | 11.9234 | 0.12394 | 11.9869 | 0.9947 | 11.9762 | 1988.44 | 1986.32
2012-03-19 16:10 | 10.83 | 10.8 | 10.72 | 10.55 | 10.43 | 10.3 | 10.16 | 9.97 | 9.78 | 9.52 | 310.8 | 311.1 | 311.5 | 311.5 | 311.3 | 311.1 | 311.3 | 311.7 | 311.9 | 312 | 305 | 10.71 | 1.62 | 10.55 | 9.15 | 15.13% | 311.13 | 10.2554 | 0.12647 | 10.2798 | 0.99763 | 10.6846 | 1826.57 | 1818.56
2012-03-19 16:20 | 10.39 | 10.32 | 10.19 | 10.06 | 9.99 | 9.88 | 9.75 | 9.62 | 9.46 | 9.13 | 308.2 | 308.2 | 308 | 308 | 308.3 | 308.4 | 308.4 | 308.1 | 307.8 | 307.7 | 299.8 | 9.95 | 1.11 | 9.93 | 8.99 | 11.16% | 308.4 | 9.8322 | 0.1224 | 9.8613 | 0.99705 | 9.9207 | 1617.95 | 1606.52
2012-03-19 16:30 | 9.51 | 9.43 | 9.3 | 9.18 | 9.06 | 8.94 | 8.77 | 8.62 | 8.44 | 8.14 | 305.6 | 305.5 | 305.3 | 305.1 | 305.2 | 305.5 | 306.1 | 306.6 | 307.1 | 307.2 | 298 | 9.39 | 1.18 | 9.27 | 8.45 | 12.57% | 305.59 | 8.8854 | 0.17742 | 8.9154 | 0.99664 | 9.3584 | 1404.59 | 1393.16
2012-03-19 16:40 | 9.21 | 9.18 | 9.13 | 9.07 | 9.01 | 8.98 | 8.87 | 8.68 | 8.45 | 8.09 | 299.3 | 299.1 | 299.3 | 299.7 | 300.3 | 300.7 | 300.4 | 300.2 | 299.6 | 298.4 | 291.8 | 9.13 | 1.07 | 9.06 | 7.98 | 11.72% | 300.655 | 8.8579 | 0.1139 | 8.9642 | 0.98815 | 9.0218 | 1305.53 | 1263.62
2012-03-19 16:50 | 10.04 | 9.99 | 9.87 | 9.78 | 9.67 | 9.49 | 9.3 | 9.14 | 8.94 | 8.61 | 299.8 | 299.5 | 299 | 298.7 | 298.9 | 299 | 298.8 | 298.2 | 297.3 | 296.6 | 291 | 10 | 1.12 | 9.9 | 8.62 | 11.2% | 298.97 | 9.4367 | 0.18689 | 9.4625 | 0.99727 | 9.9727 | 1637 | 1625.57
2012-03-19 17:00 | 10.17 | 10.1 | 9.99 | 9.94 | 9.84 | 9.66 | 9.49 | 9.21 | 8.84 | 8.3 | 303.4 | 303 | 302.4 | 301.9 | 301.1 | 300.5 | 300.2 | 300 | 299.7 | 299.9 | 293.8 | 9.66 | 1.27 | 9.52 | 7.96 | 13.15% | 300.455 | 9.5351 | 0.16407 | 9.6355 | 0.98959 | 9.5594 | 1507.46 | 1469.36
2012-03-19 17:10 | 10.51 | 10.45 | 10.38 | 10.32 | 10.2 | 9.97 | 9.65 | 9.39 | 9.13 | 8.55 | 302.2 | 302.2 | 301.9 | 301.4 | 301.3 | 301.4 | 301.5 | 301.5 | 301.5 | 301.8 | 294 | 10.09 | 1.2 | 10.01 | 8.46 | 11.89% | 301.415 | 9.8335 | 0.30147 | 9.9235 | 0.99093 | 9.9985 | 1661.03 | 1637
2012-03-19 17:20 | 10.73 | 10.65 | 10.48 | 10.22 | 9.93 | 9.67 | 9.44 | 9.21 | 9 | 8.71 | 300.3 | 300.2 | 300.3 | 300.3 | 300.4 | 300.5 | 300.2 | 299.8 | 299.2 | 298.5 | 291.6 | 9.54 | 1.11 | 9.42 | 7.97 | 11.64% | 300.455 | 9.7031 | 0.22245 | 9.6367 | 1.0069 | 9.6057 | 1461.74 | 1488.41
2012-03-19 17:30 | 10.04 | 9.94 | 9.7 | 9.44 | 9.19 | 8.94 | 8.76 | 8.5 | 8.15 | 7.78 | 304 | 303.7 | 303.2 | 303 | 302.9 | 302.7 | 302.1 | 301.3 | 301.1 | 301.6 | 294.5 | 9.03 | 1.16 | 8.95 | 7.68 | 12.85% | 302.61 | 8.9499 | 0.18796 | 8.914 | 1.004 | 9.0664 | 1267.43 | 1282.67
2012-03-19 17:40 | 10.21 | 10.06 | 9.8 | 9.54 | 9.29 | 8.98 | 8.74 | 8.65 | 8.49 | 8.09 | 305.6 | 305.2 | 304.3 | 303.4 | 302.8 | 302.3 | 301.9 | 301.4 | 301 | 300.2 | 295.2 | 9.29 | 1.06 | 9.2 | 7.82 | 11.41% | 302.24 | 9.0662 | 0.25034 | 8.9452 | 1.0135 | 9.4157 | 1366.49 | 1416.02
2012-03-19 17:50 | 9.96 | 9.82 | 9.6 | 9.45 | 9.29 | 9.02 | 8.69 | 8.33 | 7.9 | 7.32 | 306.2 | 305.9 | 305 | 304.4 | 303.8 | 303.3 | 303.3 | 302.7 | 301.7 | 301.3 | 296 | 8.86 | 1.14 | 8.65 | 6.84 | 12.87% | 303.3 | 8.8851 | 0.34442 | 8.972 | 0.99031 | 8.7742 | 1204.62 | 1171.59
2012-03-19 18:00 | 8.14 | 8.03 | 7.73 | 7.45 | 7.16 | 6.91 | 6.74 | 6.6 | 6.42 | 5.97 | 313.1 | 312.8 | 312.4 | 311.9 | 311.5 | 310.9 | 310.9 | 310.9 | 310.5 | 310.3 | 302.9 | 7.08 | 1.3 | 6.91 | 5.46 | 18.36% | 310.9 | 7.0069 | 0.23019 | 6.8854 | 1.0176 | 7.2049 | 612.08 | 648.2
2012-03-19 18:10 | 8.51 | 8.37 | 8.09 | 7.82 | 7.48 | 7.11 | 6.76 | 6.43 | 6.12 | 5.69 | 310.8 | 310.3 | 309.4 | 308.5 | 308.1 | 307.8 | 307.7 | 307.4 | 307 | 306.5 | 301.8 | 7.46 | 0.75 | 7.25 | 5.58 | 10.05% | 307.785 | 7.1444 | 0.46648 | 7.0588 | 1.0121 | 7.5505 | 726.46 | 753.55
2012-03-19 18:20 | 8.49 | 8.39 | 8.19 | 7.91 | 7.58 | 7.21 | 6.9 | 6.6 | 6.29 | 5.91 | 305.7 | 305.2 | 304.5 | 303.8 | 303.2 | 302.7 | 302.1 | 301.5 | 301.1 | 299.4 | 295.4 | 7.4 | 0.64 | 7.19 | 5.8 | 8.649% | 302.61 | 7.259 | 0.40612 | 7.1647 | 1.0132 | 7.4974 | 708.4 | 738.5
2012-03-19 18:30 | 8.4 | 8.31 | 8.13 | 7.95 | 7.69 | 7.4 | 7.06 | 6.75 | 6.5 | 6.11 | 308.1 | 307.9 | 307.3 | 306.4 | 305.5 | 304.6 | 303.7 | 302.6 | 301.2 | 299.3 | 297.5 | 7.51 | 0.64 | 7.31 | 5.86 | 8.522% | 304.465 | 7.3566 | 0.43465 | 7.3503 | 1.0009 | 7.5165 | 741.51 | 744.52
2012-03-19 18:40 | 7.78 | 7.66 | 7.44 | 7.14 | 6.87 | 6.59 | 6.36 | 6.16 | 5.93 | 5.57 | 304.2 | 303.8 | 302.6 | 301.5 | 300.6 | 299.5 | 298.1 | 296.8 | 295.6 | 293.9 | 291.3 | 6.63 | 0.55 | 6.48 | 5.3 | 8.296% | 299.29 | 6.6466 | 0.32829 | 6.5565 | 1.0137 | 6.7211 | 504.38 | 524.72
2012-03-19 18:50 | 8.32 | 8.19 | 7.99 | 7.8 | 7.57 | 7.32 | 7.11 | 6.96 | 6.79 | 6.47 | 302.4 | 302.1 | 301.6 | 301 | 300.2 | 299 | 297.7 | 295.8 | 294 | 291.6 | 291.7 | 7.51 | 0.47 | 7.36 | 6.1 | 6.258% | 298.805 | 7.3534 | 0.26899 | 7.2895 | 1.0088 | 7.5758 | 741.51 | 762.58
2012-03-19 19:00 | 8.23 | 8.05 | 7.71 | 7.41 | 7.17 | 6.95 | 6.74 | 6.53 | 6.31 | 5.98 | 303.6 | 302.9 | 301.7 | 300.5 | 299.1 | 297.7 | 296.6 | 295.7 | 294.5 | 292 | 290.6 | 7.16 | 0.54 | 7.04 | 5.88 | 7.542% | 297.535 | 6.9795 | 0.28353 | 6.9195 | 1.0087 | 7.222 | 636.16 | 654.22
2012-03-19 19:10 | 8.31 | 8.19 | 7.95 | 7.74 | 7.5 | 7.27 | 7.04 | 6.81 | 6.57 | 6.11 | 301.1 | 300.7 | 300 | 299.5 | 298.6 | 297.5 | 296.5 | 295.4 | 294.1 | 291.5 | 289.8 | 7.45 | 0.43 | 7.32 | 5.87 | 5.772% | 297.35 | 7.2623 | 0.29708 | 7.2366 | 1.0036 | 7.4765 | 723.45 | 732.48
2012-03-19 19:20 | 8.75 | 8.67 | 8.53 | 8.35 | 8.16 | 7.94 | 7.66 | 7.31 | 6.9 | 6.16 | 298.3 | 297.6 | 296.6 | 295.5 | 294.6 | 293.6 | 292.7 | 292.3 | 291.7 | 291.2 | 287.3 | 7.98 | 0.85 | 7.81 | 5.72 | 10.65% | 293.465 | 7.8147 | 0.33176 | 7.8993 | 0.98929 | 7.8946 | 882.98 | 855.89
2012-03-19 19:30 | 8.78 | 8.65 | 8.4 | 8.16 | 7.88 | 7.51 | 7.13 | 6.75 | 6.45 | 5.89 | 300.9 | 300.3 | 299.3 | 298.6 | 297.8 | 297.1 | 296.3 | 295.7 | 294.8 | 293.4 | 289.2 | 8.06 | 1.14 | 7.9 | 5.81 | 14.14% | 296.98 | 7.4845 | 0.47983 | 7.4543 | 1.004 | 8.0926 | 911.02 | 922.03
2012-03-19 19:40 | 9.27 | 9.18 | 8.98 | 8.76 | 8.55 | 8.35 | 8.17 | 8 | 7.78 | 7.17 | 303.7 | 303 | 302.1 | 301.5 | 300.7 | 299.7 | 298.6 | 297.3 | 295.7 | 294.2 | 291.4 | 8.46 | 0.75 | 8.27 | 6.27 | 8.865% | 299.535 | 8.3455 | 0.20139 | 8.324 | 1.0026 | 8.4819 | 1057.82 | 1065.16
2012-03-19 19:50 | 8.41 | 8.3 | 8.05 | 7.82 | 7.57 | 7.24 | 6.94 | 6.61 | 6.24 | 5.76 | 302.8 | 302.2 | 301.1 | 299.9 | 298.8 | 297.8 | 296.7 | 295.6 | 294.7 | 293.5 | 290.2 | 7.51 | 0.73 | 7.23 | 5.41 | 9.72% | 297.635 | 7.217 | 0.39107 | 7.1962 | 1.0029 | 7.5317 | 741.51 | 747.53
2012-03-19 20:00 | 8.83 | 8.66 | 8.35 | 8.05 | 7.79 | 7.49 | 7.11 | 6.69 | 6.31 | 5.71 | 307.3 | 306.7 | 305.7 | 304.9 | 304.3 | 303.2 | 301.3 | 299.1 | 296.8 | 293.2 | 293.6 | 7.49 | 0.77 | 7.2 | 5.2 | 10.28% | 302.915 | 7.4105 | 0.48115 | 7.4343 | 0.99679 | 7.466 | 735.49 | 729.47
2012-03-19 20:10 | 7.95 | 7.81 | 7.56 | 7.31 | 7.1 | 6.84 | 6.57 | 6.2 | 5.68 | 4.87 | 320 | 319.8 | 319.3 | 318.7 | 318.8 | 318.7 | 318.4 | 318.1 | 317.7 | 315.4 | 310.2 | 7.05 | 0.83 | 6.82 | 4.69 | 11.77% | 318.655 | 6.7564 | 0.37217 | 6.8006 | 0.99349 | 7.0041 | 603.05 | 588
2012-03-19 20:20 | 7 | 6.86 | 6.6 | 6.31 | 6.02 | 5.67 | 5.35 | 5.07 | 4.79 | 4.33 | 309.7 | 309.4 | 308.7 | 308 | 306.8 | 305.5 | 304.3 | 303.6 | 302.7 | 300 | 299.2 | 5.82 | 0.58 | 5.67 | 4.19 | 9.966% | 305.32 | 5.7182 | 0.53683 | 5.623 | 1.0169 | 5.9185 | 332.84 | 349.04
2012-03-19 20:30 | 6.26 | 6.19 | 6.02 | 5.87 | 5.73 | 5.56 | 5.42 | 5.28 | 5.13 | 4.82 | 298.4 | 298.1 | 297.3 | 296.4 | 295.3 | 294.2 | 292.9 | 291.8 | 290.4 | 288.6 | 287.5 | 5.62 | 0.37 | 5.56 | 4.51 | 6.584% | 294.005 | 5.5637 | 0.23567 | 5.5397 | 1.0043 | 5.6443 | 300.44 | 303.68
2012-03-19 20:40 | 6.5 | 6.43 | 6.31 | 6.15 | 5.98 | 5.78 | 5.57 | 5.35 | 5.18 | 4.95 | 295.6 | 295 | 294 | 293.1 | 292 | 291.1 | 290.6 | 289.7 | 288.6 | 286.5 | 284.5 | 5.9 | 0.49 | 5.82 | 4.93 | 8.305% | 291.025 | 5.7585 | 0.342 | 5.7494 | 1.0016 | 5.9093 | 345.8 | 347.42
2012-03-19 20:50 | 6.54 | 6.41 | 6.13 | 5.89 | 5.68 | 5.45 | 5.22 | 4.99 | 4.73 | 4.37 | 296.5 | 295.7 | 294 | 292.2 | 290.4 | 288.2 | 286.4 | 284.8 | 283.1 | 281.2 | 280.5 | 5.63 | 0.35 | 5.47 | 4.08 | 6.217% | 287.93 | 5.445 | 0.39845 | 5.4164 | 1.0053 | 5.6596 | 302.06 | 306.92
2012-03-19 21:00 | 6.73 | 6.58 | 6.23 | 5.86 | 5.51 | 5.21 | 4.94 | 4.67 | 4.43 | 4.12 | 298 | 297.7 | 296.7 | 295.1 | 293.5 | 291.3 | 288.8 | 286.2 | 283.8 | 281.2 | 283.2 | 5.22 | 0.54 | 5.03 | 4.06 | 10.34% | 290.925 | 5.3006 | 0.49175 | 5.1704 | 1.0252 | 5.3514 | 235.64 | 256.7
2012-03-19 21:10 | 6.17 | 5.98 | 5.62 | 5.26 | 4.96 | 4.64 | 4.33 | 4.04 | 3.78 | 3.55 | 299.5 | 299.1 | 297.9 | 296.5 | 295.4 | 293.8 | 291.9 | 289.8 | 287.4 | 283.5 | 284.4 | 4.65 | 0.77 | 4.49 | 3.44 | 16.56% | 293.515 | 4.7214 | 0.63898 | 4.5943 | 1.0277 | 4.7787 | 161.85 | 176.02
2012-03-19 21:20 | 6.69 | 6.54 | 6.29 | 6 | 5.69 | 5.4 | 5.18 | 4.97 | 4.7 | 4.26 | 293 | 292.3 | 290.7 | 289 | 287.3 | 285.6 | 283.8 | 282.3 | 280.7 | 277.4 | 279.1 | 5.7 | 0.58 | 5.49 | 4.05 | 10.18% | 285.33 | 5.4734 | 0.38437 | 5.3679 | 1.0196 | 5.812 | 313.4 | 331.22
2012-03-19 21:30 | 7 | 6.92 | 6.73 | 6.51 | 6.28 | 6.03 | 5.81 | 5.59 | 5.36 | 5.02 | 291.4 | 290.7 | 289.1 | 287.2 | 285.4 | 283.5 | 281.1 | 278.1 | 274.7 | 271.2 | 274.6 | 6.21 | 0.61 | 6.03 | 4.54 | 9.823% | 283.14 | 6.0289 | 0.34345 | 5.998 | 1.0052 | 6.242 | 409.46 | 416.24
2012-03-19 21:40 | 7.58 | 7.45 | 7.18 | 6.88 | 6.6 | 6.28 | 5.97 | 5.66 | 5.38 | 4.83 | 297.7 | 296.9 | 295.3 | 293.6 | 291.9 | 290 | 288.1 | 286.1 | 284.2 | 280.4 | 281.4 | 6.12 | 0.68 | 5.99 | 4.78 | 11.11% | 289.715 | 6.2867 | 0.46781 | 6.2346 | 1.0084 | 6.1711 | 389.12 | 400.42
2012-03-19 21:50 | 7.56 | 7.38 | 7.08 | 6.78 | 6.42 | 6.05 | 5.7 | 5.27 | 4.84 | 4.21 | 300 | 300 | 299.9 | 298.8 | 297.2 | 295.5 | 293.6 | 291.5 | 288.9 | 286.6 | 287 | 5.77 | 0.79 | 5.51 | 3.93 | 13.69% | 295.215 | 6.0606 | 0.55069 | 5.9986 | 1.0103 | 5.8297 | 324.74 | 334.46
2012-03-19 22:00 | 7.17 | 6.98 | 6.59 | 6.28 | 6.01 | 5.68 | 5.35 | 5 | 4.6 | 3.86 | 302.1 | 302.4 | 303 | 302.7 | 302.2 | 301.8 | 300.9 | 299.9 | 299.6 | 297.5 | 296.1 | 5.65 | 0.73 | 5.4 | 3.42 | 12.92% | 301.665 | 5.6883 | 0.55312 | 5.6315 | 1.0101 | 5.707 | 305.3 | 315.02
2012-03-19 22:10 | 5.14 | 5 | 4.74 | 4.47 | 4.19 | 3.95 | 3.73 | 3.51 | 3.28 | 2.93 | 296.2 | 296 | 295.4 | 294.2 | 293.2 | 293.1 | 293.2 | 293.3 | 293 | 292.1 | 285 | 3.94 | 1.01 | 3.82 | 2.94 | 25.63% | 293.115 | 4.0226 | 0.52958 | 3.9177 | 1.0268 | 4.0455 | 85.54 | 96.45
2012-03-19 22:20 | 5.22 | 5.04 | 4.72 | 4.43 | 4.22 | 4.04 | 3.92 | 3.79 | 3.63 | 3.47 | 296 | 295.1 | 293.5 | 292.1 | 290.5 | 288.1 | 285.7 | 284 | 282.5 | 280.9 | 278.6 | 4.28 | 1.11 | 4.13 | 3.26 | 25.93% | 287.74 | 4.1246 | 0.27864 | 4.0226 | 1.0254 | 4.3886 | 121.52 | 133.51
2012-03-19 22:30 | 6.7 | 6.5 | 6.1 | 5.71 | 5.33 | 4.99 | 4.78 | 4.57 | 4.39 | 4.14 | 296.8 | 296.4 | 295.9 | 294.8 | 292.9 | 291.1 | 289.7 | 288 | 286.6 | 285.1 | 286.7 | 5.07 | 0.82 | 4.91 | 4.21 | 16.17% | 290.89 | 5.1739 | 0.39732 | 4.9594 | 1.0433 | 5.2894 | 211.34 | 246.98
2012-03-19 22:40 | 6.63 | 6.45 | 6.08 | 5.71 | 5.43 | 5.24 | 5.05 | 4.82 | 4.56 | 4.34 | 286.7 | 286.1 | 285.5 | 284.1 | 282.5 | 281.2 | 279.7 | 278.1 | 275.9 | 274.3 | 274.5 | 5.48 | 0.94 | 5.36 | 4.51 | 17.15% | 280.975 | 5.2983 | 0.3413 | 5.2123 | 1.0165 | 5.5704 | 277.76 | 292.34
2012-03-19 22:50 | 6.86 | 6.68 | 6.35 | 6.02 | 5.72 | 5.36 | 4.93 | 4.53 | 4.29 | 4.02 | 285.2 | 284.7 | 283.4 | 282.5 | 281.9 | 281.8 | 281.5 | 280.4 | 279.6 | 278.6 | 272.3 | 5.14 | 1.22 | 4.83 | 3.92 | 23.74% | 281.755 | 5.3875 | 0.77278 | 5.2962 | 1.0172 | 5.2287 | 222.68 | 237.26
2012-03-19 23:00 | 7.54 | 7.34 | 6.93 | 6.66 | 6.42 | 6.13 | 5.84 | 5.59 | 5.3 | 4.86 | 289.8 | 289.6 | 289.3 | 288.1 | 286.1 | 284.1 | 282.6 | 280.8 | 278.8 | 274.5 | 276.8 | 6.43 | 1.1 | 6.09 | 5.15 | 17.11% | 283.875 | 6.1391 | 0.44785 | 6.0876 | 1.0085 | 6.4844 | 459.18 | 470.48
2012-03-19 23:10 | 8.97 | 8.85 | 8.61 | 8.23 | 7.86 | 7.51 | 7.14 | 6.75 | 6.38 | 5.86 | 295.2 | 294.8 | 293.7 | 291.7 | 289.7 | 287.7 | 286.2 | 285.2 | 283.8 | 282.8 | 278 | 6.75 | 1.28 | 6.6 | 5.24 | 18.96% | 287.475 | 7.5107 | 0.46688 | 7.4558 | 1.0074 | 6.7996 | 531.5 | 542.8
2012-03-19 23:20 | 8.27 | 8.09 | 7.75 | 7.38 | 7.04 | 6.71 | 6.34 | 6.04 | 5.79 | 5.26 | 299.1 | 298.3 | 296.4 | 294.4 | 292.8 | 290.4 | 287.8 | 285.7 | 283.8 | 280.2 | 283.7 | 6.89 | 0.97 | 6.69 | 5.12 | 14.08% | 290.01 | 6.734 | 0.52415 | 6.6557 | 1.0118 | 6.9711 | 563.14 | 581.22
2012-03-19 23:30 | 8.39 | 8.07 | 7.53 | 7.01 | 6.57 | 6.22 | 5.97 | 5.74 | 5.45 | 5.04 | 298.9 | 298.4 | 297.2 | 296.2 | 294.4 | 292.2 | 290.1 | 287.1 | 283.6 | 280.5 | 283.9 | 6.56 | 1.05 | 6.32 | 4.8 | 16.01% | 291.885 | 6.3999 | 0.37909 | 6.1835 | 1.035 | 6.7895 | 488.56 | 540.54
2012-03-19 23:40 | 8.24 | 8.01 | 7.62 | 7.23 | 6.84 | 6.44 | 6.07 | 5.81 | 5.49 | 5.02 | 301 | 301.1 | 300.9 | 299.8 | 298.7 | 297.7 | 296.3 | 294.6 | 293.1 | 292.7 | 288.8 | 6.51 | 1.16 | 6.34 | 4.57 | 17.82% | 297.49 | 6.5477 | 0.54679 | 6.3856 | 1.0254 | 6.6752 | 477.26 | 515.68
2012-03-19 23:50 | 7.76 | 7.51 | 7.03 | 6.65 | 6.39 | 6.21 | 5.96 | 5.65 | 5.36 | 5.01 | 308.1 | 307.3 | 305.9 | 304.7 | 303.8 | 303 | 302.7 | 301.9 | 301.3 | 300.2 | 294.8 | 6.44 | 1.12 | 6.2 | 4.86 | 17.39% | 302.955 | 6.2124 | 0.37972 | 6.1735 | 1.0063 | 6.4806 | 461.44 | 470.48
2012-03-20 | 7.84 | 7.67 | 7.33 | 6.99 | 6.64 | 6.21 | 5.75 | 5.31 | 4.94 | 4.38 | 308.5 | 308.3 | 307.8 | 307.4 | 307.2 | 306.4 | 305.5 | 304.3 | 302.8 | 299.8 | 298 | 6.16 | 0.77 | 5.9 | 3.97 | 12.5% | 306.265 | 6.2365 | 0.7112 | 6.1419 | 1.0154 | 6.2549 | 398.16 | 418.5
2012-03-20 00:10 | 7.16 | 7.03 | 6.7 | 6.31 | 5.89 | 5.45 | 5.07 | 4.75 | 4.44 | 3.97 | 302.8 | 303 | 303.7 | 303.9 | 303.7 | 303.5 | 302.8 | 301.7 | 299.7 | 296.6 | 296.7 | 5.6 | 0.54 | 5.35 | 3.65 | 9.643% | 303.395 | 5.5938 | 0.66789 | 5.3939 | 1.0371 | 5.8075 | 297.2 | 331.22
2012-03-20 00:20 | 7.34 | 7.17 | 6.8 | 6.45 | 6.13 | 5.81 | 5.47 | 5.13 | 4.73 | 4.11 | 302.8 | 302.4 | 301.9 | 301 | 300.5 | 299.9 | 299.7 | 299.6 | 299.5 | 297.9 | 292.3 | 5.77 | 0.39 | 5.53 | 3.74 | 6.759% | 299.87 | 5.8372 | 0.55725 | 5.76 | 1.0134 | 5.8474 | 324.74 | 337.7
2012-03-20 00:30 | 7.15 | 7 | 6.65 | 6.24 | 5.84 | 5.4 | 5 | 4.64 | 4.24 | 3.63 | 306.3 | 305.9 | 305 | 304.2 | 303.4 | 302.1 | 300.9 | 299.8 | 298.5 | 296.4 | 294.2 | 5.65 | 0.33 | 5.32 | 3.14 | 5.841% | 301.92 | 5.5132 | 0.7112 | 5.3408 | 1.0323 | 5.8324 | 305.3 | 334.46
2012-03-20 00:40 | 6.23 | 6.11 | 5.92 | 5.76 | 5.49 | 5.13 | 4.72 | 4.32 | 3.95 | 3.46 | 306.1 | 305.7 | 304.8 | 304 | 303.4 | 302.8 | 302 | 301 | 299.7 | 296.9 | 295 | 5.26 | 0.41 | 5.01 | 3.31 | 7.795% | 302.68 | 5.0916 | 0.76974 | 5.0691 | 1.0044 | 5.2833 | 242.12 | 245.36
2012-03-20 00:50 | 5.19 | 5.02 | 4.73 | 4.52 | 4.37 | 4.23 | 4.06 | 3.88 | 3.71 | 3.44 | 300.3 | 298.8 | 295.9 | 293.6 | 290.8 | 288 | 285.3 | 282.4 | 279.4 | 274.1 | 279.8 | 4.34 | 0.21 | 4.26 | 3.19 | 4.839% | 287.595 | 4.2054 | 0.37906 | 4.2052 | 1 | 4.3402 | 128.06 | 128.06
2012-03-20 01:00 | 6.04 | 5.93 | 5.67 | 5.35 | 4.98 | 4.65 | 4.46 | 4.3 | 4.08 | 3.76 | 306.4 | 305.9 | 304.9 | 303.9 | 302.4 | 299.9 | 296.7 | 293.4 | 290.1 | 284.3 | 292.4 | 4.83 | 0.55 | 4.61 | 3.47 | 11.39% | 299.42 | 4.805 | 0.38552 | 4.6223 | 1.0395 | 5.0209 | 181.47 | 203.24
2012-03-20 01:10 | 5.38 | 5.25 | 5.01 | 4.79 | 4.58 | 4.33 | 4.08 | 3.88 | 3.66 | 3.28 | 307.2 | 307 | 306.1 | 305 | 303.9 | 302.3 | 300.3 | 297.9 | 294.6 | 289.1 | 294.1 | 4.51 | 0.32 | 4.31 | 3.03 | 7.095% | 302 | 4.3495 | 0.54957 | 4.2933 | 1.0131 | 4.569 | 146.59 | 153.13
2012-03-20 01:20 | 4.68 | 4.53 | 4.21 | 3.9 | 3.66 | 3.47 | 3.27 | 3.09 | 2.95 | 2.79 | 309.6 | 309 | 308.3 | 307.2 | 305.5 | 303.7 | 301.2 | 298.8 | 297.6 | 295.2 | 294.5 | 3.84 | 0.62 | 3.63 | 2.59 | 16.15% | 303.325 | 3.5478 | 0.54859 | 3.4406 | 1.0312 | 3.9596 | 76.44 | 87.36
2012-03-20 01:30 | 4.87 | 4.75 | 4.54 | 4.31 | 4.05 | 3.76 | 3.5 | 3.33 | 3.18 | 2.98 | 306.5 | 305.3 | 303.2 | 300.9 | 298.5 | 295.4 | 292.4 | 289.4 | 285.8 | 278.5 | 287 | 3.69 | 0.27 | 3.54 | 2.8 | 7.317% | 294.95 | 3.8287 | 0.66217 | 3.7216 | 1.0288 | 3.7962 | 62.79 | 72.8
2012-03-20 01:40 | 4.12 | 3.99 | 3.77 | 3.6 | 3.44 | 3.26 | 3.1 | 2.98 | 2.87 | 2.76 | 305.3 | 303.6 | 299.8 | 296 | 292.3 | 288.3 | 284.1 | 279.5 | 275.5 | 269.9 | 280.7 | 3.2 | 0.28 | 3.1 | 2.61 | 8.75% | 287.67 | 3.2697 | 0.46505 | 3.2366 | 1.0102 | 3.2327 | 18.2 | 20.93
2012-03-20 01:50 | 4.35 | 4.19 | 3.89 | 3.61 | 3.39 | 3.22 | 3.1 | 3 | 2.93 | 2.85 | 295 | 293.3 | 289.8 | 286.1 | 282.7 | 279.1 | 275.2 | 271.1 | 267.9 | 262.3 | 269.2 | 3.19 | 0.28 | 3.12 | 2.8 | 8.777% | 278.515 | 3.305 | 0.35097 | 3.2025 | 1.032 | 3.2921 | 17.29 | 26.39
2012-03-20 02:00 | 4.22 | 4.04 | 3.71 | 3.39 | 3.08 | 2.83 | 2.64 | 2.47 | 2.33 | 2.14 | 306.5 | 305.4 | 302.9 | 300.2 | 296.8 | 292.6 | 288.7 | 285.3 | 282 | 277.2 | 284 | 2.97 | 0.29 | 2.85 | 2.07 | 9.764% | 292.015 | 2.9646 | 0.64223 | 2.802 | 1.058 | 3.1424 | 0 | 12.74
2012-03-20 02:10 | 4.87 | 4.64 | 4.18 | 3.72 | 3.31 | 2.92 | 2.57 | 2.3 | 2.13 | 1.81 | 313.4 | 313.3 | 313.3 | 312.7 | 311.5 | 309.1 | 306.7 | 304.1 | 301.7 | 296.5 | 301.3 | 3.5 | 0.55 | 3.17 | 1.81 | 15.71% | 308.74 | 3.1809 | 1.1799 | 2.8671 | 1.1095 | 3.8831 | 45.5 | 80.08
2012-03-20 02:20 | 5.4 | 5.24 | 4.94 | 4.64 | 4.35 | 4.01 | 3.7 | 3.41 | 3.16 | 2.78 | 317.8 | 317.6 | 317.4 | 317.8 | 318.5 | 319.3 | 319.5 | 320 | 320.2 | 318.4 | 309.2 | 4.17 | 0.49 | 3.91 | 2.48 | 11.75% | 319.33 | 4.1016 | 0.74351 | 3.964 | 1.0347 | 4.3147 | 109.53 | 124.79
2012-03-20 02:30 | 5.29 | 5.16 | 4.93 | 4.66 | 4.37 | 4.01 | 3.63 | 3.27 | 2.98 | 2.67 | 314.6 | 313.9 | 312.2 | 310.3 | 308.8 | 308.1 | 308 | 308.3 | 308.4 | 306.1 | 301.1 | 4.21 | 0.36 | 3.96 | 2.42 | 8.551% | 308.085 | 4.0609 | 0.92002 | 3.9532 | 1.0272 | 4.3246 | 113.89 | 125.88
2012-03-20 02:40 | 5.31 | 5.22 | 4.94 | 4.61 | 4.28 | 3.96 | 3.62 | 3.29 | 2.89 | 2.28 | 317.4 | 317.3 | 316.7 | 315.4 | 314 | 312.7 | 311.2 | 309.7 | 308.4 | 305 | 304.2 | 4.18 | 0.27 | 3.92 | 2 | 6.459% | 312.475 | 4.0234 | 0.82956 | 3.9094 | 1.0292 | 4.302 | 110.62 | 123.7
2012-03-20 02:50 | 5.08 | 5.01 | 4.85 | 4.62 | 4.33 | 4.01 | 3.72 | 3.46 | 3.17 | 2.6 | 316.1 | 316.1 | 315.8 | 314.8 | 313.1 | 310.8 | 308.1 | 305.6 | 303.9 | 301.8 | 301.8 | 4.12 | 0.34 | 3.88 | 2.33 | 8.252% | 310.395 | 4.0581 | 0.6937 | 3.9671 | 1.0229 | 4.2145 | 104.08 | 113.89
2012-03-20 03:00 | 3.8 | 3.67 | 3.44 | 3.23 | 3.07 | 2.91 | 2.74 | 2.58 | 2.44 | 2.26 | 302.8 | 301 | 297.3 | 293.1 | 288.8 | 284 | 279 | 273.1 | 266 | 254.6 | 276 | 3.06 | 0.24 | 2.98 | 2.19 | 7.843% | 283.25 | 2.8897 | 0.55626 | 2.885 | 1.0016 | 3.065 | 5.46 | 5.46
2012-03-20 03:10 | 4.31 | 4.19 | 3.92 | 3.53 | 3.12 | 2.79 | 2.58 | 2.45 | 2.37 | 2.28 | 308 | 307.2 | 305.1 | 301.3 | 296 | 289.8 | 283.4 | 276.8 | 270.1 | 257.4 | 278.8 | 2.86 | 0.43 | 2.67 | 2.38 | 15.03% | 288.84 | 2.982 | 0.72313 | 2.7589 | 1.0809 | 3.0913 | 0 | 8.19
2012-03-20 03:20 | 3.71 | 3.58 | 3.33 | 3.13 | 2.98 | 2.83 | 2.7 | 2.57 | 2.51 | 2.51 | 301.5 | 299.9 | 296.1 | 291.4 | 286.3 | 280.6 | 274.9 | 269.4 | 262.7 | 248.9 | 271.8 | 2.87 | 0.27 | 2.75 | 2.53 | 9.408% | 279.745 | 2.8232 | 0.43456 | 2.811 | 1.0044 | 2.8825 | 0 | 0
2012-03-20 04:20 | 2.37 | 2.39 | 2.49 | 2.61 | 2.76 | 2.95 | 3.18 | 3.4 | 3.63 | 4.07 | 251.5 | 247.8 | 239.9 | 232.2 | 226.2 | 221.6 | 218.3 | 216.2 | 215.1 | 213.4 | 209.6 | 3.16 | 0.37 | 3.05 | 3.83 | 11.71% | 221.105 | 3.0846 | -0.69378 | 2.9819 | 1.0344 | 3.2688 | 14.56 | 24.57
2012-03-20 04:30 | 3.03 | 3.09 | 3.2 | 3.32 | 3.44 | 3.6 | 3.77 | 3.97 | 4.19 | 4.65 | 230.8 | 229.2 | 226.2 | 223.1 | 220.5 | 218.4 | 217 | 215.7 | 214.3 | 212.5 | 208.6 | 3.68 | 0.21 | 3.38 | 4.34 | 5.707% | 218.19 | 3.7162 | -0.42639 | 3.6239 | 1.0255 | 3.7738 | 61.88 | 70.07
2012-03-20 04:40 | 3.21 | 3.31 | 3.48 | 3.63 | 3.75 | 3.9 | 4.06 | 4.21 | 4.38 | 4.81 | 226.2 | 224.7 | 222.3 | 220.3 | 218.6 | 216.7 | 214.9 | 213.6 | 212.8 | 212.1 | 205.8 | 3.88 | 0.16 | 3.52 | 4.55 | 4.124% | 216.43 | 3.975 | -0.37155 | 3.9225 | 1.0134 | 3.9319 | 80.08 | 84.63
2012-03-20 04:50 | 3.73 | 3.8 | 3.93 | 4.05 | 4.16 | 4.3 | 4.49 | 4.71 | 4.98 | 5.34 | 214.8 | 213.6 | 211.6 | 209.8 | 208.6 | 207.8 | 207.1 | 206.8 | 207.3 | 207.3 | 198 | 4.24 | 0.4 | 3.29 | 4.27 | 9.434% | 207.695 | 4.4478 | -0.39956 | 4.3267 | 1.028 | 4.3586 | 117.16 | 130.24
2012-03-20 05:00 | 3.76 | 3.84 | 4.01 | 4.17 | 4.32 | 4.51 | 4.75 | 4.99 | 5.28 | 5.45 | 207.6 | 206.3 | 203.9 | 202.3 | 201.7 | 201.6 | 201.7 | 202.5 | 203.6 | 204.3 | 192.9 | 4.38 | 0.47 | 3.55 | 4.34 | 10.73% | 201.615 | 4.6503 | -0.47912 | 4.5436 | 1.0235 | 4.4829 | 132.42 | 143.32
2012-03-20 05:10 | 3.47 | 3.58 | 3.75 | 3.81 | 3.83 | 3.89 | 4.03 | 4.25 | 4.55 | 4.84 | 198.7 | 197.7 | 196.4 | 195.6 | 195.5 | 196.3 | 198 | 199.6 | 200.1 | 199.6 | 188.7 | 3.82 | 0.37 | 3.19 | 3.8 | 9.686% | 196.555 | 4.0688 | -0.32674 | 3.9098 | 1.0407 | 3.9754 | 74.62 | 89.18
2012-03-20 05:20 | 3.97 | 4.06 | 4.19 | 4.25 | 4.26 | 4.26 | 4.28 | 4.37 | 4.5 | 4.6 | 194.2 | 193.8 | 193.9 | 194.8 | 196.1 | 197.1 | 197.7 | 198.3 | 199.6 | 200.8 | 188.7 | 4.29 | 0.57 | 3.57 | 3.71 | 13.29% | 197.19 | 4.3091 | -0.043283 | 4.2629 | 1.0109 | 4.3366 | 122.61 | 128.06
2012-03-20 05:30 | 4.46 | 4.57 | 4.72 | 4.9 | 5.08 | 5.23 | 5.41 | 5.6 | 5.74 | 5.59 | 199.1 | 198.5 | 198.2 | 198.9 | 200.2 | 201.5 | 202.6 | 203.5 | 204.3 | 204.5 | 193 | 4.83 | 0.57 | 3.92 | 4.24 | 11.8% | 201.665 | 5.2644 | -0.31269 | 5.2554 | 1.0017 | 4.8383 | 181.47 | 182.56
2012-03-20 05:40 | 4.5 | 4.55 | 4.58 | 4.61 | 4.59 | 4.51 | 4.46 | 4.52 | 4.66 | 4.76 | 195.8 | 195.5 | 195.2 | 195.3 | 196 | 197 | 197.8 | 198.5 | 199.5 | 200.5 | 188.6 | 4.42 | 0.45 | 3.6 | 3.65 | 10.18% | 197.12 | 4.5686 | 0.10302 | 4.5028 | 1.0146 | 4.4846 | 136.78 | 143.32
2012-03-20 05:50 | 5.03 | 5.01 | 4.96 | 4.85 | 4.74 | 4.68 | 4.66 | 4.7 | 4.86 | 5.15 | 197.4 | 196 | 194.3 | 193.8 | 194.2 | 195.5 | 196.6 | 197.3 | 198.6 | 200.7 | 187.6 | 4.51 | 0.47 | 3.68 | 4.11 | 10.42% | 195.665 | 4.8018 | 0.039576 | 4.6771 | 1.0267 | 4.6302 | 146.59 | 159.67
2012-03-20 06:00 | 5.49 | 5.37 | 5.13 | 4.92 | 4.84 | 4.89 | 4.99 | 5.03 | 5.07 | 5.14 | 195.5 | 195.6 | 196.1 | 196.9 | 197.8 | 198.7 | 199.2 | 199.6 | 200.2 | 200.6 | 189.7 | 4.59 | 0.51 | 3.73 | 3.96 | 11.11% | 198.775 | 5.0038 | -0.18707 | 4.9042 | 1.0203 | 4.6832 | 155.31 | 165.12
2012-03-20 06:10 | 5.55 | 5.41 | 5.16 | 4.95 | 4.86 | 4.86 | 4.88 | 4.94 | 5.06 | 5.17 | 194.5 | 194.5 | 194.9 | 196 | 197 | 198 | 198.9 | 200.1 | 201.7 | 202 | 190.3 | 4.54 | 0.49 | 3.62 | 3.93 | 10.79% | 198.135 | 4.9827 | -0.037951 | 4.8629 | 1.0246 | 4.6519 | 149.86 | 161.85
2012-03-20 06:20 | 6.32 | 6.28 | 6.23 | 6.22 | 6.28 | 6.35 | 6.34 | 6.23 | 6.05 | 5.8 | 204.7 | 205.1 | 205.8 | 206.3 | 206.5 | 206.7 | 206.8 | 206.8 | 206.6 | 206 | 197.4 | 5.94 | 0.47 | 4.45 | 4.24 | 7.912% | 206.715 | 6.2268 | 0.014564 | 6.3486 | 0.98081 | 5.826 | 352.28 | 334.46
2012-03-20 06:30 | 6.37 | 6.34 | 6.24 | 6.07 | 5.92 | 5.77 | 5.54 | 5.28 | 4.99 | 4.41 | 206.9 | 206.8 | 206.5 | 206.2 | 204.9 | 203.5 | 202.2 | 200.6 | 199.1 | 195.9 | 195.4 | 5.2 | 0.66 | 3.98 | 3.27 | 12.69% | 203.305 | 5.6701 | 0.3759 | 5.7365 | 0.98843 | 5.1398 | 232.4 | 222.68
2012-03-20 06:40 | 6.43 | 6.21 | 5.74 | 5.21 | 4.72 | 4.24 | 3.97 | 3.9 | 3.92 | 4.04 | 204.1 | 203.4 | 201.8 | 200.2 | 197.7 | 194.3 | 191.5 | 190.3 | 190.5 | 189.5 | 189.4 | 4.27 | 0.72 | 3.36 | 3.98 | 16.86% | 193.88 | 4.6279 | 0.60803 | 4.2002 | 1.1018 | 4.7048 | 120.43 | 167.3
2012-03-20 06:50 | 6.83 | 6.68 | 6.43 | 6.2 | 5.94 | 5.58 | 5.19 | 4.86 | 4.56 | 4.25 | 204 | 203.7 | 203.1 | 202.4 | 202 | 201.6 | 200.1 | 197.6 | 194.4 | 190.3 | 192.8 | 4.85 | 0.91 | 3.91 | 3.93 | 18.76% | 201.375 | 5.5766 | 0.66956 | 5.5224 | 1.0098 | 4.8976 | 183.65 | 189.1
2012-03-20 07:00 | 6.98 | 6.89 | 6.67 | 6.33 | 5.89 | 5.34 | 4.77 | 4.31 | 4.01 | 3.71 | 207.2 | 206.9 | 206 | 205.5 | 205 | 204.3 | 203 | 200.8 | 197.9 | 195.2 | 192.1 | 4.63 | 0.84 | 3.57 | 3.2 | 18.14% | 204.105 | 5.4534 | 1.0431 | 5.2543 | 1.0379 | 4.8055 | 159.67 | 179.29
2012-03-20 07:10 | 6.57 | 6.56 | 6.46 | 6.23 | 5.87 | 5.38 | 4.93 | 4.53 | 4.19 | 3.9 | 208.2 | 208.5 | 208.9 | 208.5 | 207.3 | 205.4 | 203.5 | 200.8 | 197.8 | 196.1 | 193.6 | 4.85 | 0.74 | 3.78 | 3.14 | 15.26% | 205.115 | 5.4336 | 0.80719 | 5.3131 | 1.0227 | 4.96 | 183.65 | 195.64
2012-03-20 07:20 | 6.71 | 6.66 | 6.49 | 6.19 | 5.83 | 5.46 | 5.11 | 4.76 | 4.45 | 4.04 | 212.8 | 212.6 | 211.9 | 210.4 | 208.4 | 206.5 | 204.8 | 202.8 | 200.5 | 197.7 | 197.4 | 5.14 | 0.64 | 3.94 | 3.09 | 12.45% | 206.245 | 5.5063 | 0.61221 | 5.4084 | 1.0181 | 5.233 | 222.68 | 237.26
2012-03-20 07:30 | 6.78 | 6.73 | 6.61 | 6.42 | 6.2 | 5.9 | 5.56 | 5.2 | 4.88 | 4.45 | 212.4 | 212 | 211.1 | 210 | 209.1 | 208.3 | 207 | 205.7 | 204.2 | 201.9 | 196.6 | 5.44 | 0.54 | 4.09 | 3.13 | 9.926% | 208.105 | 5.8384 | 0.54849 | 5.85 | 0.99801 | 5.4292 | 271.28 | 269.66
2012-03-20 07:40 | 6.84 | 6.7 | 6.42 | 6.14 | 5.88 | 5.55 | 5.16 | 4.8 | 4.47 | 4.04 | 208.4 | 208.6 | 209 | 209 | 208.2 | 207 | 205.5 | 204.3 | 203.1 | 201.5 | 195.3 | 4.9 | 0.65 | 3.69 | 3.02 | 13.27% | 206.775 | 5.5344 | 0.67331 | 5.4924 | 1.0077 | 4.9375 | 189.1 | 193.46
2012-03-20 07:50 | 6.92 | 6.75 | 6.5 | 6.32 | 6.14 | 5.92 | 5.64 | 5.37 | 5.09 | 4.55 | 215.5 | 214.9 | 213.3 | 211.5 | 210.3 | 210.3 | 210.4 | 210 | 208.9 | 206.8 | 203.4 | 5.78 | 0.51 | 4.75 | 3.38 | 8.824% | 210.315 | 5.8582 | 0.44775 | 5.879 | 0.99645 | 5.7595 | 326.36 | 323.12
2012-03-20 08:00 | 6.76 | 6.7 | 6.54 | 6.34 | 6.1 | 5.79 | 5.42 | 5.07 | 4.73 | 4.24 | 216.5 | 215.8 | 214.2 | 213.2 | 212.5 | 211.8 | 210.2 | 208 | 206.2 | 204.2 | 201.4 | 5.33 | 0.64 | 4.18 | 3.02 | 12.01% | 211.56 | 5.7325 | 0.61024 | 5.7355 | 0.99949 | 5.3273 | 253.46 | 253.46
2012-03-20 08:10 | 6.54 | 6.51 | 6.38 | 6.11 | 5.69 | 5.22 | 4.76 | 4.33 | 4.02 | 3.64 | 213.2 | 212.9 | 211.5 | 209.8 | 207.8 | 205.4 | 203.7 | 203.1 | 202.4 | 201.6 | 194.4 | 4.76 | 0.82 | 3.59 | 2.56 | 17.23% | 205.145 | 5.2876 | 0.85248 | 5.1515 | 1.0264 | 4.8858 | 173.84 | 188.01
2012-03-20 08:20 | 6.01 | 5.77 | 5.35 | 4.95 | 4.58 | 4.24 | 3.97 | 3.77 | 3.65 | 3.49 | 198.3 | 197.6 | 196.7 | 196 | 194.7 | 192.6 | 190.9 | 189.3 | 187.2 | 184.6 | 185.2 | 4.06 | 0.48 | 3.42 | 3.26 | 11.82% | 192.345 | 4.4317 | 0.60803 | 4.2002 | 1.0551 | 4.2837 | 97.54 | 121.52
2012-03-20 08:30 | 5.16 | 4.95 | 4.57 | 4.19 | 3.86 | 3.62 | 3.48 | 3.39 | 3.26 | 3.06 | 198.6 | 198.4 | 198 | 198.3 | 198.5 | 197.8 | 197.2 | 196.5 | 195.9 | 195 | 190.5 | 3.4 | 0.62 | 2.82 | 2.6 | 18.24% | 197.71 | 3.8234 | 0.36448 | 3.5996 | 1.0622 | 3.6113 | 36.4 | 55.51
2012-03-20 08:40 | 4.89 | 4.8 | 4.69 | 4.64 | 4.61 | 4.55 | 4.48 | 4.37 | 4.21 | 3.89 | 195.7 | 195.6 | 195.7 | 196 | 196 | 196.2 | 196.7 | 196.9 | 196.5 | 196.8 | 186.8 | 4.44 | 0.68 | 3.76 | 3.28 | 15.32% | 196.275 | 4.4931 | 0.14327 | 4.5399 | 0.9897 | 4.3943 | 138.96 | 133.51
2012-03-20 08:50 | 6.2 | 6.12 | 5.93 | 5.73 | 5.51 | 5.28 | 4.98 | 4.73 | 4.52 | 4.19 | 206.2 | 206.1 | 206.3 | 206.2 | 205.8 | 204.6 | 203.4 | 202.5 | 201.8 | 200.1 | 195.4 | 4.98 | 0.59 | 3.85 | 3.46 | 11.85% | 204.42 | 5.2565 | 0.54056 | 5.2359 | 1.0039 | 4.9995 | 197.82 | 200
2012-03-20 09:00 | 6.67 | 6.58 | 6.33 | 6.11 | 5.96 | 5.79 | 5.56 | 5.32 | 5.17 | 4.88 | 209.5 | 210.1 | 209.6 | 208.1 | 207.1 | 207.4 | 207.4 | 206.4 | 205.9 | 204.8 | 198.8 | 5.72 | 0.71 | 4.57 | 3.95 | 12.41% | 207.4 | 5.7569 | 0.37458 | 5.7565 | 1.0001 | 5.7205 | 316.64 | 316.64
2012-03-20 10:00 | 7.82 | 7.68 | 7.46 | 7.3 | 7.14 | 6.96 | 6.71 | 6.47 | 6.22 | 5.81 | 211.5 | 211.5 | 210.7 | 209.3 | 207.9 | 206.8 | 206.3 | 206.2 | 205.9 | 204.9 | 199.3 | 6.89 | 0.7 | 5.54 | 4.78 | 10.16% | 206.725 | 6.8857 | 0.33804 | 6.9236 | 0.99452 | 6.8523 | 563.14 | 554.1
2012-03-20 10:40 | 10.35 | 10.22 | 10.11 | 9.93 | 9.85 | 9.76 | 9.64 | 9.36 | 9.04 | 8.48 | 215.8 | 214.4 | 211.7 | 208.7 | 206.9 | 206.5 | 206.3 | 205.4 | 204.2 | 201.9 | 198.1 | 9.46 | 0.76 | 7.4 | 6.67 | 8.034% | 206.47 | 9.627 | 0.11432 | 9.7427 | 0.98812 | 9.3477 | 1431.26 | 1389.35
2012-03-20 10:50 | 10.08 | 9.95 | 9.76 | 9.63 | 9.53 | 9.5 | 9.46 | 9.38 | 9.18 | 8.55 | 219.5 | 218.3 | 216 | 213.4 | 210.8 | 208.4 | 206.8 | 207 | 207.4 | 204.9 | 201.7 | 9.26 | 0.7 | 7.44 | 6.84 | 7.559% | 208.16 | 9.438 | 0.038992 | 9.4943 | 0.99407 | 9.2051 | 1355.06 | 1336.01
2012-03-20 11:00 | 9.17 | 9.14 | 9 | 8.83 | 8.71 | 8.8 | 8.76 | 8.68 | 8.49 | 7.96 | 222.9 | 221 | 217.5 | 214.3 | 211.8 | 211 | 210.3 | 208.6 | 208 | 206.6 | 204.3 | 8.98 | 0.79 | 7.5 | 6.13 | 8.797% | 210.895 | 8.7096 | 0.0421 | 8.7943 | 0.99038 | 8.8936 | 1248.66 | 1215.63
2012-03-20 11:10 | 8.86 | 8.67 | 8.45 | 8.28 | 8.28 | 8.29 | 8.27 | 8.2 | 7.99 | 7.65 | 233.3 | 231.1 | 225.9 | 220.6 | 218 | 216.8 | 214.5 | 212.2 | 211 | 209.3 | 206.1 | 8.4 | 0.89 | 7.22 | 5.99 | 10.6% | 216.455 | 8.1991 | 0.022321 | 8.2871 | 0.98938 | 8.3108 | 1035.8 | 1002.77
2012-03-20 11:20 | 7.69 | 7.41 | 7.08 | 6.89 | 7.11 | 7.41 | 7.55 | 7.62 | 7.55 | 7.17 | 237.8 | 234.7 | 228.2 | 220.9 | 215.9 | 213.3 | 212.5 | 212 | 211.2 | 206.7 | 207.8 | 8.12 | 0.89 | 7.09 | 5.67 | 10.96% | 213.18 | 7.2757 | -0.17296 | 7.4299 | 0.97924 | 7.9515 | 933.04 | 873.95
2012-03-20 11:50 | 6.76 | 6.6 | 6.31 | 6.12 | 6.09 | 6.15 | 6.42 | 6.66 | 6.72 | 6.65 | 243.6 | 241.3 | 235.8 | 229.8 | 224.4 | 218.6 | 213.9 | 211.4 | 209.6 | 206.3 | 209.3 | 7.01 | 0.81 | 6.2 | 5.47 | 11.55% | 217.895 | 6.2881 | -0.39705 | 6.188 | 1.0162 | 7.1234 | 591.01 | 624.12
2012-03-20 14:40 | 9.26 | 9.17 | 9.03 | 8.99 | 8.89 | 8.75 | 8.53 | 8.23 | 7.87 | 7.27 | 282.9 | 282.4 | 281.2 | 280.4 | 279.9 | 279.6 | 279.3 | 278.9 | 278.5 | 277.5 | 272.2 | 7.7 | 1.53 | 7.6 | 6.69 | 19.87% | 279.555 | 8.5836 | 0.23532 | 8.7181 | 0.98457 | 7.5812 | 798.7 | 762.58
2012-03-20 14:50 | 6.55 | 6.5 | 6.43 | 6.34 | 6.22 | 6.13 | 6.07 | 6 | 5.87 | 5.63 | 280 | 279.7 | 279.5 | 279.8 | 280.6 | 281.4 | 281.9 | 282.2 | 283.3 | 285.3 | 274.9 | 5.81 | 1.42 | 5.88 | 5.34 | 24.44% | 281.475 | 6.1364 | 0.090896 | 6.1214 | 1.0025 | 5.8243 | 331.22 | 332.84
2012-03-20 15:00 | 5.22 | 5.13 | 4.97 | 4.83 | 4.67 | 4.51 | 4.34 | 4.23 | 4.11 | 3.94 | 272.1 | 272.6 | 272.9 | 273.6 | 274.6 | 275.1 | 275.8 | 276.2 | 276.8 | 278.1 | 265.9 | 4.39 | 1.14 | 4.3 | 3.87 | 25.97% | 275.205 | 4.5278 | 0.35506 | 4.4852 | 1.0095 | 4.4316 | 133.51 | 137.87
2012-03-20 15:30 | 5.72 | 5.7 | 5.67 | 5.63 | 5.62 | 5.58 | 5.53 | 5.47 | 5.39 | 5.26 | 281.9 | 281.1 | 279.8 | 278.9 | 278.1 | 277.1 | 276 | 274.6 | 273.4 | 271.1 | 269.5 | 5.53 | 0.85 | 5.49 | 4.91 | 15.37% | 276.935 | 5.5407 | 0.083178 | 5.5728 | 0.99424 | 5.4981 | 285.86 | 281
2012-03-20 15:40 | 5.75 | 5.79 | 5.85 | 5.89 | 5.9 | 5.86 | 5.82 | 5.77 | 5.68 | 5.45 | 281.9 | 281.5 | 280.7 | 279.8 | 279.2 | 278.9 | 278.3 | 277.9 | 277.4 | 277.2 | 272.9 | 5.56 | 0.76 | 5.56 | 5.16 | 13.67% | 278.81 | 5.8035 | 0.063295 | 5.8543 | 0.99133 | 5.5118 | 290.72 | 282.62
2012-03-20 16:10 | 6.04 | 6.04 | 5.98 | 5.84 | 5.78 | 5.72 | 5.63 | 5.51 | 5.25 | 4.76 | 288.4 | 288.9 | 289.1 | 288.8 | 288.2 | 288.4 | 287.9 | 287.8 | 287.8 | 287.6 | 281.7 | 5.44 | 0.74 | 5.43 | 4.13 | 13.6% | 288.325 | 5.6487 | 0.14656 | 5.707 | 0.98978 | 5.3844 | 271.28 | 261.56
2012-03-20 16:20 | 5.98 | 5.88 | 5.68 | 5.5 | 5.36 | 5.22 | 5.03 | 4.86 | 4.72 | 4.39 | 283.1 | 283.3 | 282.9 | 282.7 | 282.3 | 282 | 282.1 | 282 | 282.2 | 282.1 | 276.3 | 5.01 | 0.6 | 4.88 | 4.1 | 11.98% | 282.015 | 5.1971 | 0.34263 | 5.1923 | 1.0009 | 5.0146 | 201.62 | 201.62
2012-03-20 16:40 | 5.67 | 5.55 | 5.38 | 5.27 | 5.16 | 4.98 | 4.83 | 4.68 | 4.56 | 4.31 | 282.1 | 281.9 | 281.5 | 281.2 | 281.3 | 281.3 | 281.3 | 281.2 | 281.2 | 281.5 | 275.4 | 5.12 | 0.64 | 5.06 | 4.18 | 12.5% | 281.3 | 4.9799 | 0.28262 | 4.9582 | 1.0044 | 5.1424 | 219.44 | 222.68
2012-03-20 16:50 | 4.78 | 4.71 | 4.6 | 4.56 | 4.52 | 4.49 | 4.46 | 4.42 | 4.37 | 4.22 | 290.1 | 290.3 | 290.9 | 291.3 | 291.6 | 292.3 | 293.1 | 293.1 | 293.4 | 293.6 | 285.9 | 4.54 | 0.89 | 4.55 | 4 | 19.6% | 292.42 | 4.483 | 0.061951 | 4.4857 | 0.9994 | 4.5373 | 149.86 | 149.86
2012-03-20 17:10 | 9.13 | 9.06 | 9.01 | 8.81 | 8.79 | 8.69 | 8.53 | 8.29 | 7.93 | 7.42 | 280.7 | 280.8 | 279.2 | 277.9 | 276 | 274.4 | 272.8 | 271.4 | 270.5 | 269.7 | 267.2 | 7.93 | 1.34 | 7.86 | 6.82 | 16.9% | 274.16 | 8.5348 | 0.17173 | 8.6669 | 0.98476 | 7.8091 | 867.93 | 831.81
2012-03-20 17:20 | 9.01 | 8.98 | 8.89 | 8.75 | 8.58 | 8.33 | 8.06 | 7.81 | 7.54 | 7.11 | 274.3 | 273.7 | 272.8 | 272.2 | 271.8 | 271.2 | 270.3 | 269.3 | 268.4 | 267.3 | 265 | 7.21 | 1.45 | 7.3 | 7.07 | 20.11% | 271.065 | 8.2617 | 0.30449 | 8.2908 | 0.99649 | 7.1847 | 651.21 | 642.18
2012-03-20 17:50 | 9.3 | 9.19 | 9.03 | 8.88 | 8.66 | 8.38 | 8.12 | 7.84 | 7.6 | 7.13 | 285.2 | 284.9 | 283.8 | 282.7 | 281.4 | 280.5 | 279.4 | 277.8 | 275.8 | 273.7 | 274 | 8.72 | 0.96 | 8.58 | 6.76 | 11.01% | 280.335 | 8.3387 | 0.29126 | 8.3422 | 0.99958 | 8.7163 | 1153.24 | 1153.24
2012-03-20 18:00 | 9.51 | 9.41 | 9.24 | 9.02 | 8.79 | 8.45 | 8.12 | 7.83 | 7.51 | 7.09 | 290 | 289.6 | 288.7 | 287.7 | 286.9 | 286 | 285.3 | 285 | 284.9 | 284.2 | 279.1 | 8.62 | 0.79 | 8.55 | 6.88 | 9.165% | 285.895 | 8.4199 | 0.36813 | 8.4019 | 1.0021 | 8.6384 | 1116.54 | 1123.88
2012-03-20 18:10 | 9.1 | 9.02 | 8.84 | 8.67 | 8.51 | 8.36 | 8.15 | 7.91 | 7.68 | 7.28 | 280.7 | 280.1 | 279.3 | 278.2 | 277.4 | 276.9 | 276.5 | 276 | 275 | 272.7 | 269.4 | 8.26 | 0.75 | 8.22 | 7.07 | 9.08% | 276.84 | 8.287 | 0.2351 | 8.3296 | 0.99489 | 8.2178 | 984.42 | 969.74
2012-03-20 20:40 | 8.13 | 8.04 | 7.96 | 7.98 | 7.97 | 7.95 | 7.91 | 7.78 | 7.56 | 7.08 | 284.1 | 283.4 | 282 | 280.9 | 279.6 | 278.3 | 276.6 | 275.1 | 273.5 | 271.1 | 271.9 | 7.66 | 0.98 | 7.62 | 6.62 | 12.79% | 278.045 | 7.8321 | 0.046613 | 7.9443 | 0.98589 | 7.5519 | 786.66 | 753.55
2012-03-20 20:50 | 7.71 | 7.64 | 7.58 | 7.46 | 7.32 | 7.19 | 7.01 | 6.78 | 6.48 | 5.95 | 290.7 | 290.5 | 290 | 289.4 | 288.5 | 287.2 | 286.2 | 285.1 | 283.1 | 279.9 | 280.6 | 7.17 | 1 | 7.02 | 5.65 | 13.95% | 287.05 | 7.0861 | 0.23429 | 7.1639 | 0.98914 | 7.0921 | 639.17 | 615.09
2012-03-20 21:00 | 7.2 | 7.15 | 7.06 | 7.01 | 6.89 | 6.66 | 6.36 | 6.08 | 5.81 | 5.39 | 295.8 | 295.9 | 295.8 | 295.3 | 294.4 | 293.6 | 292.8 | 292.3 | 291.7 | 290.6 | 284 | 6.73 | 0.71 | 6.53 | 5.19 | 10.55% | 293.48 | 6.5412 | 0.42593 | 6.6162 | 0.98867 | 6.6537 | 526.98 | 508.9
2012-03-20 21:10 | 6.64 | 6.61 | 6.53 | 6.43 | 6.34 | 6.25 | 6.18 | 6.06 | 5.88 | 5.56 | 293.2 | 293.1 | 292.6 | 292.2 | 291.8 | 291.1 | 290.4 | 290 | 289.5 | 288.3 | 281.5 | 5.93 | 0.6 | 5.86 | 5 | 10.12% | 290.995 | 6.2203 | 0.10408 | 6.2399 | 0.99685 | 5.9113 | 350.66 | 347.42
2012-03-20 21:20 | 7.47 | 7.43 | 7.35 | 7.29 | 7.22 | 7.14 | 7.06 | 6.93 | 6.79 | 6.58 | 277.5 | 277.3 | 277 | 276.8 | 276.5 | 276 | 275.2 | 274.8 | 274.2 | 272.8 | 269 | 6.96 | 0.79 | 6.96 | 6.3 | 11.35% | 275.88 | 7.0966 | 0.10412 | 7.1285 | 0.99553 | 6.9289 | 578.96 | 572.18
2012-03-20 21:30 | 8.32 | 8.26 | 8.12 | 7.99 | 7.86 | 7.68 | 7.52 | 7.37 | 7.23 | 6.98 | 283.5 | 283.1 | 282.6 | 282 | 281.6 | 280.9 | 280.1 | 279.3 | 278.4 | 275.9 | 273.4 | 7.67 | 0.61 | 7.59 | 6.73 | 7.953% | 280.78 | 7.6694 | 0.19455 | 7.6569 | 1.0016 | 7.6826 | 789.67 | 792.68
2012-03-20 21:40 | 8.49 | 8.43 | 8.25 | 8.12 | 8.01 | 7.95 | 7.9 | 7.83 | 7.73 | 7.39 | 280.1 | 279.7 | 279 | 278.4 | 277.7 | 277.1 | 276.4 | 275.7 | 275 | 273.8 | 269.8 | 8 | 0.99 | 8 | 7.16 | 12.38% | 276.995 | 7.9552 | 0.058303 | 7.9428 | 1.0016 | 8.0124 | 889 | 892.67
2012-03-20 21:50 | 8.95 | 8.93 | 8.88 | 8.81 | 8.74 | 8.69 | 8.58 | 8.46 | 8.33 | 7.96 | 279.2 | 278.7 | 277.8 | 277 | 276.3 | 275.4 | 274.4 | 273.2 | 271.8 | 269.6 | 267.8 | 8.4 | 0.78 | 8.37 | 7.24 | 9.286% | 275.25 | 8.6117 | 0.11772 | 8.6742 | 0.9928 | 8.3395 | 1035.8 | 1013.78
2012-03-20 22:00 | 8.5 | 8.54 | 8.56 | 8.58 | 8.56 | 8.5 | 8.38 | 8.28 | 8.08 | 7.52 | 281.8 | 281.3 | 280.3 | 279.2 | 277.9 | 276.5 | 274.9 | 273.2 | 271.3 | 267.4 | 268.1 | 8.4 | 0.49 | 8.4 | 6.87 | 5.833% | 276.26 | 8.3678 | 0.13139 | 8.4827 | 0.98645 | 8.2862 | 1035.8 | 995.43
2012-03-20 22:10 | 8.42 | 8.45 | 8.46 | 8.52 | 8.56 | 8.59 | 8.59 | 8.5 | 8.26 | 7.56 | 279.9 | 279.3 | 278.1 | 276.6 | 275.2 | 273.5 | 271.8 | 269.8 | 267.4 | 262.8 | 266.1 | 8.05 | 0.93 | 7.96 | 6.97 | 11.55% | 273.245 | 8.4345 | 0 | 8.59 | 0.9819 | 7.9043 | 907.35 | 858.9
2012-03-20 22:20 | 8.5 | 8.53 | 8.57 | 8.6 | 8.67 | 8.73 | 8.74 | 8.64 | 8.4 | 7.62 | 280.5 | 280 | 279 | 278.2 | 276.9 | 275.1 | 272.8 | 270.2 | 267 | 261.6 | 266.3 | 8.26 | 0.9 | 8.25 | 6.79 | 10.9% | 274.755 | 8.5469 | -0.010579 | 8.7314 | 0.97886 | 8.0854 | 984.42 | 922.03
2012-03-20 22:40 | 8.01 | 7.96 | 7.84 | 7.71 | 7.58 | 7.5 | 7.45 | 7.42 | 7.41 | 7.29 | 286.1 | 284.8 | 282.2 | 279.8 | 277.5 | 274.9 | 272.1 | 269.5 | 267 | 262.7 | 267 | 6.55 | 1.4 | 6.47 | 6.71 | 21.37% | 274.48 | 7.5172 | 0.061813 | 7.4928 | 1.0033 | 6.5714 | 486.3 | 490.82
2012-03-20 22:50 | 7.55 | 7.53 | 7.46 | 7.41 | 7.39 | 7.35 | 7.28 | 7.24 | 7.2 | 6.97 | 288.2 | 287.6 | 285.7 | 283.4 | 281.5 | 279.5 | 277.4 | 275.1 | 273 | 269.2 | 271.3 | 7.34 | 0.68 | 7.34 | 6.65 | 9.264% | 279.185 | 7.2958 | 0.088431 | 7.3399 | 0.99398 | 7.2958 | 690.34 | 678.3
2012-03-20 23:00 | 7.92 | 7.9 | 7.83 | 7.74 | 7.64 | 7.5 | 7.31 | 7.14 | 6.97 | 6.69 | 295.4 | 295 | 294.2 | 293.6 | 292.8 | 291.7 | 290.3 | 288.3 | 285.9 | 282 | 284 | 7.42 | 0.67 | 7.32 | 6.34 | 9.03% | 291.49 | 7.42 | 0.23712 | 7.4725 | 0.99298 | 7.3679 | 714.42 | 699.37
2012-03-20 23:10 | 6.69 | 6.65 | 6.53 | 6.41 | 6.3 | 6.16 | 6.01 | 5.87 | 5.74 | 5.52 | 300.6 | 300.5 | 300.3 | 300 | 299.5 | 298.4 | 296.9 | 295.2 | 292.8 | 288.3 | 289.9 | 6.25 | 0.71 | 6.18 | 5.43 | 11.36% | 298.175 | 6.1302 | 0.22781 | 6.1383 | 0.99869 | 6.2418 | 418.5 | 416.24
2012-03-20 23:20 | 6.63 | 6.58 | 6.47 | 6.37 | 6.28 | 6.19 | 6.13 | 6.08 | 6.02 | 5.93 | 289.7 | 289.3 | 288.5 | 287.9 | 287.6 | 287.2 | 286.5 | 285.3 | 283.5 | 279.7 | 280.2 | 6.21 | 0.43 | 6.2 | 5.93 | 6.924% | 287.095 | 6.2129 | 0.09001 | 6.1814 | 1.0051 | 6.2417 | 409.46 | 416.24
2012-03-20 23:30 | 6.68 | 6.59 | 6.43 | 6.32 | 6.28 | 6.24 | 6.24 | 6.25 | 6.28 | 6.34 | 291.4 | 291.3 | 290.7 | 289.6 | 288.3 | 286.9 | 284.8 | 282.2 | 278.9 | 272.5 | 279.3 | 6.2 | 0.32 | 6.2 | 6.3 | 5.161% | 286.585 | 6.2799 | 0 | 6.24 | 1.0064 | 6.2396 | 407.2 | 416.24
2012-03-20 23:40 | 5.69 | 5.65 | 5.58 | 5.51 | 5.46 | 5.43 | 5.46 | 5.56 | 5.65 | 5.72 | 284.5 | 283.5 | 281.8 | 280.1 | 278.4 | 276.4 | 274.6 | 273.1 | 271.6 | 268.7 | 269.1 | 5.16 | 0.85 | 5.22 | 5.54 | 16.47% | 276.13 | 5.5222 | -0.050915 | 5.4343 | 1.0162 | 5.2434 | 225.92 | 238.88
2012-03-21 | 6.42 | 6.43 | 6.49 | 6.54 | 6.59 | 6.62 | 6.63 | 6.61 | 6.58 | 6.45 | 280.3 | 279.7 | 278.5 | 277.1 | 275.5 | 273.7 | 271.6 | 269.5 | 267.6 | 264 | 266.7 | 6.37 | 0.79 | 6.32 | 6.04 | 12.4% | 273.385 | 6.5527 | -0.013949 | 6.6214 | 0.98962 | 6.3039 | 445.62 | 429.8
2012-03-21 01:40 | 6.96 | 6.98 | 7 | 6.96 | 6.83 | 6.57 | 6.27 | 5.97 | 5.66 | 5.04 | 282.8 | 281.8 | 280.1 | 278 | 275.6 | 272.7 | 270.2 | 268.2 | 266.1 | 260.5 | 266.8 | 5.97 | 1.08 | 5.67 | 4.52 | 18.09% | 272.325 | 6.4179 | 0.4319 | 6.5262 | 0.98341 | 5.871 | 357.14 | 340.94
2012-03-21 01:50 | 6.24 | 6.24 | 6.26 | 6.23 | 6.18 | 6.12 | 6.06 | 5.92 | 5.66 | 5.06 | 287.5 | 286.2 | 284.1 | 282.5 | 280.8 | 278.9 | 277.7 | 276.5 | 275 | 271.9 | 270.7 | 6.06 | 0.57 | 6.02 | 4.79 | 9.406% | 278.72 | 6.0142 | 0.091045 | 6.1114 | 0.9841 | 5.9637 | 375.56 | 355.52
2012-03-21 02:00 | 6.69 | 6.71 | 6.73 | 6.7 | 6.68 | 6.6 | 6.47 | 6.26 | 6.01 | 5.44 | 281.8 | 281.2 | 279.7 | 277.8 | 275.9 | 273.3 | 270.8 | 268.3 | 265.8 | 262.6 | 266.1 | 6.36 | 0.87 | 6.21 | 5.07 | 13.68% | 272.925 | 6.4342 | 0.18384 | 6.5812 | 0.97766 | 6.2179 | 443.36 | 411.72
2012-03-21 02:10 | 7.25 | 7.27 | 7.31 | 7.33 | 7.34 | 7.34 | 7.27 | 7.13 | 6.88 | 6.35 | 284.3 | 283.5 | 282.1 | 280.5 | 278.8 | 276.5 | 273.9 | 271.1 | 268 | 262.7 | 268.8 | 7.06 | 0.89 | 7.07 | 5.88 | 12.61% | 276.11 | 7.1618 | 0.088552 | 7.3299 | 0.97706 | 6.898 | 606.06 | 565.4
2012-03-21 02:20 | 6.83 | 6.81 | 6.75 | 6.68 | 6.59 | 6.47 | 6.31 | 6.1 | 5.85 | 5.48 | 297.1 | 296.5 | 295.3 | 294 | 292.6 | 290.9 | 289 | 286.7 | 283.8 | 277.7 | 283.2 | 6.48 | 0.48 | 6.4 | 5.05 | 7.407% | 290.615 | 6.3557 | 0.2314 | 6.4468 | 0.98586 | 6.3884 | 470.48 | 450.14
2012-03-21 02:30 | 7.47 | 7.38 | 7.14 | 6.85 | 6.6 | 6.36 | 6.19 | 6.06 | 5.9 | 5.54 | 292.6 | 291.7 | 290 | 288.7 | 287.4 | 285.6 | 283.9 | 282.5 | 281.1 | 279.1 | 278.3 | 6.63 | 0.65 | 6.48 | 5.49 | 9.804% | 285.345 | 6.438 | 0.25037 | 6.3354 | 1.0162 | 6.7374 | 504.38 | 529.24
2012-03-21 02:40 | 7.25 | 7.19 | 7.08 | 6.96 | 6.84 | 6.72 | 6.57 | 6.43 | 6.29 | 6.02 | 288.8 | 288 | 286.3 | 284.5 | 282.7 | 281.1 | 279.8 | 278.4 | 276.7 | 274.1 | 274.9 | 6.83 | 0.57 | 6.78 | 5.85 | 8.346% | 280.905 | 6.6742 | 0.20861 | 6.6983 | 0.99641 | 6.8055 | 549.58 | 545.06
2012-03-21 02:50 | 6.91 | 6.82 | 6.61 | 6.49 | 6.4 | 6.29 | 6.13 | 5.94 | 5.69 | 5.24 | 292.1 | 290.9 | 288.4 | 286.3 | 284.5 | 282 | 279.6 | 277.6 | 275.8 | 273.6 | 273.8 | 5.98 | 0.8 | 5.77 | 4.85 | 13.38% | 281.64 | 6.1876 | 0.23811 | 6.2668 | 0.98736 | 5.9044 | 358.76 | 345.8
2012-03-21 03:00 | 5.85 | 5.76 | 5.58 | 5.4 | 5.24 | 5.1 | 4.95 | 4.77 | 4.64 | 4.52 | 300.7 | 299.5 | 297.1 | 294.5 | 292.2 | 290.2 | 287.7 | 284.6 | 281.8 | 279.2 | 281.4 | 5.18 | 0.72 | 5.1 | 4.26 | 13.9% | 289.825 | 5.0815 | 0.27587 | 5.0782 | 1.0007 | 5.1834 | 229.16 | 229.16
2012-03-21 03:10 | 5.92 | 5.88 | 5.78 | 5.66 | 5.56 | 5.48 | 5.42 | 5.32 | 5.17 | 4.89 | 300.3 | 299.5 | 298 | 296.3 | 294.5 | 292.4 | 290.4 | 288.4 | 286.4 | 283.7 | 284.6 | 5.56 | 0.33 | 5.51 | 4.68 | 5.935% | 292.1 | 5.4566 | 0.10174 | 5.4714 | 0.9973 | 5.545 | 290.72 | 287.48
2012-03-21 03:20 | 6.31 | 6.29 | 6.24 | 6.18 | 6.1 | 6.01 | 5.88 | 5.75 | 5.62 | 5.46 | 293.4 | 292.4 | 290.4 | 288.1 | 285.8 | 283.3 | 280.8 | 278.3 | 276.2 | 273.7 | 275.5 | 5.99 | 0.35 | 5.91 | 5.11 | 5.843% | 282.925 | 5.9328 | 0.20208 | 5.9912 | 0.99025 | 5.9316 | 360.38 | 350.66
2012-03-21 03:30 | 6.74 | 6.7 | 6.61 | 6.53 | 6.44 | 6.32 | 6.26 | 6.2 | 6.08 | 5.82 | 291 | 290.2 | 288.4 | 286.4 | 284.3 | 282.2 | 280 | 278 | 275.5 | 271.1 | 273 | 6.25 | 0.57 | 6.15 | 5.44 | 9.12% | 281.87 | 6.3124 | 0.08815 | 6.3114 | 1.0002 | 6.251 | 418.5 | 418.5
2012-03-21 03:40 | 5.61 | 5.57 | 5.51 | 5.44 | 5.38 | 5.34 | 5.24 | 5.08 | 4.9 | 4.6 | 294.4 | 293.8 | 292.1 | 290.3 | 288.8 | 287.4 | 285.6 | 283.4 | 280.5 | 276.1 | 279.7 | 5.37 | 0.47 | 5.28 | 4.42 | 8.752% | 287.13 | 5.2394 | 0.17469 | 5.3256 | 0.98383 | 5.2832 | 259.94 | 245.36
2012-03-21 03:50 | 7.08 | 6.97 | 6.71 | 6.43 | 6.24 | 6.04 | 5.82 | 5.59 | 5.37 | 5.01 | 284.2 | 283 | 281 | 279.3 | 277.7 | 276.2 | 274.8 | 273 | 271.5 | 270.1 | 269.6 | 5.97 | 1.09 | 5.72 | 4.84 | 18.26% | 275.99 | 6.0276 | 0.34288 | 6.008 | 1.0033 | 5.9895 | 357.14 | 360.38
2012-03-21 04:00 | 7.54 | 7.54 | 7.5 | 7.37 | 7.23 | 7.04 | 6.77 | 6.46 | 6.17 | 5.74 | 291 | 290.2 | 289 | 288 | 286.8 | 285.4 | 283.7 | 281.5 | 278.9 | 274.9 | 277.6 | 7.24 | 0.42 | 7.09 | 5.37 | 5.801% | 285.145 | 6.9069 | 0.36139 | 7.0007 | 0.9866 | 7.143 | 660.24 | 630.14
2012-03-21 04:10 | 7.77 | 7.7 | 7.54 | 7.35 | 7.16 | 6.97 | 6.78 | 6.61 | 6.4 | 6.04 | 292.4 | 292 | 291.2 | 290.2 | 289.5 | 288.4 | 286.7 | 284.8 | 282.7 | 278.2 | 280.4 | 7.14 | 0.45 | 7.05 | 6 | 6.303% | 288.145 | 6.9548 | 0.2554 | 6.9425 | 1.0018 | 7.1527 | 630.14 | 633.15
2012-03-21 04:20 | 7.82 | 7.71 | 7.53 | 7.36 | 7.24 | 7.14 | 7.02 | 6.85 | 6.62 | 6.19 | 293.4 | 292.8 | 291.7 | 290.9 | 290.4 | 289.8 | 288.9 | 287.8 | 286.3 | 282.8 | 282.1 | 7.23 | 0.4 | 7.22 | 5.98 | 5.533% | 289.665 | 7.0886 | 0.15663 | 7.1227 | 0.99521 | 7.1954 | 657.23 | 648.2
2012-03-21 04:30 | 7.16 | 7.11 | 6.98 | 6.81 | 6.62 | 6.41 | 6.2 | 6 | 5.82 | 5.54 | 291.7 | 290.9 | 289.3 | 287.9 | 286.6 | 285.1 | 283.6 | 281.8 | 279.5 | 275.2 | 277 | 6.52 | 0.29 | 6.4 | 5.36 | 4.448% | 284.875 | 6.3909 | 0.30782 | 6.3795 | 1.0018 | 6.5316 | 479.52 | 481.78
2012-03-21 04:40 | 6.83 | 6.83 | 6.74 | 6.57 | 6.35 | 6.08 | 5.85 | 5.7 | 5.55 | 5.29 | 296.3 | 295.7 | 294.3 | 293.1 | 291.8 | 290.3 | 288.8 | 286.9 | 284.3 | 279.7 | 282.4 | 6.32 | 0.49 | 6.19 | 5.08 | 7.753% | 290.075 | 6.1083 | 0.35636 | 6.0465 | 1.0102 | 6.3846 | 434.32 | 447.88
2012-03-21 04:50 | 7.1 | 7.05 | 6.91 | 6.74 | 6.54 | 6.34 | 6.15 | 5.91 | 5.69 | 5.44 | 295.5 | 294.7 | 293.3 | 291.8 | 290.1 | 288.4 | 287 | 285.3 | 283.1 | 279.6 | 282.3 | 6.61 | 0.78 | 6.51 | 5.44 | 11.8% | 288.19 | 6.3125 | 0.28117 | 6.3124 | 1 | 6.6101 | 499.86 | 499.86
2012-03-21 05:00 | 7.29 | 7.23 | 7.11 | 6.99 | 6.83 | 6.59 | 6.34 | 6.08 | 5.83 | 5.45 | 298 | 297 | 295 | 293 | 291.4 | 289.6 | 288.3 | 287.4 | 286.2 | 284.3 | 283.3 | 6.76 | 0.63 | 6.63 | 5.19 | 9.32% | 289.405 | 6.5212 | 0.35739 | 6.5536 | 0.99505 | 6.7266 | 533.76 | 526.98
2012-03-21 05:10 | 7.57 | 7.47 | 7.25 | 7.01 | 6.82 | 6.65 | 6.44 | 6.15 | 5.85 | 5.42 | 290.8 | 289.8 | 287.8 | 285.9 | 284.6 | 283.9 | 283.3 | 282.4 | 281 | 278.6 | 276 | 6.68 | 0.77 | 6.51 | 5.29 | 11.53% | 283.81 | 6.5897 | 0.29653 | 6.6195 | 0.9955 | 6.6499 | 515.68 | 508.9
2012-03-21 05:20 | 6.84 | 6.76 | 6.62 | 6.46 | 6.32 | 6.17 | 5.95 | 5.67 | 5.37 | 4.81 | 291 | 289.9 | 288 | 286.1 | 284.4 | 282.4 | 280.7 | 279.4 | 277.9 | 275.9 | 274.2 | 6.14 | 1.15 | 5.98 | 4.43 | 18.73% | 282.145 | 6.0554 | 0.33552 | 6.138 | 0.98655 | 6.0574 | 393.64 | 375.56
2012-03-21 05:30 | 6.66 | 6.55 | 6.32 | 6.01 | 5.73 | 5.49 | 5.3 | 5.19 | 5.09 | 4.81 | 292.7 | 291.6 | 289.7 | 287.8 | 286.4 | 284.6 | 283.3 | 282.5 | 281.7 | 280.3 | 275.6 | 5.65 | 0.89 | 5.57 | 4.28 | 15.75% | 284.405 | 5.5977 | 0.32548 | 5.4624 | 1.0248 | 5.7899 | 305.3 | 327.98
2012-03-21 05:40 | 6.66 | 6.59 | 6.46 | 6.31 | 6.06 | 5.73 | 5.51 | 5.35 | 5.19 | 4.95 | 294.3 | 293.2 | 291.5 | 290 | 288.4 | 286.6 | 284.6 | 282.2 | 278.8 | 275.3 | 281 | 5.88 | 1 | 5.78 | 4.83 | 17.01% | 286.3 | 5.793 | 0.36179 | 5.6979 | 1.0167 | 5.9781 | 342.56 | 358.76
2012-03-21 05:50 | 7.71 | 7.62 | 7.43 | 7.22 | 7.01 | 6.76 | 6.51 | 6.31 | 6.17 | 5.83 | 287.5 | 286.4 | 284.1 | 282.1 | 280.6 | 279 | 277.4 | 276.2 | 274.8 | 271.5 | 271.8 | 6.94 | 0.49 | 6.84 | 5.56 | 7.061% | 278.76 | 6.7619 | 0.34823 | 6.7236 | 1.0057 | 6.9796 | 574.44 | 583.48
2012-03-21 06:00 | 7.49 | 7.47 | 7.42 | 7.32 | 7.21 | 7.09 | 6.99 | 6.9 | 6.74 | 6.38 | 280.2 | 279.4 | 278.2 | 277.1 | 275.7 | 274 | 272.1 | 270.3 | 268.7 | 265.9 | 265.9 | 5.95 | 1.84 | 5.87 | 6.09 | 30.92% | 273.715 | 7.0611 | 0.13127 | 7.0756 | 0.99795 | 5.9378 | 353.9 | 352.28
2012-03-22 05:50 | 14.06 | 13.92 | 13.74 | 13.56 | 13.31 | 13.01 | 12.67 | 12.32 | 11.93 | 11.25 | 275 | 274.5 | 273.8 | 273.3 | 273.1 | 272.8 | 272.4 | 271.7 | 271 | 270.4 | 266.2 | 12.74 | 1.38 | 12.69 | 10.87 | 10.83% | 272.74 | 12.904 | 0.24471 | 12.9607 | 0.99562 | 12.6842 | 1996.14 | 1995.48
2012-03-22 06:00 | 14.01 | 13.84 | 13.54 | 13.28 | 13.07 | 12.71 | 12.3 | 12 | 11.69 | 11.05 | 273.6 | 273.6 | 273.3 | 273.1 | 272.7 | 272.4 | 272.1 | 272.4 | 272.8 | 272.5 | 265.9 | 13.1 | 1.43 | 12.97 | 10.78 | 10.92% | 272.355 | 12.6407 | 0.30301 | 12.6504 | 0.99923 | 13.0899 | 1999.1 | 1999.09
2012-03-22 06:10 | 15.11 | 14.95 | 14.65 | 14.39 | 14.13 | 13.77 | 13.34 | 12.9 | 12.4 | 11.56 | 275 | 274.8 | 274.6 | 274.3 | 274 | 273.6 | 272.9 | 272.1 | 271.8 | 272 | 266.8 | 13.94 | 1.18 | 13.86 | 11.74 | 8.465% | 273.495 | 13.6298 | 0.29317 | 13.7076 | 0.99433 | 13.8609 | 1999.94 | 1999.86
2012-03-22 06:20 | 14.88 | 14.73 | 14.5 | 14.28 | 14.03 | 13.71 | 13.35 | 13.01 | 12.65 | 12.1 | 275.8 | 275.9 | 275.8 | 275.6 | 275.3 | 274.7 | 274 | 273.8 | 274.3 | 275.1 | 267.2 | 14.06 | 1.48 | 13.89 | 12.08 | 10.53% | 274.595 | 13.6257 | 0.24589 | 13.6578 | 0.99765 | 14.0269 | 2000 | 2000
2012-03-22 06:30 | 15.64 | 15.5 | 15.25 | 14.98 | 14.74 | 14.51 | 14.32 | 14.14 | 13.91 | 13.4 | 276.5 | 276.3 | 276.2 | 276.4 | 276.4 | 276.5 | 276.8 | 277.2 | 277.5 | 278 | 269.1 | 14.41 | 1.77 | 14.22 | 12.78 | 12.28% | 276.545 | 14.5287 | 0.1218 | 14.4826 | 1.0032 | 14.4558 | 2000 | 2000
2012-03-22 06:40 | 15.11 | 14.96 | 14.69 | 14.4 | 14.03 | 13.68 | 13.45 | 13.18 | 12.85 | 12.46 | 276.4 | 276 | 275.3 | 275 | 275.2 | 275.8 | 275.9 | 275.8 | 276.2 | 275.9 | 267.4 | 13.79 | 1.65 | 13.68 | 12 | 11.97% | 275.815 | 13.7444 | 0.15669 | 13.6468 | 1.0072 | 13.8886 | 1999.79 | 1999.89
2012-03-22 06:50 | 14.74 | 14.62 | 14.37 | 14.16 | 13.95 | 13.74 | 13.43 | 13.04 | 12.7 | 12.31 | 275.2 | 275.1 | 275 | 274.6 | 274 | 273.4 | 273.1 | 272.8 | 272.8 | 273.1 | 266.6 | 13.52 | 1.28 | 13.48 | 11.89 | 9.467% | 273.355 | 13.6098 | 0.21088 | 13.6951 | 0.99376 | 13.4357 | 1999.52 | 1999.44
2012-03-22 07:40 | 13.2 | 13.15 | 13.11 | 12.92 | 12.7 | 12.51 | 12.26 | 11.99 | 11.71 | 11.01 | 273.1 | 272.7 | 272 | 271.7 | 271.7 | 272 | 272.1 | 272.3 | 272.7 | 272.4 | 266.4 | 11.98 | 1.88 | 12.01 | 10.44 | 15.69% | 272.015 | 12.4175 | 0.18654 | 12.4739 | 0.99548 | 11.9259 | 1986.32 | 1982.12
2012-03-22 07:50 | 12.77 | 12.7 | 12.53 | 12.3 | 12.11 | 11.9 | 11.6 | 11.2 | 10.83 | 10.39 | 274.8 | 274.5 | 273.7 | 273.7 | 273.9 | 273.9 | 273.8 | 274 | 274.1 | 273.1 | 268.1 | 12.11 | 1.26 | 12.06 | 10.77 | 10.4% | 273.885 | 11.7635 | 0.23595 | 11.8565 | 0.99216 | 12.015 | 1989.21 | 1988.22
2012-03-22 08:00 | 13.33 | 13.18 | 12.85 | 12.57 | 12.33 | 12.05 | 11.77 | 11.52 | 11.31 | 10.98 | 276.9 | 276.5 | 275.8 | 275.2 | 275.1 | 275.1 | 275 | 274.7 | 274.5 | 274.9 | 268.2 | 11.96 | 1.23 | 11.89 | 10.48 | 10.28% | 275.085 | 12.0555 | 0.21726 | 12.0095 | 1.0038 | 12.0058 | 1984.64 | 1988.11
2012-03-22 08:10 | 12.88 | 12.8 | 12.66 | 12.55 | 12.4 | 12.28 | 12.15 | 11.99 | 11.71 | 11.16 | 278.6 | 278.4 | 277.8 | 277.2 | 276.6 | 276.3 | 276 | 275.7 | 275.3 | 275.1 | 269.1 | 11.93 | 1.58 | 11.85 | 10.16 | 13.24% | 276.255 | 12.2152 | 0.09835 | 12.2613 | 0.99624 | 11.8852 | 1982.12 | 1978.76
2012-03-22 08:20 | 12.68 | 12.67 | 12.54 | 12.34 | 12.13 | 11.87 | 11.64 | 11.51 | 11.38 | 10.97 | 277.5 | 277.2 | 276.5 | 275.8 | 275.4 | 275.5 | 275.4 | 275 | 274.5 | 274.5 | 267.4 | 11.89 | 1.43 | 11.84 | 10.5 | 12.03% | 275.485 | 11.8965 | 0.18082 | 11.8368 | 1.005 | 11.95 | 1978.76 | 1983.8
2012-03-22 08:30 | 12.33 | 12.23 | 12.01 | 11.85 | 11.65 | 11.43 | 11.22 | 10.94 | 10.68 | 10.31 | 278 | 277.9 | 277.4 | 277 | 276.7 | 276.8 | 277.2 | 277.5 | 277.6 | 278.3 | 270.4 | 11.38 | 1.33 | 11.39 | 10.14 | 11.69% | 276.86 | 11.3821 | 0.17136 | 11.3997 | 0.99846 | 11.3625 | 1935.92 | 1934.24
2012-03-22 08:40 | 14.6 | 14.55 | 14.44 | 14.37 | 14.27 | 14.07 | 13.83 | 13.6 | 13.38 | 13.06 | 281.9 | 281.4 | 280.8 | 280.8 | 281.3 | 281.7 | 281.3 | 280.7 | 281.1 | 281.7 | 273.2 | 13.48 | 2.02 | 13.38 | 11.93 | 14.99% | 281.64 | 13.9698 | 0.15899 | 14.0354 | 0.99533 | 13.417 | 1999.48 | 1999.42
2012-03-22 09:30 | 12.84 | 12.62 | 12.46 | 12.34 | 12.36 | 12.1 | 11.88 | 11.57 | 11.38 | 10.88 | 278 | 277.8 | 277 | 276.9 | 276.6 | 276.3 | 276.1 | 275.9 | 276.2 | 275.6 | 270.2 | 11.96 | 1.53 | 11.89 | 10.46 | 12.79% | 276.27 | 11.9866 | 0.16956 | 12.0682 | 0.99324 | 11.8791 | 1984.64 | 1977.92
2012-03-22 18:10 | 12.13 | 11.79 | 11.44 | 11.09 | 10.8 | 10.41 | 10.05 | 9.75 | 9.58 | 9.6 | 284.3 | 284.5 | 283.3 | 283 | 282.7 | 282 | 281.2 | 280.1 | 279.3 | 278.1 | 275.4 | 10.64 | 1.01 | 10.48 | 8.91 | 9.492% | 281.88 | 10.4721 | 0.32523 | 10.3576 | 1.0111 | 10.7576 | 1807.88 | 1839.92
2012-03-22 18:20 | 12.32 | 12.06 | 11.74 | 11.56 | 11.36 | 11.09 | 10.93 | 10.78 | 10.67 | 10.53 | 286.8 | 286.7 | 286.8 | 286.4 | 285.4 | 284.5 | 283.8 | 283.5 | 283.3 | 283.7 | 277.7 | 11.48 | 1.11 | 11.38 | 9.83 | 9.669% | 284.395 | 11.1628 | 0.13429 | 11.0669 | 1.0087 | 11.5794 | 1944.32 | 1952.72
2012-03-22 18:30 | 11.68 | 11.42 | 10.92 | 10.55 | 10.39 | 10.27 | 10.19 | 10.11 | 10 | 9.84 | 283.8 | 283.7 | 283.2 | 283.1 | 282.7 | 282.1 | 281.8 | 281.4 | 280.9 | 279.7 | 276.7 | 10.64 | 1.23 | 10.59 | 9.24 | 11.56% | 282.055 | 10.3633 | 0.072266 | 10.2585 | 1.0102 | 10.7487 | 1807.88 | 1837.25
2012-03-22 18:40 | 12.55 | 12.39 | 11.9 | 11.49 | 11.33 | 11.18 | 11.02 | 10.8 | 10.58 | 10.3 | 286.4 | 286.2 | 286.2 | 286.3 | 285.9 | 285.5 | 285.2 | 285.2 | 285.3 | 284.9 | 278.2 | 10.96 | 1.29 | 10.83 | 9.45 | 11.77% | 285.455 | 11.195 | 0.13321 | 11.1569 | 1.0034 | 10.9974 | 1893.32 | 1904
2012-03-22 18:50 | 11.94 | 11.87 | 11.7 | 11.43 | 11.18 | 10.98 | 10.82 | 10.76 | 10.69 | 10.46 | 285 | 284.7 | 284.7 | 284.4 | 283.6 | 282.5 | 281.5 | 281.7 | 281.6 | 281.3 | 275.7 | 11.04 | 1.23 | 10.98 | 9.65 | 11.14% | 282.35 | 11.0722 | 0.13565 | 10.9569 | 1.0105 | 11.1562 | 1907.36 | 1917.44
2012-03-22 19:00 | 12.03 | 11.88 | 11.78 | 11.54 | 11.28 | 11.02 | 10.8 | 10.57 | 10.41 | 10.19 | 281.9 | 281.5 | 281 | 280.8 | 280.5 | 280.2 | 280 | 279.6 | 279.3 | 279.3 | 274 | 10.88 | 1.04 | 10.8 | 9.37 | 9.559% | 280.17 | 11.0478 | 0.18635 | 10.9882 | 1.0054 | 10.939 | 1871.96 | 1887.98
2012-03-22 19:10 | 12.15 | 11.95 | 11.76 | 11.52 | 11.34 | 11.06 | 10.73 | 10.44 | 10.28 | 10.12 | 286.3 | 285.7 | 284.8 | 284.4 | 283.6 | 283.3 | 283.4 | 283.5 | 283.5 | 283 | 277.3 | 10.71 | 1.23 | 10.62 | 9.51 | 11.48% | 283.315 | 11.0179 | 0.27992 | 11.0121 | 1.0005 | 10.7156 | 1826.57 | 1829.24
2012-03-22 19:20 | 13.1 | 12.91 | 12.6 | 12.19 | 12.01 | 11.83 | 11.57 | 11.3 | 11.1 | 10.74 | 291.5 | 291.3 | 290.5 | 289.7 | 289 | 289.3 | 289.2 | 288.8 | 288.3 | 288.2 | 281.8 | 12 | 1.22 | 11.87 | 10.28 | 10.17% | 289.285 | 11.7964 | 0.20536 | 11.7924 | 1.0003 | 12.004 | 1988 | 1988
2012-03-22 19:30 | 13.57 | 13.38 | 12.92 | 12.5 | 12.09 | 11.81 | 11.53 | 11.22 | 11.08 | 10.86 | 293 | 292.7 | 292.2 | 291.8 | 290.9 | 290.3 | 289.7 | 289.5 | 289.4 | 289.3 | 282.4 | 11.56 | 1.33 | 11.56 | 10.28 | 11.51% | 290.21 | 11.8981 | 0.22173 | 11.7695 | 1.0109 | 11.6863 | 1951.04 | 1961.96
2012-03-22 20:40 | 13.5 | 13.39 | 13.1 | 12.98 | 12.87 | 12.69 | 12.63 | 12.49 | 12.24 | 12.03 | 302 | 301.7 | 301.1 | 300.8 | 300.5 | 300.3 | 300.5 | 300.5 | 300.4 | 301.3 | 292.8 | 13.03 | 1.49 | 12.88 | 11.14 | 11.44% | 300.33 | 12.7058 | 0.043796 | 12.6814 | 1.0019 | 13.055 | 1999.03 | 1999.06
2012-03-22 20:50 | 11.97 | 11.82 | 11.58 | 11.62 | 11.46 | 11.34 | 11.26 | 11.18 | 11.03 | 10.55 | 303.1 | 302.7 | 302 | 301.2 | 301.2 | 301.3 | 301.6 | 301.7 | 301.7 | 302.6 | 292.5 | 11.55 | 1.2 | 11.51 | 10.21 | 10.39% | 301.345 | 11.3309 | 0.065423 | 11.3285 | 1.0002 | 11.5525 | 1950.2 | 1950.2
2012-03-22 21:00 | 10.99 | 10.79 | 10.52 | 10.37 | 10.26 | 10.11 | 9.91 | 9.75 | 9.65 | 9.3 | 303.5 | 303.4 | 303.3 | 303.3 | 302.6 | 302.7 | 303 | 303.5 | 303.9 | 304.8 | 295.1 | 10.48 | 1.19 | 10.34 | 8.99 | 11.35% | 302.745 | 10.0721 | 0.18464 | 10.0811 | 0.9991 | 10.4706 | 1765.16 | 1762.49
2012-03-22 21:10 | 9.79 | 9.68 | 9.42 | 9.32 | 9.18 | 8.98 | 8.89 | 8.74 | 8.59 | 8.25 | 308.1 | 307.6 | 307.1 | 307.1 | 307.2 | 307.1 | 306.6 | 306 | 305.7 | 306.1 | 298.6 | 9.4 | 0.93 | 9.27 | 8.22 | 9.894% | 307.025 | 9.0071 | 0.093083 | 8.967 | 1.0045 | 9.4419 | 1408.4 | 1423.64
2012-03-22 21:20 | 10.71 | 10.65 | 10.45 | 10.28 | 10.12 | 9.99 | 9.84 | 9.66 | 9.52 | 9.24 | 305.6 | 305.4 | 304.6 | 304 | 302.9 | 302.1 | 301.5 | 300.8 | 300.1 | 300.2 | 294.4 | 10.53 | 0.99 | 10.41 | 9.19 | 9.402% | 302.01 | 9.966 | 0.13981 | 9.9684 | 0.99976 | 10.5275 | 1778.51 | 1778.51
2012-03-22 21:30 | 10.85 | 10.72 | 10.49 | 10.29 | 10.05 | 9.83 | 9.65 | 9.39 | 9.18 | 8.9 | 303.8 | 303.4 | 302.8 | 302.2 | 301.5 | 300.4 | 299.3 | 298.9 | 299 | 299.7 | 293.6 | 10.13 | 1.06 | 9.96 | 8.64 | 10.46% | 300.235 | 9.8312 | 0.17078 | 9.804 | 1.0028 | 10.1581 | 1671.71 | 1679.72
2012-03-22 21:40 | 11.24 | 11.15 | 11.07 | 11 | 10.85 | 10.64 | 10.45 | 10.21 | 9.9 | 9.43 | 302.2 | 302 | 301.5 | 300.9 | 300.1 | 299.6 | 299.4 | 299.3 | 299.5 | 300.3 | 291.8 | 10.79 | 1.08 | 10.7 | 9.07 | 10.01% | 299.57 | 10.5578 | 0.16651 | 10.6126 | 0.99484 | 10.7344 | 1847.93 | 1831.91
2012-03-22 21:50 | 12.1 | 12.02 | 11.8 | 11.58 | 11.49 | 11.42 | 11.33 | 11.28 | 11.18 | 10.8 | 298.1 | 297.7 | 296.7 | 295.8 | 295.4 | 295.1 | 294.6 | 293.8 | 292.9 | 292 | 286.7 | 11.89 | 0.91 | 11.84 | 10.16 | 7.653% | 295.025 | 11.4243 | 0.073116 | 11.4071 | 1.0015 | 11.908 | 1978.76 | 1980.44
2012-03-22 22:00 | 11.89 | 11.82 | 11.7 | 11.56 | 11.39 | 11.16 | 11 | 10.83 | 10.53 | 9.94 | 298.5 | 298 | 297.2 | 296.6 | 296.2 | 295.8 | 295.7 | 295.7 | 295.7 | 295.8 | 287.7 | 11.39 | 0.9 | 11.22 | 9.51 | 7.902% | 295.785 | 11.1345 | 0.13345 | 11.1369 | 0.99978 | 11.3875 | 1936.76 | 1936.76
2012-03-22 22:10 | 12.03 | 11.91 | 11.8 | 11.73 | 11.64 | 11.45 | 11.21 | 11.02 | 10.82 | 10.36 | 298.1 | 297.8 | 297.2 | 296.2 | 295.2 | 294.4 | 293.7 | 293 | 292.4 | 291.9 | 287 | 11.98 | 1.09 | 11.81 | 9.86 | 9.098% | 294.295 | 11.3492 | 0.19576 | 11.4153 | 0.99421 | 11.9106 | 1986.32 | 1980.44
2012-03-22 22:20 | 10.8 | 10.73 | 10.49 | 10.19 | 9.92 | 9.61 | 9.28 | 9.03 | 8.89 | 8.68 | 301.8 | 301.3 | 300.1 | 299.1 | 298.4 | 297.7 | 297.2 | 297.1 | 296.9 | 296.3 | 290.2 | 9.94 | 1.44 | 9.86 | 8.37 | 14.49% | 297.625 | 9.6373 | 0.3229 | 9.562 | 1.0079 | 10.0182 | 1614.14 | 1642.34
2012-03-22 22:30 | 8.25 | 8.12 | 7.89 | 7.68 | 7.44 | 7.26 | 7.11 | 6.97 | 6.83 | 6.63 | 312.4 | 312 | 311.6 | 311.7 | 312.1 | 312.3 | 311.7 | 310.9 | 310.3 | 309.7 | 302 | 7.49 | 0.98 | 7.22 | 6.32 | 13.08% | 312.21 | 7.3144 | 0.19293 | 7.2383 | 1.0105 | 7.5687 | 735.49 | 759.57
2012-03-22 22:40 | 9.02 | 8.87 | 8.61 | 8.39 | 8.17 | 7.89 | 7.57 | 7.31 | 7.09 | 6.71 | 314.6 | 314.5 | 314.3 | 313.9 | 313.5 | 313.1 | 312.6 | 311.6 | 310.4 | 309.1 | 302.5 | 8.01 | 1.34 | 7.84 | 6.06 | 16.73% | 313.025 | 7.8658 | 0.38261 | 7.8433 | 1.0029 | 8.033 | 892.67 | 900.01
2012-03-22 22:50 | 10.17 | 10.05 | 9.76 | 9.4 | 8.99 | 8.52 | 8.09 | 7.69 | 7.32 | 6.88 | 317.5 | 317.2 | 316.6 | 315.8 | 315.2 | 314.2 | 312.8 | 311.7 | 310.4 | 307.9 | 305.5 | 8.47 | 1.06 | 8.23 | 6.82 | 12.51% | 313.99 | 8.5718 | 0.47857 | 8.457 | 1.0136 | 8.5849 | 1061.49 | 1101.86
2012-03-22 23:00 | 9.4 | 9.24 | 8.87 | 8.53 | 8.19 | 7.83 | 7.52 | 7.28 | 6.99 | 6.32 | 323.8 | 323.2 | 322.4 | 322.2 | 321.8 | 320.8 | 319.6 | 318.8 | 318.7 | 318.2 | 311.8 | 8.16 | 1.36 | 7.85 | 6.33 | 16.67% | 320.62 | 7.901 | 0.3733 | 7.7848 | 1.0149 | 8.2817 | 947.72 | 991.76
2012-03-22 23:10 | 10.81 | 10.63 | 10.38 | 10.14 | 9.87 | 9.65 | 9.38 | 9.12 | 8.92 | 8.62 | 318.7 | 318.8 | 319.1 | 319.5 | 319.6 | 319.4 | 319 | 319 | 318.6 | 316.7 | 309 | 9.81 | 1.68 | 9.58 | 8.4 | 17.13% | 319.34 | 9.6369 | 0.26224 | 9.6108 | 1.0027 | 9.8366 | 1564.61 | 1576.04
2012-03-22 23:20 | 10.08 | 10.03 | 9.86 | 9.68 | 9.52 | 9.32 | 9.08 | 8.77 | 8.49 | 8.13 | 316.9 | 316.7 | 316.2 | 316.2 | 316.2 | 315.9 | 315.5 | 315.2 | 315 | 315 | 306.6 | 9.12 | 1.18 | 8.94 | 7.67 | 12.94% | 315.84 | 9.234 | 0.24108 | 9.2852 | 0.99449 | 9.0697 | 1301.72 | 1282.67
2012-03-22 23:30 | 8.49 | 8.29 | 7.97 | 7.76 | 7.57 | 7.37 | 7.21 | 7.07 | 6.9 | 6.47 | 314.8 | 314.5 | 314 | 313.9 | 313.3 | 311.8 | 310.5 | 309.7 | 309 | 307.7 | 302.1 | 7.56 | 1.25 | 7.44 | 6 | 16.53% | 311.605 | 7.4009 | 0.20283 | 7.3469 | 1.0074 | 7.6156 | 756.56 | 774.62
2012-03-22 23:40 | 8.08 | 7.96 | 7.74 | 7.59 | 7.48 | 7.19 | 6.82 | 6.46 | 6.09 | 5.67 | 320.4 | 320.3 | 319.5 | 318.9 | 318.6 | 317.6 | 316.2 | 314.7 | 313.3 | 310.5 | 308.4 | 7.23 | 1.09 | 7 | 5.46 | 15.08% | 317.39 | 7.0555 | 0.48822 | 7.1358 | 0.98875 | 7.1487 | 657.23 | 633.15
2012-03-22 23:50 | 8.87 | 8.78 | 8.59 | 8.41 | 8.21 | 7.93 | 7.64 | 7.39 | 7.15 | 6.93 | 309.9 | 309.6 | 308.6 | 306.9 | 305.2 | 303.5 | 301.8 | 300.1 | 298.2 | 295.4 | 295.5 | 7.96 | 0.75 | 7.81 | 6.89 | 9.422% | 303.245 | 7.8898 | 0.34428 | 7.8878 | 1.0003 | 7.9621 | 876.96 | 876.96
2012-03-23 | 10.15 | 10.02 | 9.77 | 9.51 | 9.27 | 9.03 | 8.83 | 8.71 | 8.58 | 8.14 | 306.3 | 305.6 | 304.5 | 303.5 | 302.7 | 301.7 | 300.6 | 299.4 | 297.5 | 295.3 | 294.2 | 9.09 | 1.07 | 8.99 | 7.2 | 11.77% | 301.535 | 9.0847 | 0.20697 | 9.0011 | 1.0093 | 9.1745 | 1290.29 | 1320.77
2012-03-23 00:10 | 10.22 | 10.13 | 10.03 | 9.89 | 9.69 | 9.5 | 9.38 | 9.26 | 9.09 | 8.82 | 300.8 | 300.4 | 299.3 | 298.1 | 296.8 | 295.2 | 294 | 293.3 | 292.5 | 291.1 | 287.6 | 9.66 | 1.03 | 9.62 | 8.45 | 10.66% | 295.02 | 9.5232 | 0.11747 | 9.4827 | 1.0043 | 9.7013 | 1507.46 | 1522.7
2012-03-23 00:20 | 9.63 | 9.53 | 9.33 | 9.18 | 9.08 | 9 | 8.9 | 8.81 | 8.71 | 8.4 | 291 | 290.3 | 289.2 | 288.3 | 287.4 | 286.4 | 285.2 | 283.8 | 282.8 | 281.6 | 279.7 | 9.57 | 1.34 | 9.51 | 8.19 | 14% | 286.22 | 8.9832 | 0.10325 | 8.9856 | 0.99974 | 9.5675 | 1473.17 | 1473.17
2012-03-23 00:30 | 7.56 | 7.51 | 7.43 | 7.43 | 7.36 | 7.2 | 7.01 | 6.8 | 6.52 | 6.19 | 289.9 | 289 | 287.3 | 285.5 | 283.7 | 282.1 | 280.9 | 280.2 | 280 | 279.3 | 276.2 | 7.27 | 0.85 | 7.14 | 5.86 | 11.69% | 281.92 | 7.078 | 0.24713 | 7.1725 | 0.98683 | 7.1743 | 669.27 | 639.17
2012-03-23 00:40 | 6.19 | 6.21 | 6.26 | 6.38 | 6.46 | 6.46 | 6.43 | 6.43 | 6.48 | 6.41 | 281.7 | 280.5 | 278.2 | 275.8 | 273.9 | 271.8 | 269.4 | 267.3 | 265.6 | 263.7 | 266.6 | 6.07 | 1.21 | 5.95 | 6.07 | 19.93% | 271.44 | 6.39 | 0.043015 | 6.4557 | 0.98983 | 6.0082 | 377.82 | 364.26
2012-03-23 01:00 | 13.12 | 13.11 | 13.08 | 13.03 | 12.99 | 12.96 | 12.92 | 12.86 | 12.75 | 12.32 | 278.9 | 278.5 | 277.7 | 276.8 | 275.8 | 274.7 | 273.8 | 273 | 272.2 | 270.8 | 268 | 12.84 | 1.09 | 12.89 | 11.43 | 8.489% | 274.565 | 12.9063 | 0.028566 | 12.9543 | 0.9963 | 12.7925 | 1997.24 | 1996.69
2012-03-23 01:10 | 13.51 | 13.46 | 13.33 | 13.18 | 12.99 | 12.78 | 12.55 | 12.25 | 11.95 | 11.48 | 282.8 | 282.2 | 281.4 | 280.9 | 280.4 | 279.4 | 278.5 | 277.9 | 277.3 | 276.9 | 271.8 | 12.82 | 1.14 | 12.73 | 10.87 | 8.892% | 279.265 | 12.6869 | 0.16782 | 12.7468 | 0.9953 | 12.7597 | 1997.02 | 1996.36
2012-03-23 01:20 | 12.13 | 12.09 | 11.98 | 11.83 | 11.66 | 11.43 | 11.2 | 10.96 | 10.65 | 9.9 | 288.4 | 288 | 287 | 285.8 | 284.8 | 284.1 | 283.7 | 283.4 | 282.9 | 281.5 | 276.7 | 11.34 | 1.45 | 11.23 | 9.36 | 12.79% | 284.04 | 11.3448 | 0.18785 | 11.3968 | 0.99544 | 11.2883 | 1932.56 | 1928.36
2012-03-23 01:30 | 13.38 | 13.26 | 13.05 | 12.84 | 12.63 | 12.43 | 12.21 | 11.95 | 11.7 | 11.25 | 292.2 | 291.5 | 290.4 | 289.5 | 289.1 | 288.9 | 288.3 | 287.6 | 286.8 | 286.6 | 281.4 | 12.86 | 1.63 | 12.69 | 10.8 | 12.67% | 288.81 | 12.3792 | 0.16502 | 12.3982 | 0.99847 | 12.8403 | 1997.46 | 1997.24
2012-03-23 01:40 | 13.56 | 13.48 | 13.23 | 12.94 | 12.64 | 12.31 | 11.96 | 11.56 | 11.11 | 10.32 | 293.3 | 293.1 | 292.4 | 291.6 | 291 | 290.6 | 290.4 | 290.3 | 289.9 | 289.4 | 282.6 | 12.57 | 1.24 | 12.34 | 10.18 | 9.865% | 290.57 | 12.2282 | 0.26655 | 12.2592 | 0.99747 | 12.5382 | 1994.27 | 1993.94
2012-03-23 01:50 | 12.15 | 12.06 | 11.85 | 11.62 | 11.39 | 11.21 | 10.98 | 10.65 | 10.21 | 9.52 | 296.3 | 296 | 295.4 | 294.6 | 294.1 | 293.7 | 293.5 | 293.4 | 293.6 | 294.5 | 287.7 | 11.57 | 1.28 | 11.33 | 9.62 | 11.06% | 293.67 | 11.1018 | 0.19157 | 11.1768 | 0.9933 | 11.4924 | 1951.88 | 1945.16
2012-03-23 02:00 | 10.16 | 10.08 | 9.85 | 9.56 | 9.24 | 8.91 | 8.67 | 8.5 | 8.31 | 8.03 | 301 | 301 | 300.8 | 300.5 | 300.4 | 300.2 | 299.8 | 299.3 | 299.1 | 299.6 | 292.3 | 9.91 | 1.17 | 9.71 | 8.11 | 11.81% | 300.14 | 9.012 | 0.25233 | 8.8752 | 1.0154 | 10.0627 | 1602.71 | 1653.02
2012-03-23 02:10 | 10.04 | 9.99 | 9.93 | 9.82 | 9.69 | 9.56 | 9.4 | 9.18 | 8.93 | 8.45 | 303.5 | 303.4 | 303.1 | 302.9 | 302.8 | 302.3 | 301.4 | 300.9 | 300.9 | 301 | 295 | 9.73 | 1.1 | 9.55 | 8.05 | 11.31% | 302.165 | 9.4717 | 0.15597 | 9.5369 | 0.99316 | 9.6635 | 1534.13 | 1507.46
2012-03-23 02:20 | 11.3 | 11.13 | 10.81 | 10.47 | 10.18 | 9.87 | 9.65 | 9.49 | 9.29 | 8.91 | 307.9 | 307.8 | 307.8 | 308.1 | 308.8 | 309.3 | 309 | 308.9 | 309.1 | 308.6 | 299.9 | 10.07 | 1.15 | 9.89 | 8.7 | 11.42% | 309.255 | 9.9685 | 0.20831 | 9.8382 | 1.0132 | 10.2034 | 1655.69 | 1690.4
2012-03-23 02:30 | 10.76 | 10.6 | 10.32 | 10.04 | 9.83 | 9.67 | 9.45 | 9.19 | 8.92 | 8.65 | 310.4 | 310.8 | 311.5 | 312 | 312.8 | 313.6 | 313.8 | 313.9 | 314.4 | 315.9 | 303.4 | 9.66 | 1.43 | 9.46 | 8.32 | 14.8% | 313.63 | 9.6283 | 0.21267 | 9.6382 | 0.99898 | 9.6501 | 1507.46 | 1503.65
2012-03-23 02:40 | 11.67 | 11.56 | 11.28 | 10.95 | 10.62 | 10.26 | 9.98 | 9.82 | 9.68 | 9.37 | 309.3 | 309.1 | 308.7 | 308.3 | 307.9 | 307.8 | 307.9 | 307.9 | 307.5 | 306.7 | 299.7 | 10.95 | 1.23 | 10.8 | 9.46 | 11.23% | 307.815 | 10.3772 | 0.2557 | 10.2194 | 1.0154 | 11.1191 | 1890.65 | 1914.08
2012-03-23 02:50 | 10.59 | 10.51 | 10.32 | 10.09 | 9.91 | 9.75 | 9.53 | 9.19 | 8.85 | 8.42 | 309.7 | 309.9 | 310.3 | 310.6 | 310.9 | 311.2 | 311.5 | 311.5 | 311.2 | 310.8 | 303 | 9.82 | 1.37 | 9.63 | 8.26 | 13.95% | 311.245 | 9.6485 | 0.2109 | 9.7182 | 0.99283 | 9.7496 | 1568.42 | 1541.75
2012-03-23 03:00 | 9.24 | 9.14 | 8.92 | 8.72 | 8.53 | 8.26 | 7.94 | 7.62 | 7.34 | 6.94 | 312.8 | 312.9 | 313.1 | 312.7 | 312.1 | 311.2 | 310.6 | 310.6 | 311.2 | 312.4 | 303 | 8.29 | 1.03 | 8.09 | 6.79 | 12.42% | 311.11 | 8.1894 | 0.36512 | 8.2134 | 0.99708 | 8.2658 | 995.43 | 988.09
2012-03-23 03:10 | 9.81 | 9.67 | 9.34 | 9.04 | 8.8 | 8.52 | 8.25 | 8.04 | 7.86 | 7.48 | 307.8 | 307.5 | 306.6 | 305.9 | 305.8 | 306 | 306 | 305.7 | 305.4 | 305.6 | 297.9 | 8.92 | 1.03 | 8.73 | 7.28 | 11.55% | 306 | 8.558 | 0.29759 | 8.4808 | 1.0091 | 9.0013 | 1226.64 | 1256
2012-03-23 03:20 | 8.59 | 8.5 | 8.34 | 8.17 | 7.98 | 7.79 | 7.61 | 7.39 | 7.12 | 6.53 | 307.6 | 307.3 | 306.6 | 306.1 | 305.5 | 304.7 | 304 | 303.6 | 303.4 | 303.9 | 298.9 | 8.06 | 1.13 | 7.87 | 6.51 | 14.02% | 304.595 | 7.7506 | 0.21603 | 7.764 | 0.99828 | 8.0462 | 911.02 | 907.35
2012-03-23 03:30 | 8.03 | 7.95 | 7.73 | 7.48 | 7.24 | 6.99 | 6.74 | 6.48 | 6.26 | 5.97 | 305.7 | 305.7 | 305.5 | 305.4 | 305 | 304.7 | 304.8 | 304.6 | 303.9 | 302.9 | 296.1 | 6.99 | 0.96 | 6.88 | 5.99 | 13.73% | 304.715 | 6.9985 | 0.33656 | 6.9536 | 1.0065 | 7.0351 | 585.74 | 600.04
2012-03-23 03:40 | 9.14 | 9.01 | 8.76 | 8.48 | 8.22 | 7.99 | 7.74 | 7.46 | 7.27 | 7.02 | 302.2 | 301.8 | 301.2 | 300.5 | 299.8 | 298.9 | 298.2 | 297.6 | 296.8 | 295.7 | 292.3 | 7.99 | 0.85 | 7.86 | 6.74 | 10.64% | 298.795 | 7.9952 | 0.29376 | 7.9537 | 1.0052 | 8.0317 | 885.99 | 900.01
2012-03-23 03:50 | 9.59 | 9.45 | 9.14 | 8.84 | 8.55 | 8.26 | 8.02 | 7.83 | 7.61 | 7.12 | 304.3 | 304.1 | 304.2 | 304.5 | 304.1 | 303.7 | 303.6 | 303.5 | 303.2 | 302.7 | 294.9 | 8.33 | 0.9 | 8.14 | 6.82 | 10.8% | 303.685 | 8.3255 | 0.27248 | 8.2252 | 1.0122 | 8.4316 | 1010.11 | 1046.81
2012-03-23 04:00 | 11.79 | 11.7 | 11.51 | 11.28 | 11.06 | 10.83 | 10.63 | 10.41 | 10.14 | 9.7 | 304.5 | 304.2 | 303.6 | 302.8 | 302 | 301.5 | 301.3 | 300.7 | 299.8 | 298.8 | 294.3 | 11.17 | 0.98 | 11.01 | 9.09 | 8.774% | 301.47 | 10.8175 | 0.17225 | 10.8011 | 1.0015 | 11.187 | 1918.28 | 1919.96
2012-03-23 04:10 | 12.17 | 12.06 | 11.87 | 11.66 | 11.45 | 11.19 | 10.93 | 10.73 | 10.55 | 10.2 | 305 | 304.8 | 304.7 | 304.6 | 304.1 | 303.3 | 302.7 | 302.3 | 302 | 301.6 | 294.3 | 11.33 | 0.81 | 11.14 | 9.61 | 7.149% | 303.21 | 11.1839 | 0.21725 | 11.1524 | 1.0028 | 11.362 | 1931.72 | 1934.24
2012-03-23 04:20 | 11.72 | 11.49 | 11.09 | 10.82 | 10.64 | 10.41 | 10.13 | 9.83 | 9.52 | 8.89 | 303 | 302.8 | 302.2 | 301.6 | 301.2 | 300.8 | 300.5 | 300.5 | 300.6 | 300.2 | 293.7 | 10.6 | 1.14 | 10.39 | 8.49 | 10.75% | 300.755 | 10.3397 | 0.25196 | 10.3694 | 0.99714 | 10.5696 | 1797.2 | 1789.19
2012-03-23 04:30 | 11.15 | 11.02 | 10.74 | 10.42 | 10.14 | 9.88 | 9.58 | 9.23 | 8.86 | 8.36 | 302.6 | 302.3 | 301.8 | 301.6 | 301.6 | 301.6 | 301.4 | 301.1 | 300.9 | 300.3 | 293.4 | 10 | 1.18 | 9.86 | 8.24 | 11.8% | 301.57 | 9.8349 | 0.28494 | 9.8364 | 0.99984 | 9.9984 | 1637 | 1637
2012-03-23 04:40 | 10.64 | 10.37 | 9.92 | 9.62 | 9.41 | 9.2 | 8.96 | 8.75 | 8.6 | 8.32 | 307 | 307.3 | 307.8 | 307.9 | 307.5 | 307.2 | 307.1 | 307.1 | 306.7 | 306.4 | 298.6 | 9.72 | 1.54 | 9.43 | 8.1 | 15.84% | 307.185 | 9.222 | 0.24427 | 9.1652 | 1.0062 | 9.7802 | 1530.32 | 1553.18
2012-03-23 04:50 | 10.85 | 10.7 | 10.42 | 10.11 | 9.79 | 9.5 | 9.2 | 8.9 | 8.62 | 8.1 | 305.6 | 305.5 | 305.4 | 305.1 | 304.7 | 304.4 | 304.2 | 303.9 | 303.6 | 303.2 | 296.6 | 9.33 | 1.08 | 9.14 | 7.69 | 11.58% | 304.37 | 9.5065 | 0.29653 | 9.4564 | 1.0053 | 9.3795 | 1381.73 | 1400.78
2012-03-23 05:00 | 10.16 | 10.01 | 9.77 | 9.48 | 9.15 | 8.82 | 8.55 | 8.28 | 7.99 | 7.54 | 305 | 305.1 | 305.1 | 305.1 | 304.8 | 304 | 303.5 | 303.8 | 303.9 | 303.4 | 296.6 | 9.42 | 1.47 | 9.24 | 7.68 | 15.61% | 303.925 | 8.8664 | 0.28731 | 8.7808 | 1.0097 | 9.5118 | 1416.02 | 1450.31
2012-03-23 05:10 | 10.31 | 10.09 | 9.75 | 9.5 | 9.24 | 8.9 | 8.53 | 8.17 | 7.82 | 7.33 | 308 | 308.2 | 308.8 | 309.1 | 308.7 | 308.7 | 309 | 309.1 | 309.1 | 309.2 | 300.3 | 8.77 | 1.44 | 8.5 | 7.01 | 16.42% | 308.745 | 8.8568 | 0.39239 | 8.846 | 1.0012 | 8.7807 | 1171.59 | 1175.26
2012-03-23 05:20 | 9.7 | 9.64 | 9.47 | 9.22 | 9 | 8.72 | 8.38 | 8.09 | 7.8 | 7.41 | 307.6 | 307.4 | 306.8 | 306.4 | 306.5 | 306.9 | 306.6 | 306.2 | 306.1 | 306.4 | 299.2 | 8.95 | 1.04 | 8.72 | 6.72 | 11.62% | 306.855 | 8.6675 | 0.36753 | 8.6705 | 0.99966 | 8.947 | 1237.65 | 1237.65
2012-03-23 05:30 | 7.93 | 7.68 | 7.24 | 6.88 | 6.63 | 6.38 | 6.14 | 5.98 | 5.9 | 5.56 | 312.7 | 312.9 | 312.8 | 311.9 | 311.1 | 310.6 | 309.8 | 308.7 | 308.1 | 308.2 | 305.2 | 7.23 | 1.4 | 6.83 | 5.31 | 19.36% | 310.48 | 6.4761 | 0.35433 | 6.345 | 1.0207 | 7.3794 | 657.23 | 702.38
2012-03-23 05:40 | 6.84 | 6.59 | 6.13 | 5.65 | 5.24 | 4.85 | 4.53 | 4.38 | 4.34 | 4.19 | 312.7 | 312.6 | 312.5 | 313.2 | 314.1 | 314.1 | 312.7 | 311 | 309.9 | 311.3 | 302 | 5.17 | 1.1 | 4.92 | 3.99 | 21.28% | 313.89 | 5.1035 | 0.63076 | 4.8028 | 1.0626 | 5.4937 | 227.54 | 279.38
2012-03-23 05:50 | 6.85 | 6.72 | 6.4 | 6.03 | 5.7 | 5.33 | 4.91 | 4.52 | 4.14 | 3.73 | 310.5 | 310.2 | 309.2 | 308.4 | 307.5 | 307 | 308 | 309.7 | 311.6 | 312 | 308.8 | 5.64 | 1.09 | 5.41 | 3.73 | 19.33% | 307.15 | 5.367 | 0.75847 | 5.2677 | 1.0189 | 5.7463 | 303.68 | 321.5
2012-03-23 06:00 | 6.71 | 6.6 | 6.47 | 6.26 | 5.99 | 5.74 | 5.53 | 5.35 | 5.14 | 4.63 | 311.3 | 311 | 310.5 | 310.6 | 311.1 | 311.9 | 312.5 | 312.7 | 312.7 | 312.8 | 304.7 | 5.65 | 1.54 | 5.46 | 4.3 | 27.26% | 311.99 | 5.7823 | 0.34442 | 5.7094 | 1.0128 | 5.7221 | 305.3 | 316.64
2012-03-23 06:10 | 7.8 | 7.68 | 7.47 | 7.23 | 6.96 | 6.72 | 6.57 | 6.44 | 6.19 | 5.67 | 309.7 | 309.6 | 309.2 | 308.6 | 307.7 | 306.7 | 306.1 | 305.8 | 305.7 | 305.2 | 301.2 | 6.78 | 1.09 | 6.61 | 5.41 | 16.08% | 306.61 | 6.7896 | 0.20861 | 6.6983 | 1.0136 | 6.8725 | 538.28 | 558.62
2012-03-23 06:20 | 7.22 | 7.02 | 6.74 | 6.55 | 6.4 | 6.25 | 5.99 | 5.69 | 5.47 | 5.25 | 311.1 | 311.1 | 310.5 | 309.6 | 308.8 | 307.9 | 306.9 | 306.3 | 306.7 | 308.3 | 299.6 | 6.46 | 1.3 | 6.26 | 5.26 | 20.12% | 307.75 | 6.1662 | 0.39265 | 6.2121 | 0.99261 | 6.4123 | 465.96 | 454.66
2012-03-23 06:30 | 9.36 | 9.18 | 8.86 | 8.55 | 8.21 | 7.83 | 7.51 | 7.21 | 6.91 | 6.72 | 309.9 | 309.5 | 309.1 | 309.2 | 309.3 | 309.6 | 310.2 | 310.7 | 311.4 | 312.6 | 302.6 | 8.01 | 1.64 | 7.69 | 6.77 | 20.47% | 309.69 | 7.9009 | 0.3856 | 7.7833 | 1.0151 | 8.131 | 892.67 | 936.71
2012-03-23 06:40 | 8.82 | 8.7 | 8.49 | 8.29 | 8.1 | 7.93 | 7.78 | 7.6 | 7.42 | 7.24 | 312.3 | 312.5 | 312.4 | 312.3 | 312.3 | 312.4 | 312.1 | 311.5 | 310.7 | 310.5 | 304.6 | 8.36 | 1.68 | 8.2 | 7.67 | 20.1% | 312.355 | 7.9437 | 0.17647 | 7.9083 | 1.0045 | 8.3974 | 1021.12 | 1035.8
2012-03-23 06:50 | 9.02 | 8.9 | 8.64 | 8.37 | 8.09 | 7.83 | 7.6 | 7.39 | 7.14 | 6.62 | 317.6 | 317.8 | 318.2 | 318.6 | 318.9 | 319.5 | 320.4 | 321.1 | 321.5 | 322 | 310.9 | 8.13 | 1.1 | 7.85 | 6.25 | 13.53% | 319.635 | 7.8636 | 0.27551 | 7.7966 | 1.0086 | 8.1998 | 936.71 | 962.4
2012-03-23 07:00 | 9.08 | 8.89 | 8.51 | 8.21 | 7.97 | 7.76 | 7.53 | 7.3 | 7.06 | 6.78 | 315.9 | 316.1 | 316.6 | 316.9 | 317.1 | 317.3 | 317.6 | 317.5 | 317.3 | 317.3 | 308.4 | 7.99 | 1.25 | 7.82 | 6.69 | 15.64% | 317.345 | 7.7778 | 0.27804 | 7.7266 | 1.0066 | 8.0429 | 885.99 | 903.68
2012-03-23 07:10 | 8.77 | 8.62 | 8.36 | 8.12 | 7.91 | 7.71 | 7.5 | 7.27 | 7.07 | 6.81 | 312.7 | 312.5 | 312.4 | 312.5 | 312.7 | 313.3 | 313.6 | 313.3 | 313.3 | 312.9 | 302.8 | 7.76 | 1.48 | 7.6 | 6.36 | 19.07% | 313.345 | 7.7102 | 0.25519 | 7.6796 | 1.004 | 7.791 | 816.76 | 825.79
2012-03-23 07:20 | 9.59 | 9.54 | 9.46 | 9.32 | 9.12 | 8.91 | 8.71 | 8.52 | 8.34 | 7.98 | 306.3 | 306.2 | 306 | 306.1 | 306.3 | 306.1 | 305.4 | 304.8 | 304.5 | 304.7 | 298.5 | 9.02 | 1.23 | 8.82 | 7.45 | 13.64% | 305.995 | 8.8939 | 0.20979 | 8.8811 | 1.0014 | 9.033 | 1263.62 | 1267.43
2012-03-23 07:30 | 9.58 | 9.5 | 9.42 | 9.34 | 9.26 | 9.12 | 8.9 | 8.67 | 8.49 | 8.13 | 305.9 | 306 | 306.5 | 307.1 | 307.2 | 306.8 | 306.8 | 306.6 | 306.4 | 306.1 | 299.8 | 9.2 | 1.18 | 9.1 | 8.13 | 12.83% | 306.8 | 9.0077 | 0.22565 | 9.0881 | 0.99115 | 9.1186 | 1332.2 | 1301.72
2012-03-23 07:40 | 8.66 | 8.63 | 8.55 | 8.42 | 8.25 | 8.1 | 7.99 | 7.91 | 7.81 | 7.56 | 312.4 | 312.5 | 312.2 | 312.3 | 313 | 313.5 | 313.5 | 313.8 | 314.7 | 315.7 | 304.4 | 8.26 | 1.17 | 8.16 | 7.47 | 14.16% | 313.5 | 8.1336 | 0.12635 | 8.0841 | 1.0061 | 8.3106 | 984.42 | 1002.77
2012-03-23 07:50 | 8.54 | 8.45 | 8.3 | 8.19 | 8.08 | 7.96 | 7.88 | 7.83 | 7.74 | 7.46 | 313.4 | 313.6 | 313.8 | 313.9 | 313.7 | 313.5 | 313.7 | 314.6 | 315.2 | 315 | 303.1 | 7.93 | 1.38 | 7.8 | 6.97 | 17.4% | 313.53 | 7.9857 | 0.093344 | 7.9485 | 1.0047 | 7.9671 | 867.93 | 879.97
2012-03-23 08:00 | 9.38 | 9.3 | 9.14 | 9.02 | 8.9 | 8.8 | 8.68 | 8.51 | 8.3 | 8.12 | 313.2 | 312.9 | 312.5 | 312.4 | 312.7 | 313.1 | 313.4 | 313.8 | 314.1 | 315 | 306.7 | 9.14 | 1.42 | 9.05 | 8.03 | 15.54% | 313.145 | 8.7544 | 0.12688 | 8.7827 | 0.99678 | 9.1106 | 1309.34 | 1297.91
2012-03-23 08:10 | 7.55 | 7.4 | 7.15 | 6.94 | 6.72 | 6.47 | 6.26 | 6.15 | 6.07 | 5.88 | 317.7 | 318 | 319.4 | 320.7 | 321.2 | 321.7 | 322.4 | 323.4 | 325.2 | 327 | 313 | 6.73 | 1.26 | 6.56 | 5.73 | 18.72% | 321.805 | 6.5446 | 0.30491 | 6.4395 | 1.0163 | 6.8399 | 526.98 | 551.84
2012-03-23 08:20 | 6.11 | 5.97 | 5.74 | 5.67 | 5.71 | 5.63 | 5.44 | 5.24 | 5.05 | 4.84 | 322.4 | 322.3 | 322.5 | 323 | 323.4 | 322.9 | 322.5 | 323.4 | 324.8 | 326.7 | 317.6 | 5.63 | 1.19 | 5.62 | 4.9 | 21.14% | 322.84 | 5.4941 | 0.31725 | 5.6024 | 0.98067 | 5.5212 | 302.06 | 284.24
2012-03-23 08:30 | 5.25 | 5.21 | 5.09 | 4.9 | 4.79 | 4.77 | 4.75 | 4.73 | 4.67 | 4.49 | 332.7 | 332.9 | 332.1 | 330.4 | 328.8 | 327.7 | 327.6 | 328.2 | 329 | 330 | 320.4 | 4.95 | 0.88 | 4.94 | 4.27 | 17.78% | 327.685 | 4.8077 | 0.038828 | 4.7671 | 1.0085 | 4.9922 | 194.55 | 198.91
2012-03-23 08:40 | 5.36 | 5.29 | 5.18 | 5.14 | 5.13 | 5.09 | 5.01 | 4.92 | 4.71 | 4.36 | 324.3 | 325.1 | 325.6 | 325.6 | 324.7 | 323.7 | 323.4 | 322.9 | 323 | 323.4 | 314.5 | 5.07 | 0.8 | 4.96 | 4.45 | 15.78% | 323.655 | 5.0075 | 0.14639 | 5.0785 | 0.98602 | 4.9991 | 211.34 | 200
2012-03-23 08:50 | 6.64 | 6.61 | 6.51 | 6.39 | 6.27 | 6.1 | 5.9 | 5.73 | 5.59 | 5.35 | 314.6 | 314.5 | 314.4 | 314.6 | 315.3 | 315.9 | 315.8 | 315.3 | 315.4 | 315.2 | 310.7 | 6.36 | 0.97 | 6.21 | 5.41 | 15.25% | 315.885 | 6.0635 | 0.30806 | 6.0709 | 0.99877 | 6.3522 | 443.36 | 441.1
2012-03-23 09:00 | 7.82 | 7.76 | 7.65 | 7.56 | 7.41 | 7.23 | 7.08 | 7 | 6.88 | 6.48 | 317.8 | 317.7 | 317.9 | 318.5 | 318.9 | 318.9 | 318.9 | 318.7 | 318.5 | 318.9 | 311.1 | 7.34 | 0.98 | 7.24 | 6.29 | 13.35% | 318.9 | 7.2416 | 0.19374 | 7.2083 | 1.0046 | 7.3739 | 690.34 | 699.37
2012-03-23 09:10 | 6.22 | 6.17 | 6.03 | 5.9 | 5.85 | 5.88 | 5.91 | 5.87 | 5.8 | 5.59 | 315.2 | 315.4 | 315.6 | 316.2 | 317.4 | 318.1 | 318.2 | 318.2 | 318.3 | 318.9 | 306.7 | 5.9 | 0.93 | 5.79 | 5.34 | 15.76% | 318.115 | 5.8851 | -0.047028 | 5.8843 | 1.0001 | 5.9008 | 345.8 | 345.8
2012-03-23 09:20 | 5.86 | 5.77 | 5.62 | 5.5 | 5.4 | 5.36 | 5.36 | 5.38 | 5.39 | 5.31 | 313.2 | 312.9 | 312.5 | 312.3 | 311.8 | 311.4 | 311.5 | 311.8 | 311.8 | 310.5 | 303.6 | 5.48 | 1 | 5.4 | 5.29 | 18.25% | 311.415 | 5.4343 | 0 | 5.36 | 1.0139 | 5.556 | 277.76 | 290.72
2012-03-23 09:30 | 4.98 | 4.94 | 4.87 | 4.83 | 4.8 | 4.73 | 4.61 | 4.53 | 4.53 | 4.53 | 318.2 | 318.2 | 318.2 | 318.5 | 318.4 | 317.3 | 315.9 | 315 | 314.5 | 314.4 | 301.9 | 4.59 | 0.66 | 4.64 | 4.63 | 14.38% | 317.09 | 4.6993 | 0.23747 | 4.7126 | 0.99717 | 4.577 | 155.31 | 154.22
2012-03-23 09:40 | 5.73 | 5.69 | 5.58 | 5.48 | 5.44 | 5.45 | 5.46 | 5.46 | 5.48 | 5.46 | 311.8 | 311.4 | 310.5 | 309 | 307.4 | 306.5 | 306.1 | 306.4 | 307 | 307.4 | 298.8 | 5.77 | 0.9 | 5.7 | 5.56 | 15.6% | 306.44 | 5.4812 | -0.01694 | 5.4514 | 1.0055 | 5.8016 | 324.74 | 329.6
2012-03-23 09:50 | 5.98 | 5.96 | 5.96 | 6.03 | 6.09 | 6.07 | 6 | 5.94 | 5.94 | 5.97 | 317.2 | 317.2 | 317 | 316.5 | 315.7 | 314.7 | 314.3 | 313.7 | 312.3 | 311 | 303.4 | 6.07 | 0.8 | 6.05 | 6 | 13.18% | 314.64 | 6.0006 | 0.10719 | 6.0599 | 0.99021 | 6.0106 | 377.82 | 364.26
2012-03-23 10:00 | 6.64 | 6.61 | 6.52 | 6.45 | 6.41 | 6.43 | 6.49 | 6.49 | 6.47 | 6.46 | 306 | 306.3 | 307.1 | 308.4 | 309.3 | 309.4 | 309.2 | 309 | 309 | 309.9 | 302.3 | 6.65 | 1.03 | 6.64 | 6.66 | 15.49% | 309.37 | 6.4694 | -0.08583 | 6.4386 | 1.0048 | 6.6818 | 508.9 | 515.68
2012-03-23 10:10 | 5.7 | 5.7 | 5.68 | 5.66 | 5.7 | 5.71 | 5.66 | 5.56 | 5.46 | 5.43 | 301.9 | 301.6 | 301.3 | 301.5 | 301.7 | 302 | 302.6 | 303.4 | 304.1 | 304.5 | 293.6 | 5.91 | 0.77 | 5.87 | 5.55 | 13.03% | 302.09 | 5.6259 | 0.081276 | 5.7028 | 0.98652 | 5.8303 | 347.42 | 334.46
2012-03-23 10:20 | 6.08 | 6.08 | 6.07 | 6.06 | 6.03 | 5.97 | 5.92 | 5.88 | 5.82 | 5.72 | 305.5 | 305 | 304.1 | 303.5 | 303.3 | 303.2 | 303.2 | 303.1 | 303 | 303 | 295.6 | 6.1 | 0.86 | 6.02 | 5.59 | 14.1% | 303.2 | 5.9549 | 0.077721 | 5.9628 | 0.99867 | 6.0919 | 384.6 | 382.34
2012-03-23 10:30 | 6.27 | 6.27 | 6.19 | 6.05 | 5.92 | 5.79 | 5.64 | 5.48 | 5.32 | 5.13 | 302.3 | 302.4 | 301.7 | 300.3 | 299.7 | 299.7 | 300.3 | 300.6 | 300.3 | 300.5 | 292.5 | 5.79 | 0.9 | 5.74 | 5.06 | 15.54% | 299.79 | 5.7632 | 0.24256 | 5.7683 | 0.99912 | 5.7849 | 327.98 | 326.36
2012-03-23 10:40 | 6.46 | 6.4 | 6.28 | 6.18 | 6.14 | 6.06 | 5.96 | 5.87 | 5.79 | 5.7 | 300.1 | 299.8 | 299 | 297.6 | 296.7 | 296.3 | 296.1 | 296.1 | 296.1 | 296.2 | 288.1 | 6.21 | 0.74 | 6.19 | 5.72 | 11.92% | 296.27 | 6.0357 | 0.15376 | 6.0456 | 0.99836 | 6.1998 | 409.46 | 407.2
2012-03-23 10:50 | 6.44 | 6.41 | 6.37 | 6.3 | 6.19 | 6.07 | 5.96 | 5.84 | 5.71 | 5.57 | 298.9 | 299 | 299 | 299.3 | 299.8 | 300.2 | 300.1 | 299.8 | 299.7 | 300.4 | 293.8 | 5.87 | 0.83 | 5.88 | 5.7 | 14.14% | 300.185 | 6.0527 | 0.169 | 6.0541 | 0.99977 | 5.8686 | 340.94 | 340.94
2012-03-23 11:00 | 7.18 | 7.14 | 7.07 | 7.05 | 7.06 | 7.04 | 6.98 | 6.91 | 6.79 | 6.51 | 298.3 | 297.8 | 297.2 | 296.8 | 296.3 | 295.9 | 295.5 | 295.2 | 294.9 | 294.9 | 289.4 | 7.2 | 0.91 | 7.17 | 6.65 | 12.64% | 295.84 | 6.9685 | 0.079096 | 7.0314 | 0.99105 | 7.1356 | 648.2 | 630.14
2012-03-23 11:10 | 6.82 | 6.8 | 6.72 | 6.66 | 6.65 | 6.62 | 6.61 | 6.6 | 6.58 | 6.5 | 302.6 | 302.8 | 302.8 | 302.8 | 302.7 | 302.6 | 302.1 | 301.7 | 301.2 | 300.8 | 296.5 | 6.97 | 0.87 | 7.01 | 6.44 | 12.48% | 302.525 | 6.6323 | 0.01397 | 6.6186 | 1.0021 | 6.9844 | 581.22 | 583.48
2012-03-23 11:20 | 6.84 | 6.81 | 6.79 | 6.75 | 6.64 | 6.5 | 6.49 | 6.53 | 6.51 | 6.32 | 300.1 | 299.7 | 299.1 | 298.8 | 298.4 | 298 | 297.7 | 297.8 | 297.5 | 296.5 | 292.3 | 6.91 | 1.08 | 6.91 | 6.49 | 15.63% | 297.955 | 6.5905 | 0.014228 | 6.4986 | 1.0141 | 7.0077 | 567.66 | 591.01
2012-03-23 11:30 | 7.41 | 7.38 | 7.3 | 7.21 | 7.18 | 7.16 | 7.16 | 7.17 | 7.18 | 7.17 | 306.2 | 306.3 | 306.3 | 306 | 306.1 | 306.3 | 306.3 | 306 | 305.8 | 305.9 | 296 | 7.2 | 1.12 | 7.18 | 6.85 | 15.56% | 306.3 | 7.1983 | 0 | 7.16 | 1.0053 | 7.2385 | 648.2 | 660.24
2012-03-23 11:40 | 7.17 | 7.12 | 7.03 | 6.94 | 6.88 | 6.82 | 6.81 | 6.84 | 6.84 | 6.67 | 302.7 | 302.5 | 302.2 | 301.6 | 300.8 | 300.2 | 300 | 299.6 | 299.1 | 298.2 | 292.5 | 6.98 | 0.91 | 6.94 | 6.14 | 13.04% | 300.17 | 6.8743 | 0.01356 | 6.8186 | 1.0082 | 7.0371 | 583.48 | 600.04
2012-03-23 11:50 | 6.7 | 6.68 | 6.62 | 6.54 | 6.47 | 6.42 | 6.38 | 6.3 | 6.23 | 6.15 | 299 | 298.8 | 298.6 | 298.7 | 298.8 | 298.5 | 297.9 | 297.3 | 296.8 | 296.7 | 291.3 | 6.49 | 0.61 | 6.44 | 6.21 | 9.399% | 298.41 | 6.4166 | 0.057756 | 6.4143 | 1.0004 | 6.4924 | 472.74 | 472.74
2012-03-23 12:00 | 7.28 | 7.21 | 7.06 | 6.91 | 6.79 | 6.66 | 6.55 | 6.52 | 6.5 | 6.33 | 305 | 305.2 | 305.2 | 304.7 | 304.2 | 304.1 | 304.1 | 304.1 | 303.6 | 303.2 | 296.7 | 6.99 | 1.18 | 6.89 | 6.25 | 16.88% | 304.1 | 6.7111 | 0.1539 | 6.6441 | 1.0101 | 7.0605 | 585.74 | 606.06
2012-03-23 12:10 | 6.66 | 6.64 | 6.62 | 6.63 | 6.66 | 6.63 | 6.56 | 6.51 | 6.45 | 6.34 | 305.3 | 305.1 | 305.1 | 305.6 | 306 | 306.4 | 307 | 307.8 | 308.3 | 308.3 | 300.8 | 6.35 | 1.07 | 6.31 | 6.03 | 16.85% | 306.49 | 6.5696 | 0.098086 | 6.6199 | 0.9924 | 6.3018 | 441.1 | 429.8
2012-03-23 12:20 | 6.66 | 6.61 | 6.48 | 6.44 | 6.41 | 6.32 | 6.22 | 6.1 | 5.95 | 5.77 | 303.1 | 303 | 302.9 | 302.9 | 303.2 | 303.5 | 303.9 | 304.2 | 304.2 | 304.8 | 295.7 | 6.36 | 1 | 6.3 | 5.65 | 15.72% | 303.56 | 6.2648 | 0.14739 | 6.3056 | 0.99354 | 6.3189 | 443.36 | 434.32
2012-03-23 12:30 | 5.19 | 5.18 | 5.16 | 5.16 | 5.2 | 5.24 | 5.27 | 5.29 | 5.27 | 5.16 | 303.8 | 303.6 | 303.1 | 302.2 | 301.5 | 301.6 | 302.2 | 302.9 | 303.3 | 303.7 | 297.7 | 5.4 | 0.6 | 5.37 | 5.09 | 11.11% | 301.69 | 5.2236 | -0.052756 | 5.2443 | 0.99606 | 5.3787 | 264.8 | 261.56
2012-03-23 12:40 | 5.61 | 5.58 | 5.53 | 5.47 | 5.44 | 5.42 | 5.36 | 5.28 | 5.15 | 5.02 | 311.3 | 311 | 310.4 | 310 | 310.1 | 310.2 | 310.4 | 310.7 | 311.3 | 312 | 301.9 | 5.57 | 0.76 | 5.58 | 5.18 | 13.64% | 310.23 | 5.3686 | 0.10287 | 5.4114 | 0.99209 | 5.5259 | 292.34 | 285.86
2012-03-23 12:50 | 6.08 | 6.05 | 5.97 | 5.9 | 5.87 | 5.85 | 5.83 | 5.79 | 5.74 | 5.6 | 310.3 | 310.3 | 310.5 | 311.1 | 311.7 | 312.4 | 313.5 | 314.5 | 315.5 | 317.6 | 306.4 | 5.97 | 0.59 | 5.97 | 5.63 | 9.883% | 312.565 | 5.8406 | 0.031647 | 5.8471 | 0.99889 | 5.9634 | 357.14 | 355.52
2012-03-23 13:00 | 4.9 | 4.91 | 4.91 | 4.89 | 4.89 | 4.88 | 4.84 | 4.8 | 4.77 | 4.59 | 317.6 | 318.1 | 318.7 | 319.6 | 320.8 | 321.6 | 322.6 | 323.5 | 324.6 | 325.8 | 313.8 | 4.92 | 0.64 | 4.87 | 4.46 | 13.01% | 321.75 | 4.8395 | 0.076058 | 4.8742 | 0.99286 | 4.8849 | 191.28 | 186.92
2012-03-23 13:10 | 5.47 | 5.46 | 5.45 | 5.44 | 5.43 | 5.4 | 5.36 | 5.33 | 5.28 | 5.19 | 309.4 | 309.6 | 310.2 | 310.9 | 311.6 | 312.5 | 313.3 | 313.9 | 313.7 | 313.7 | 304.1 | 5.34 | 0.43 | 5.28 | 4.83 | 8.052% | 312.62 | 5.375 | 0.068707 | 5.3943 | 0.99643 | 5.3209 | 255.08 | 251.84
2012-03-23 13:20 | 4.76 | 4.73 | 4.65 | 4.59 | 4.55 | 4.5 | 4.45 | 4.4 | 4.35 | 4.24 | 300.2 | 300.4 | 300.7 | 300.5 | 300.8 | 301.5 | 302 | 302.6 | 303.3 | 304.1 | 294.5 | 4.58 | 0.42 | 4.53 | 4.31 | 9.17% | 301.575 | 4.4933 | 0.10325 | 4.4928 | 1.0001 | 4.5805 | 154.22 | 154.22
2012-03-23 13:30 | 4.67 | 4.63 | 4.54 | 4.44 | 4.32 | 4.2 | 4.09 | 4.02 | 3.99 | 3.88 | 297 | 297 | 297.1 | 297.2 | 297.4 | 297.6 | 298.1 | 298.8 | 299.4 | 299.2 | 289.8 | 4.39 | 0.44 | 4.35 | 3.93 | 10.02% | 297.675 | 4.2287 | 0.24525 | 4.1841 | 1.0107 | 4.4368 | 133.51 | 138.96
2012-03-23 13:40 | 4 | 4.01 | 4 | 3.97 | 3.91 | 3.84 | 3.77 | 3.76 | 3.79 | 3.69 | 298.6 | 298.8 | 298.9 | 299.2 | 300 | 300.5 | 300.4 | 300.6 | 301.2 | 301.5 | 288.7 | 3.81 | 0.47 | 3.79 | 3.26 | 12.34% | 300.485 | 3.8574 | 0.17001 | 3.8299 | 1.0072 | 3.8374 | 73.71 | 76.44
2012-03-23 13:50 | 3.34 | 3.34 | 3.34 | 3.33 | 3.32 | 3.33 | 3.31 | 3.29 | 3.3 | 3.19 | 297.3 | 297.9 | 299 | 300.7 | 302.8 | 304 | 304.6 | 305.4 | 306.6 | 309 | 294.3 | 3.31 | 0.35 | 3.28 | 3.1 | 10.57% | 304.09 | 3.3071 | 0.055669 | 3.3271 | 0.99397 | 3.29 | 28.21 | 26.39
2012-03-23 14:00 | 3.58 | 3.55 | 3.5 | 3.49 | 3.45 | 3.42 | 3.41 | 3.39 | 3.35 | 3.33 | 290.4 | 291.3 | 293.1 | 294.5 | 295.5 | 296.7 | 297.4 | 298.5 | 299.9 | 301.9 | 291.8 | 3.6 | 0.45 | 3.63 | 3.36 | 12.5% | 296.805 | 3.4253 | 0.02706 | 3.4186 | 1.002 | 3.6071 | 54.6 | 55.51
2012-03-23 14:10 | 4.58 | 4.55 | 4.48 | 4.42 | 4.37 | 4.35 | 4.32 | 4.24 | 4.12 | 3.92 | 293.7 | 293.9 | 293.8 | 293.8 | 294.6 | 294.9 | 294.9 | 295.5 | 296.8 | 299 | 286.4 | 4.43 | 0.86 | 4.41 | 3.87 | 19.41% | 294.9 | 4.317 | 0.063952 | 4.3457 | 0.9934 | 4.4008 | 137.87 | 134.6
2012-03-23 14:20 | 4.9 | 4.85 | 4.84 | 4.81 | 4.74 | 4.68 | 4.66 | 4.61 | 4.58 | 4.56 | 300.3 | 300.4 | 300.3 | 299.7 | 299.5 | 299.5 | 299.9 | 300.6 | 301.8 | 303.2 | 294.4 | 5 | 0.48 | 4.95 | 4.56 | 9.6% | 299.56 | 4.6982 | 0.039576 | 4.6771 | 1.0045 | 5.0225 | 200 | 203.24
2012-03-23 14:30 | 4.44 | 4.4 | 4.38 | 4.32 | 4.25 | 4.21 | 4.14 | 4.09 | 4.02 | 3.88 | 301.2 | 301.8 | 302.7 | 303.1 | 303.4 | 303.8 | 304.2 | 304.7 | 305.1 | 306.1 | 296.8 | 4.34 | 0.57 | 4.26 | 3.87 | 13.13% | 303.86 | 4.1918 | 0.15494 | 4.1999 | 0.99807 | 4.3316 | 128.06 | 126.97
2012-03-23 14:40 | 4.02 | 3.98 | 3.89 | 3.84 | 3.81 | 3.78 | 3.68 | 3.58 | 3.5 | 3.35 | 291.4 | 292.2 | 293.7 | 294.5 | 295 | 295.5 | 296.4 | 297 | 297.2 | 297.8 | 286.8 | 3.82 | 0.38 | 3.77 | 3.32 | 9.948% | 295.635 | 3.7191 | 0.24776 | 3.7655 | 0.98767 | 3.7729 | 74.62 | 70.07
2012-03-23 14:50 | 4.68 | 4.61 | 4.48 | 4.37 | 4.24 | 4.12 | 3.99 | 3.85 | 3.72 | 3.59 | 291.8 | 292 | 292.2 | 292.4 | 292.6 | 292.7 | 293.1 | 293.7 | 294.2 | 295.4 | 286.1 | 4.27 | 0.81 | 4.19 | 3.42 | 18.97% | 292.76 | 4.1133 | 0.29628 | 4.1011 | 1.003 | 4.2826 | 120.43 | 121.52
2012-03-23 15:00 | 5.4 | 5.37 | 5.3 | 5.23 | 5.15 | 5.03 | 4.89 | 4.75 | 4.62 | 4.34 | 296.6 | 296.3 | 296 | 295.9 | 295.6 | 295.2 | 295.3 | 295.5 | 295.5 | 295.6 | 287.7 | 5 | 0.45 | 4.94 | 4.03 | 9% | 295.215 | 4.9842 | 0.26085 | 5.0097 | 0.99491 | 4.9745 | 200 | 196.73
2012-03-23 15:10 | 5.3 | 5.23 | 5.15 | 5.09 | 4.98 | 4.85 | 4.71 | 4.58 | 4.46 | 4.24 | 302.7 | 302.6 | 302.1 | 301.5 | 301.1 | 301.3 | 301 | 299.9 | 298.9 | 297.6 | 293.4 | 4.92 | 0.43 | 4.85 | 4.03 | 8.74% | 301.255 | 4.823 | 0.27068 | 4.8297 | 0.99862 | 4.9132 | 191.28 | 190.19
2012-03-23 15:20 | 4.19 | 4.12 | 4 | 3.95 | 3.91 | 3.87 | 3.84 | 3.82 | 3.77 | 3.65 | 305.6 | 305.9 | 306.4 | 305.8 | 305.7 | 305.7 | 305.4 | 305.3 | 304.9 | 303.9 | 297.1 | 4.03 | 0.41 | 3.99 | 3.37 | 10.17% | 305.655 | 3.8776 | 0.071915 | 3.8657 | 1.0031 | 4.0424 | 94.27 | 95.36
2012-03-23 15:30 | 3.66 | 3.6 | 3.5 | 3.43 | 3.33 | 3.19 | 3.05 | 2.97 | 2.92 | 2.81 | 303 | 303.7 | 304.6 | 304.8 | 304.7 | 304.9 | 305 | 305.5 | 305.9 | 306 | 297 | 3.3 | 0.37 | 3.19 | 2.91 | 11.21% | 304.915 | 3.2032 | 0.41473 | 3.1696 | 1.0106 | 3.335 | 27.3 | 30.94
2012-03-23 15:40 | 4 | 3.94 | 3.82 | 3.7 | 3.6 | 3.51 | 3.48 | 3.42 | 3.33 | 3.18 | 298.1 | 298.2 | 299 | 299.3 | 299.7 | 300.3 | 300 | 299.3 | 298.7 | 299 | 290.9 | 3.59 | 0.49 | 3.5 | 3.27 | 13.65% | 300.255 | 3.55 | 0.079322 | 3.5057 | 1.0126 | 3.6354 | 53.69 | 58.24
2012-03-23 15:50 | 4.12 | 4.03 | 3.92 | 3.74 | 3.64 | 3.52 | 3.42 | 3.32 | 3.25 | 3.14 | 296.8 | 297.2 | 297.6 | 298.2 | 299.2 | 300.2 | 300.3 | 300.1 | 300.1 | 300.8 | 293 | 3.69 | 0.43 | 3.63 | 3.18 | 11.65% | 300.215 | 3.5491 | 0.26633 | 3.5055 | 1.0124 | 3.7359 | 62.79 | 67.34
2012-03-23 16:00 | 4.6 | 4.45 | 4.2 | 3.98 | 3.77 | 3.54 | 3.29 | 3.06 | 2.89 | 2.67 | 285.2 | 285.3 | 285.1 | 285.1 | 285.5 | 285.3 | 285.3 | 285.9 | 286.6 | 288.1 | 279 | 3.59 | 0.48 | 3.47 | 2.63 | 13.37% | 285.3 | 3.5777 | 0.6768 | 3.503 | 1.0213 | 3.6665 | 53.69 | 60.97
2012-03-23 16:10 | 5.97 | 5.82 | 5.5 | 5.11 | 4.75 | 4.37 | 4.02 | 3.65 | 3.31 | 2.92 | 291 | 290.5 | 289.7 | 289 | 288.2 | 287.3 | 286.9 | 286.7 | 285.7 | 284.8 | 279.1 | 4.58 | 0.6 | 4.35 | 2.85 | 13.1% | 287.24 | 4.485 | 0.77145 | 4.318 | 1.0387 | 4.757 | 154.22 | 173.84
2012-03-23 16:20 | 5.41 | 5.24 | 4.91 | 4.66 | 4.43 | 4.22 | 4.03 | 3.83 | 3.62 | 3.37 | 287.1 | 287.3 | 287.7 | 288 | 287.9 | 287.7 | 287.8 | 287.5 | 287.2 | 286.8 | 279.9 | 4.41 | 0.38 | 4.25 | 3.37 | 8.617% | 287.715 | 4.2774 | 0.42572 | 4.1922 | 1.0203 | 4.4996 | 135.69 | 145.5
2012-03-23 16:30 | 6.81 | 6.67 | 6.4 | 6.12 | 5.82 | 5.51 | 5.19 | 4.91 | 4.62 | 4.24 | 280.4 | 280.3 | 279.9 | 279.5 | 279.2 | 279.2 | 279.4 | 279.8 | 279.9 | 280.4 | 273.2 | 5.76 | 0.65 | 5.63 | 4.11 | 11.28% | 279.23 | 5.5489 | 0.5529 | 5.463 | 1.0157 | 5.8506 | 323.12 | 337.7
2012-03-23 16:40 | 7.36 | 7.25 | 7.05 | 6.85 | 6.61 | 6.27 | 5.98 | 5.71 | 5.41 | 4.84 | 282.9 | 282.6 | 281.9 | 281.3 | 280.7 | 279.9 | 279.3 | 278.9 | 278.5 | 278 | 273.1 | 6.45 | 0.5 | 6.24 | 4.52 | 7.752% | 279.81 | 6.2776 | 0.43761 | 6.2276 | 1.008 | 6.5018 | 463.7 | 475
2012-03-23 16:50 | 7.5 | 7.42 | 7.24 | 7.07 | 6.86 | 6.59 | 6.28 | 6.03 | 5.78 | 5.35 | 285.8 | 285.4 | 284.7 | 284.1 | 283.1 | 282.2 | 280.8 | 279.5 | 278.3 | 277.2 | 275 | 6.58 | 0.71 | 6.49 | 5.15 | 10.79% | 281.99 | 6.5494 | 0.44526 | 6.5447 | 1.0007 | 6.5848 | 493.08 | 493.08
2012-03-23 17:00 | 7.48 | 7.38 | 7.22 | 7.04 | 6.8 | 6.51 | 6.23 | 5.99 | 5.79 | 5.41 | 284.5 | 284.2 | 283.6 | 282.7 | 281.5 | 280.4 | 279.6 | 279.2 | 278.6 | 277.4 | 273.9 | 6.64 | 0.56 | 6.52 | 5.33 | 8.434% | 280.28 | 6.5133 | 0.40626 | 6.4691 | 1.0068 | 6.6854 | 506.64 | 517.94
2012-03-23 17:10 | 8.01 | 7.84 | 7.47 | 7.08 | 6.76 | 6.43 | 6.16 | 5.88 | 5.64 | 5.35 | 286.1 | 285.7 | 284.8 | 284 | 283.6 | 283 | 282.3 | 281.1 | 279.6 | 278 | 275.3 | 6.42 | 0.49 | 6.27 | 5.12 | 7.632% | 282.895 | 6.5271 | 0.39642 | 6.3906 | 1.0214 | 6.5572 | 456.92 | 488.56
2012-03-23 17:20 | 8.49 | 8.32 | 8.05 | 7.8 | 7.58 | 7.35 | 7.14 | 6.82 | 6.46 | 6.02 | 291.6 | 291.1 | 290.1 | 289.6 | 289.2 | 287.9 | 285.8 | 284.1 | 282.5 | 280.5 | 279.6 | 7.3 | 0.87 | 7.15 | 5.88 | 11.92% | 287.585 | 7.3098 | 0.26787 | 7.3195 | 0.99868 | 7.2903 | 678.3 | 675.29
2012-03-23 17:30 | 8.74 | 8.58 | 8.21 | 7.89 | 7.63 | 7.41 | 7.21 | 6.95 | 6.67 | 6.28 | 293.4 | 292.5 | 291.5 | 290.6 | 290.1 | 289.2 | 288.5 | 287.6 | 287.2 | 286.9 | 282.2 | 7.61 | 0.91 | 7.45 | 6.19 | 11.96% | 289.095 | 7.4347 | 0.25285 | 7.381 | 1.0073 | 7.6654 | 771.61 | 789.67
2012-03-23 17:40 | 8.56 | 8.5 | 8.35 | 8.13 | 7.95 | 7.79 | 7.65 | 7.43 | 7.13 | 6.64 | 295.3 | 295 | 295.3 | 295.6 | 294.9 | 294.1 | 293.2 | 292.5 | 291.2 | 289.6 | 287.1 | 7.7 | 0.82 | 7.57 | 6.19 | 10.65% | 293.965 | 7.7564 | 0.16759 | 7.7698 | 0.99827 | 7.6867 | 798.7 | 795.69
2012-03-23 17:50 | 8.67 | 8.47 | 8.09 | 7.77 | 7.47 | 7.23 | 7.04 | 6.79 | 6.52 | 6.25 | 295.4 | 295 | 293.3 | 292.2 | 291 | 290 | 289.3 | 288.6 | 288.2 | 287.1 | 284.3 | 7.42 | 0.65 | 7.29 | 5.81 | 8.76% | 289.895 | 7.2888 | 0.2461 | 7.2025 | 1.012 | 7.5089 | 714.42 | 741.51
2012-03-23 18:00 | 9.32 | 9.12 | 8.76 | 8.54 | 8.16 | 7.67 | 7.25 | 6.89 | 6.53 | 6.06 | 290.2 | 289.6 | 288.7 | 288.4 | 287.8 | 287.2 | 286.9 | 286.4 | 285.6 | 284.2 | 279.7 | 7.71 | 0.64 | 7.48 | 6.09 | 8.301% | 287.155 | 7.7266 | 0.52041 | 7.6084 | 1.0155 | 7.8299 | 801.71 | 837.83
2012-03-23 18:10 | 8.44 | 8.27 | 8.02 | 7.79 | 7.53 | 7.24 | 7.01 | 6.83 | 6.55 | 6.11 | 287.7 | 287.1 | 285.9 | 285.1 | 283.9 | 282.6 | 281.9 | 281.6 | 280.8 | 279.5 | 277 | 7.47 | 0.71 | 7.32 | 5.85 | 9.505% | 282.495 | 7.2792 | 0.29833 | 7.2066 | 1.0101 | 7.5453 | 729.47 | 753.55
2012-03-23 18:20 | 7.97 | 7.8 | 7.58 | 7.46 | 7.29 | 6.99 | 6.7 | 6.47 | 6.26 | 5.88 | 292.1 | 291.3 | 290.4 | 289.1 | 287.9 | 286.3 | 285.6 | 284.6 | 283.5 | 281.8 | 278.7 | 7 | 0.88 | 6.91 | 5.51 | 12.57% | 286.195 | 6.9589 | 0.39157 | 6.9477 | 1.0016 | 7.0113 | 588 | 591.01
2012-03-23 18:30 | 8.28 | 8.1 | 7.91 | 7.61 | 7.43 | 7.2 | 6.92 | 6.59 | 6.32 | 6.02 | 291.2 | 290.6 | 290.4 | 289.3 | 287.8 | 286.6 | 285.5 | 284.5 | 284.1 | 283.7 | 279.2 | 7.25 | 0.81 | 7.06 | 5.95 | 11.17% | 286.435 | 7.1431 | 0.36655 | 7.1592 | 0.99774 | 7.2336 | 663.25 | 657.23
2012-03-23 18:40 | 8.6 | 8.46 | 8.32 | 8.15 | 7.89 | 7.58 | 7.28 | 6.93 | 6.58 | 6.16 | 290.9 | 290.4 | 290.2 | 289.5 | 288.7 | 287.4 | 286.4 | 285.5 | 284 | 282.7 | 280.3 | 7.36 | 0.9 | 7.2 | 6.26 | 12.23% | 287.25 | 7.5308 | 0.37317 | 7.5363 | 0.99928 | 7.3547 | 696.36 | 693.35
2012-03-23 18:50 | 9.11 | 8.87 | 8.67 | 8.46 | 8.26 | 7.98 | 7.68 | 7.4 | 7.17 | 6.97 | 291.6 | 291.2 | 290.2 | 289.1 | 288.2 | 287.6 | 286.4 | 285 | 283.5 | 282.1 | 280.4 | 8.11 | 0.96 | 8.03 | 6.52 | 11.84% | 287.42 | 7.9471 | 0.3541 | 7.9363 | 1.0014 | 8.121 | 929.37 | 933.04
2012-03-23 19:00 | 8.66 | 8.4 | 8.2 | 8.07 | 7.85 | 7.66 | 7.46 | 7.31 | 7.12 | 6.83 | 289.5 | 289.2 | 288.4 | 287.3 | 286.4 | 285.8 | 285.4 | 284.8 | 284 | 283.3 | 279 | 8.07 | 1.1 | 7.91 | 6.83 | 13.63% | 285.74 | 7.6593 | 0.24448 | 7.631 | 1.0037 | 8.0999 | 914.69 | 925.7
2012-03-24 02:20 | 15.88 | 15.72 | 15.43 | 15.09 | 14.79 | 14.53 | 14.28 | 14.02 | 13.73 | 13.19 | 275.9 | 275.3 | 273.9 | 273 | 272.3 | 272 | 271.8 | 271.8 | 271.6 | 270.9 | 265.5 | 14.47 | 1.22 | 14.33 | 12.13 | 8.431% | 271.97 | 14.5326 | 0.16038 | 14.4939 | 1.0027 | 14.5086 | 2000 | 2000
2012-03-24 13:40 | 11.04 | 10.91 | 10.73 | 10.68 | 10.69 | 10.68 | 10.59 | 10.39 | 10.13 | 9.79 | 277.8 | 277.8 | 277.9 | 277.3 | 277.1 | 277.1 | 277 | 277 | 277 | 277.9 | 270.2 | 10.41 | 1.4 | 10.4 | 9.41 | 13.45% | 277.085 | 10.5357 | 0.078203 | 10.6671 | 0.98769 | 10.2818 | 1746.47 | 1711.76
2012-03-24 13:50 | 11.03 | 10.9 | 10.69 | 10.51 | 10.37 | 10.24 | 10.18 | 10.16 | 10.07 | 9.83 | 278.1 | 277.9 | 278 | 278.1 | 277.9 | 277.7 | 278.1 | 279.2 | 280.6 | 282.1 | 270 | 9.62 | 1.26 | 9.69 | 9.04 | 13.1% | 277.76 | 10.3083 | 0.054306 | 10.2314 | 1.0075 | 9.6923 | 1492.22 | 1518.89
2012-03-24 14:00 | 11.98 | 11.81 | 11.49 | 11.14 | 10.85 | 10.64 | 10.52 | 10.43 | 10.3 | 10.01 | 275.8 | 275.6 | 275.4 | 275.5 | 275.5 | 275.1 | 274.9 | 274.9 | 275.3 | 275.3 | 267.9 | 11.27 | 1.27 | 11.28 | 10.01 | 11.27% | 275.07 | 10.7699 | 0.10481 | 10.6227 | 1.0139 | 11.4261 | 1926.68 | 1940.12
2012-03-24 16:10 | 14 | 13.81 | 13.4 | 13.16 | 12.95 | 12.71 | 12.43 | 12.13 | 11.83 | 11.23 | 279 | 278.4 | 277.3 | 276.2 | 275.1 | 274.3 | 273.8 | 273.2 | 272.9 | 272.3 | 268.8 | 12.8 | 1.34 | 12.63 | 10.78 | 10.47% | 274.225 | 12.6393 | 0.20585 | 12.6695 | 0.99762 | 12.7695 | 1996.8 | 1996.47
2012-03-24 16:20 | 13.71 | 13.59 | 13.35 | 13.04 | 12.77 | 12.51 | 12.28 | 11.93 | 11.45 | 10.79 | 282.5 | 282.2 | 281.5 | 281 | 280.8 | 280.6 | 280.1 | 279.9 | 279.4 | 278.6 | 271.8 | 12.04 | 1.26 | 11.93 | 10.13 | 10.47% | 280.525 | 12.4514 | 0.17148 | 12.4768 | 0.99797 | 12.0155 | 1988.44 | 1988.22
2012-03-24 16:30 | 13.09 | 12.92 | 12.63 | 12.35 | 12.11 | 11.84 | 11.54 | 11.27 | 11 | 10.57 | 284.5 | 284.1 | 283.3 | 282.7 | 282.2 | 281.9 | 281.2 | 280.6 | 280.3 | 280.3 | 274.2 | 12.08 | 1.11 | 11.99 | 10.38 | 9.189% | 281.795 | 11.8101 | 0.23716 | 11.7965 | 1.0011 | 12.0939 | 1988.88 | 1988.99
2012-03-24 16:40 | 12.96 | 12.79 | 12.47 | 12.14 | 11.86 | 11.59 | 11.32 | 11.03 | 10.78 | 10.38 | 292.5 | 292.1 | 291.2 | 289.9 | 288.8 | 288.1 | 287.6 | 287.2 | 286.7 | 286.5 | 281 | 11.57 | 1.27 | 11.54 | 9.94 | 10.98% | 288.025 | 11.5911 | 0.21782 | 11.5509 | 1.0035 | 11.6102 | 1951.88 | 1955.24
2012-03-24 16:50 | 14.05 | 13.84 | 13.44 | 13.14 | 12.98 | 12.75 | 12.47 | 12.24 | 11.98 | 11.35 | 294.4 | 294.7 | 295.3 | 295.6 | 295.5 | 295.1 | 294.9 | 295 | 295.1 | 295 | 286.5 | 12.12 | 2.19 | 11.96 | 10.15 | 18.07% | 295.07 | 12.6999 | 0.2052 | 12.7095 | 0.99924 | 12.1108 | 1989.32 | 1989.21
2012-03-24 17:00 | 14.56 | 14.38 | 13.99 | 13.56 | 13.18 | 12.88 | 12.59 | 12.18 | 11.73 | 11.05 | 297.5 | 297.2 | 296.6 | 296 | 295.7 | 295.3 | 294.7 | 294.5 | 294.5 | 294.8 | 286.7 | 13.11 | 2.04 | 12.82 | 10.98 | 15.56% | 295.21 | 12.8659 | 0.21044 | 12.838 | 1.0022 | 13.1384 | 1999.11 | 1999.14
2012-03-24 17:10 | 14.65 | 14.6 | 14.49 | 14.47 | 14.38 | 14.27 | 14.1 | 13.96 | 13.79 | 13.35 | 296.1 | 296.1 | 295.8 | 295.7 | 295.3 | 294.7 | 294.2 | 294.4 | 294.9 | 296.4 | 289.7 | 14.41 | 2.11 | 14.27 | 13.11 | 14.64% | 294.625 | 14.1787 | 0.11075 | 14.2455 | 0.99531 | 14.3425 | 2000 | 2000
2012-03-24 17:30 | 18.01 | 17.94 | 17.82 | 17.71 | 17.46 | 17.19 | 16.92 | 16.65 | 16.35 | 15.91 | 299.4 | 299.6 | 299.5 | 299.3 | 298.9 | 298.6 | 298.6 | 298.8 | 298.8 | 299.1 | 290.4 | 16.83 | 2.12 | 16.75 | 14.94 | 12.6% | 298.6 | 17.125 | 0.1463 | 17.1511 | 0.99848 | 16.8044 | 2000 | 2000
2012-03-24 17:40 | 17.51 | 17.28 | 16.86 | 16.62 | 16.43 | 16.29 | 16.1 | 15.87 | 15.59 | 15.23 | 300.8 | 300.4 | 299.8 | 299.8 | 299.6 | 299 | 299 | 299 | 299.3 | 301 | 292.9 | 16.67 | 1.9 | 16.51 | 15 | 11.4% | 299 | 16.2407 | 0.10842 | 16.2626 | 0.99865 | 16.6475 | 2000 | 2000
2012-03-24 18:00 | 18.48 | 18.32 | 17.96 | 17.67 | 17.32 | 16.89 | 16.41 | 15.92 | 15.54 | 15.12 | 306.8 | 306.8 | 307.1 | 307.4 | 307.6 | 307.5 | 307.5 | 307.6 | 307.9 | 308.5 | 299.4 | 16.75 | 2.09 | 16.55 | 14.94 | 12.48% | 307.5 | 16.8106 | 0.26643 | 16.8204 | 0.99942 | 16.7403 | 2000 | 2000
2012-03-25 01:40 | 11.67 | 11.45 | 11.01 | 10.7 | 10.28 | 9.84 | 9.35 | 8.93 | 8.31 | 7.42 | 327.9 | 327.8 | 328.1 | 328 | 328.4 | 328.7 | 328.9 | 329 | 330 | 329.3 | 319.6 | 9.83 | 0.99 | 9.46 | 7.07 | 10.07% | 328.73 | 9.8003 | 0.47202 | 9.7683 | 1.0033 | 9.8623 | 1572.23 | 1583.66
2012-03-25 01:50 | 10.9 | 10.63 | 10.2 | 9.83 | 9.53 | 9.18 | 8.81 | 8.39 | 7.98 | 7.29 | 327.4 | 327.6 | 327.9 | 328.2 | 328.7 | 328.2 | 327.8 | 327.6 | 327.4 | 327.6 | 317.1 | 9.04 | 1.06 | 8.65 | 6.5 | 11.73% | 328.14 | 9.1508 | 0.38017 | 9.126 | 1.0027 | 9.0645 | 1271.24 | 1278.86
2012-03-25 02:00 | 10.19 | 9.95 | 9.58 | 9.31 | 9.04 | 8.74 | 8.4 | 8.01 | 7.58 | 6.93 | 327.8 | 327.5 | 327.7 | 326.9 | 326.8 | 326.3 | 325.4 | 325.1 | 325.4 | 325.9 | 316.7 | 8.79 | 0.9 | 8.38 | 6.2 | 10.24% | 326.165 | 8.6743 | 0.36667 | 8.6905 | 0.99814 | 8.7737 | 1178.93 | 1171.59
2012-03-25 02:10 | 10.06 | 9.9 | 9.62 | 9.4 | 9.13 | 8.86 | 8.55 | 8.14 | 7.8 | 7.19 | 328.6 | 328.4 | 328.2 | 328 | 328.4 | 328.5 | 328.7 | 328.2 | 327.9 | 327.6 | 319 | 8.84 | 1.3 | 8.53 | 6.2 | 14.71% | 328.53 | 8.7854 | 0.32912 | 8.8149 | 0.99666 | 8.8104 | 1197.28 | 1186.27
2012-03-25 02:20 | 7.98 | 7.82 | 7.4 | 7.08 | 6.8 | 6.49 | 6.2 | 5.92 | 5.57 | 5.05 | 328.7 | 328.5 | 328.3 | 328.2 | 327.8 | 328.8 | 328.6 | 328 | 327.9 | 328.9 | 318.3 | 6.76 | 0.83 | 6.46 | 4.83 | 12.28% | 328.77 | 6.5264 | 0.42244 | 6.4476 | 1.0122 | 6.8425 | 533.76 | 551.84
2012-03-25 02:30 | 9.26 | 8.95 | 8.59 | 8.24 | 7.89 | 7.4 | 6.93 | 6.59 | 6.3 | 5.71 | 328 | 327.2 | 326.7 | 326.5 | 326.1 | 326 | 326.3 | 326.5 | 326.9 | 324.8 | 315.8 | 7.58 | 0.94 | 7.17 | 5.42 | 12.4% | 326.045 | 7.4692 | 0.6064 | 7.3308 | 1.0189 | 7.7232 | 762.58 | 804.72
2012-03-25 02:40 | 9.4 | 9.24 | 8.92 | 8.54 | 8.25 | 8.02 | 7.74 | 7.34 | 6.94 | 6.25 | 329.9 | 330 | 329.5 | 328.8 | 328.1 | 327.4 | 327.2 | 326.7 | 326.2 | 325.5 | 318.1 | 8.11 | 0.88 | 7.78 | 5.9 | 10.85% | 327.37 | 7.9724 | 0.32839 | 7.9793 | 0.99914 | 8.103 | 929.37 | 925.7
2012-03-25 02:50 | 9.57 | 9.36 | 9.13 | 8.8 | 8.51 | 8.13 | 7.68 | 7.3 | 6.91 | 6.32 | 330.7 | 330.7 | 330.4 | 330 | 329.8 | 329.5 | 329.2 | 328.6 | 328.3 | 328.5 | 320.4 | 8.17 | 0.81 | 7.85 | 5.84 | 9.914% | 329.455 | 8.0874 | 0.52619 | 8.0639 | 1.0029 | 8.1938 | 951.39 | 958.73
2012-03-25 03:00 | 9.2 | 9.03 | 8.69 | 8.34 | 8.07 | 7.75 | 7.46 | 7.14 | 6.69 | 6.04 | 326.5 | 326.7 | 326.3 | 325.8 | 325.3 | 324.8 | 324.9 | 325.3 | 326.3 | 325.5 | 316.3 | 7.69 | 0.85 | 7.34 | 5.39 | 11.05% | 324.815 | 7.7482 | 0.35243 | 7.7078 | 1.0052 | 7.7303 | 795.69 | 807.73
2012-03-25 03:10 | 9.22 | 8.96 | 8.63 | 8.22 | 7.88 | 7.53 | 7.22 | 6.86 | 6.54 | 6.05 | 323.7 | 323.1 | 322.2 | 320.4 | 319.3 | 318.6 | 317.7 | 316.3 | 315.3 | 314 | 309.6 | 7.76 | 0.87 | 7.36 | 5.83 | 11.21% | 318.465 | 7.5787 | 0.38849 | 7.4848 | 1.0126 | 7.8574 | 816.76 | 846.86
2012-03-25 03:20 | 10.52 | 10.4 | 10.14 | 9.79 | 9.34 | 8.84 | 8.4 | 7.96 | 7.55 | 7.08 | 324.2 | 323.9 | 322.9 | 321.7 | 320.7 | 319.7 | 318.5 | 317 | 315.2 | 313.2 | 310.7 | 8.97 | 0.9 | 8.64 | 6.87 | 10.03% | 319.52 | 8.8907 | 0.4718 | 8.7756 | 1.0131 | 9.0877 | 1244.99 | 1290.29
2012-03-25 03:30 | 9.1 | 8.92 | 8.55 | 8.23 | 7.89 | 7.53 | 7.18 | 6.88 | 6.6 | 6.15 | 320.8 | 320.1 | 319.4 | 318 | 316.5 | 315.4 | 313.8 | 312.9 | 311.5 | 309.9 | 306 | 7.63 | 0.67 | 7.47 | 6.13 | 8.781% | 315.16 | 7.5724 | 0.43983 | 7.4788 | 1.0125 | 7.7255 | 777.63 | 807.73
2012-03-25 03:40 | 9.82 | 9.68 | 9.45 | 9.12 | 8.8 | 8.46 | 8.18 | 7.89 | 7.56 | 6.97 | 318.4 | 318 | 316.8 | 315.6 | 314.8 | 313.7 | 312.1 | 310.8 | 309.9 | 308.4 | 305.8 | 8.73 | 0.69 | 8.44 | 6.54 | 7.904% | 313.46 | 8.4893 | 0.31102 | 8.4193 | 1.0083 | 8.8026 | 1156.91 | 1182.6
2012-03-25 03:50 | 9.71 | 9.57 | 9.35 | 9.01 | 8.64 | 8.34 | 8.05 | 7.7 | 7.43 | 7 | 318.2 | 317.5 | 316 | 315 | 314.4 | 314 | 313.5 | 312.6 | 311.7 | 311.7 | 305.2 | 8.55 | 0.68 | 8.26 | 6.92 | 7.953% | 313.925 | 8.3698 | 0.32705 | 8.2978 | 1.0087 | 8.6242 | 1090.85 | 1116.54
2012-03-25 04:00 | 9.25 | 9.17 | 8.94 | 8.64 | 8.36 | 8.08 | 7.75 | 7.44 | 7.04 | 6.41 | 315.5 | 315 | 314.1 | 313.3 | 312.6 | 311.7 | 310.8 | 310.2 | 309.6 | 308.6 | 303.7 | 8.2 | 0.76 | 7.98 | 6.29 | 9.268% | 311.565 | 8.0351 | 0.38534 | 8.0319 | 1.0004 | 8.2033 | 962.4 | 962.4
2012-03-25 04:10 | 10.04 | 9.96 | 9.72 | 9.35 | 8.96 | 8.57 | 8.13 | 7.78 | 7.41 | 6.77 | 320.3 | 319.7 | 318.8 | 317.4 | 316 | 314.7 | 313.3 | 312.3 | 311.5 | 310.9 | 306.9 | 8.74 | 0.84 | 8.42 | 6.27 | 9.611% | 314.49 | 8.5715 | 0.48706 | 8.5055 | 1.0078 | 8.8078 | 1160.58 | 1186.27
2012-03-25 04:20 | 9.3 | 9.21 | 8.99 | 8.72 | 8.46 | 8.18 | 7.89 | 7.55 | 7.15 | 6.42 | 319.1 | 318.4 | 317.5 | 316.1 | 314.8 | 313.2 | 311.6 | 310.1 | 309.1 | 308 | 304.9 | 8.41 | 0.56 | 8.16 | 5.63 | 6.659% | 312.96 | 8.1176 | 0.33356 | 8.1378 | 0.99752 | 8.3892 | 1039.47 | 1032.13
2012-03-25 04:30 | 8.72 | 8.62 | 8.4 | 8.19 | 8.04 | 7.83 | 7.57 | 7.3 | 6.91 | 6.22 | 319.3 | 318.6 | 317 | 316.2 | 315.1 | 313.7 | 312.3 | 310.5 | 308.8 | 306.3 | 305.6 | 7.86 | 0.43 | 7.67 | 5.6 | 5.471% | 313.49 | 7.7236 | 0.31206 | 7.7922 | 0.9912 | 7.7908 | 846.86 | 825.79
2012-03-25 04:40 | 9.98 | 9.85 | 9.58 | 9.28 | 8.97 | 8.61 | 8.3 | 8 | 7.74 | 7.23 | 318.5 | 317.7 | 316.1 | 314.5 | 312.9 | 311.1 | 309.5 | 307.4 | 305.6 | 302.5 | 303.6 | 8.8 | 0.61 | 8.47 | 6.72 | 6.932% | 310.86 | 8.6282 | 0.33886 | 8.5649 | 1.0074 | 8.865 | 1182.6 | 1208.29
2012-03-25 04:50 | 9.05 | 8.85 | 8.52 | 8.14 | 7.82 | 7.52 | 7.12 | 6.79 | 6.47 | 5.99 | 323.1 | 322.7 | 322 | 320.5 | 319.1 | 317.2 | 315.1 | 313.5 | 311.4 | 310 | 308.9 | 7.46 | 0.6 | 7.15 | 5.64 | 8.043% | 316.885 | 7.4974 | 0.5051 | 7.4613 | 1.0048 | 7.496 | 726.46 | 738.5
2012-03-25 05:00 | 8.49 | 8.37 | 8.11 | 7.82 | 7.6 | 7.34 | 7.11 | 6.89 | 6.68 | 6.31 | 316.1 | 315.3 | 313.8 | 312.1 | 310.3 | 308.6 | 307.4 | 306.2 | 305 | 304.3 | 300.7 | 7.5 | 0.43 | 7.35 | 5.98 | 5.733% | 308.42 | 7.3578 | 0.2942 | 7.3066 | 1.007 | 7.5526 | 738.5 | 753.55
2012-03-25 05:10 | 8.53 | 8.44 | 8.32 | 8.13 | 7.87 | 7.54 | 7.26 | 6.97 | 6.65 | 6 | 321 | 320.2 | 318.1 | 316.5 | 314.7 | 313.1 | 311.5 | 310.5 | 309.9 | 309.2 | 305.1 | 7.83 | 0.44 | 7.53 | 5.72 | 5.619% | 312.86 | 7.5135 | 0.3497 | 7.4992 | 1.0019 | 7.8449 | 837.83 | 840.84
2012-03-25 05:20 | 8.38 | 8.27 | 8.05 | 7.89 | 7.69 | 7.44 | 7.14 | 6.85 | 6.53 | 6.01 | 323.6 | 322.8 | 321.2 | 319.6 | 318 | 316.5 | 315.5 | 314.2 | 313 | 312.2 | 307.4 | 7.42 | 0.51 | 7.18 | 5.7 | 6.873% | 316.35 | 7.3567 | 0.38034 | 7.3963 | 0.99465 | 7.3803 | 714.42 | 702.38
2012-03-25 05:30 | 8.46 | 8.36 | 8.13 | 7.9 | 7.68 | 7.38 | 7.08 | 6.83 | 6.59 | 6.18 | 319.4 | 318.7 | 317.7 | 316.2 | 314.6 | 313.3 | 312.2 | 310.8 | 309.4 | 308.3 | 304.8 | 7.49 | 0.62 | 7.36 | 5.94 | 8.278% | 313.135 | 7.3662 | 0.3835 | 7.3362 | 1.0041 | 7.5206 | 735.49 | 744.52
2012-03-25 05:40 | 7.9 | 7.81 | 7.57 | 7.33 | 7.1 | 6.92 | 6.74 | 6.5 | 6.29 | 5.87 | 318.6 | 318.5 | 317.7 | 316.9 | 315.9 | 315 | 314.2 | 313.7 | 313.5 | 312 | 305.8 | 7.26 | 0.72 | 7.1 | 5.73 | 9.917% | 314.88 | 6.918 | 0.24355 | 6.8939 | 1.0035 | 7.2853 | 666.26 | 675.29
2012-03-25 05:50 | 8.46 | 8.32 | 8.02 | 7.78 | 7.51 | 7.2 | 6.88 | 6.55 | 6.24 | 5.78 | 315.1 | 314.4 | 313.2 | 311.8 | 310.3 | 309 | 307.7 | 306.6 | 306.2 | 306.2 | 301.5 | 7.38 | 0.71 | 7.14 | 5.62 | 9.621% | 308.805 | 7.1783 | 0.42012 | 7.1533 | 1.0035 | 7.4058 | 702.38 | 711.41
2012-03-25 06:00 | 9.43 | 9.28 | 9.01 | 8.74 | 8.54 | 8.27 | 7.96 | 7.64 | 7.38 | 6.8 | 317.3 | 316.9 | 315.5 | 314.1 | 312.9 | 311.8 | 310.3 | 309 | 308.4 | 307.9 | 303.2 | 8.47 | 0.63 | 8.26 | 6.7 | 7.438% | 311.575 | 8.2107 | 0.35306 | 8.2249 | 0.99828 | 8.4554 | 1061.49 | 1057.82
2012-03-25 06:10 | 8.88 | 8.77 | 8.54 | 8.21 | 7.87 | 7.52 | 7.21 | 6.94 | 6.68 | 6.16 | 318.3 | 317.6 | 316.4 | 314.7 | 313.4 | 312.2 | 311 | 310.2 | 309.1 | 307.6 | 304.4 | 7.96 | 0.75 | 7.77 | 6.11 | 9.422% | 312.02 | 7.5732 | 0.38902 | 7.4748 | 1.0132 | 8.0648 | 876.96 | 911.02
2012-03-25 06:20 | 8.8 | 8.67 | 8.45 | 8.22 | 7.99 | 7.7 | 7.36 | 7.05 | 6.77 | 6.27 | 320.7 | 320.5 | 319.6 | 318.4 | 317.3 | 315.7 | 314.1 | 312.6 | 311 | 309.9 | 307.3 | 7.97 | 0.44 | 7.73 | 6.15 | 5.521% | 315.46 | 7.6424 | 0.41733 | 7.6503 | 0.99896 | 7.9617 | 879.97 | 876.96
2012-03-25 06:30 | 8.5 | 8.36 | 8.09 | 7.83 | 7.64 | 7.42 | 7.16 | 6.9 | 6.67 | 6.29 | 315.4 | 314.6 | 313.4 | 312 | 310.5 | 309 | 307.7 | 306.5 | 305.5 | 304.8 | 300.5 | 7.51 | 0.49 | 7.29 | 5.98 | 6.525% | 308.805 | 7.3821 | 0.32962 | 7.3822 | 0.99998 | 7.5099 | 741.51 | 741.51
2012-03-25 06:40 | 8.09 | 8 | 7.84 | 7.7 | 7.58 | 7.37 | 7.16 | 6.98 | 6.79 | 6.38 | 313.4 | 312.8 | 311.5 | 309.8 | 308.5 | 307.6 | 307.1 | 306.3 | 306.1 | 305.9 | 299.3 | 7.4 | 0.52 | 7.28 | 6.07 | 7.027% | 307.525 | 7.3283 | 0.26714 | 7.3395 | 0.99847 | 7.3887 | 708.4 | 705.39
2012-03-25 06:50 | 7.48 | 7.46 | 7.36 | 7.22 | 7.08 | 6.93 | 6.83 | 6.7 | 6.6 | 6.43 | 307.9 | 307.7 | 307.2 | 306.5 | 305.6 | 304.7 | 303.9 | 303.9 | 304.7 | 305.7 | 297.3 | 7.04 | 0.55 | 6.94 | 6.35 | 7.812% | 304.58 | 6.9513 | 0.13432 | 6.9156 | 1.0052 | 7.0764 | 600.04 | 612.08
2012-03-25 07:00 | 7.87 | 7.8 | 7.61 | 7.48 | 7.4 | 7.29 | 7.11 | 6.96 | 6.85 | 6.64 | 308.7 | 308.4 | 307.6 | 306.8 | 306 | 305.3 | 305.1 | 305.2 | 305.7 | 306.2 | 298.5 | 7.3 | 0.69 | 7.21 | 6.55 | 9.452% | 305.27 | 7.2367 | 0.23104 | 7.2639 | 0.99625 | 7.2726 | 678.3 | 669.27
2012-03-25 07:10 | 7.09 | 6.99 | 6.91 | 6.79 | 6.68 | 6.48 | 6.31 | 6.17 | 6.01 | 5.79 | 307.3 | 307.3 | 307.2 | 306.6 | 306.1 | 305.1 | 304.5 | 304 | 303.6 | 302.8 | 298 | 6.53 | 0.52 | 6.43 | 5.61 | 7.963% | 305.01 | 6.4683 | 0.24567 | 6.4554 | 1.002 | 6.5431 | 481.78 | 484.04
2012-03-25 07:20 | 7.5 | 7.4 | 7.24 | 7.07 | 6.98 | 6.84 | 6.69 | 6.48 | 6.26 | 5.96 | 307.2 | 307 | 307 | 306.4 | 306 | 305.6 | 305 | 304.4 | 303.8 | 303.4 | 296.8 | 6.85 | 0.67 | 6.75 | 5.94 | 9.781% | 305.51 | 6.7846 | 0.20491 | 6.8183 | 0.99505 | 6.8161 | 554.1 | 547.32
2012-03-25 07:30 | 6.92 | 6.89 | 6.8 | 6.7 | 6.58 | 6.44 | 6.34 | 6.19 | 6.06 | 5.84 | 305.5 | 305.1 | 304.9 | 304.7 | 304.4 | 304.2 | 304.3 | 304.3 | 304.1 | 304.2 | 297.1 | 6.49 | 0.86 | 6.34 | 5.82 | 13.25% | 304.215 | 6.4341 | 0.14462 | 6.4256 | 1.0013 | 6.4986 | 472.74 | 475
2012-03-25 07:40 | 7.06 | 7 | 6.88 | 6.76 | 6.68 | 6.57 | 6.44 | 6.32 | 6.24 | 6.06 | 305.3 | 304.6 | 304 | 303.4 | 303.3 | 302.7 | 302.1 | 301.6 | 301.2 | 301.8 | 295 | 6.82 | 0.65 | 6.75 | 5.78 | 9.531% | 302.61 | 6.5486 | 0.18468 | 6.5512 | 0.9996 | 6.8173 | 547.32 | 547.32
2012-03-25 07:50 | 7.37 | 7.28 | 7.17 | 7.02 | 6.9 | 6.76 | 6.62 | 6.47 | 6.23 | 5.78 | 301.8 | 301.1 | 300.2 | 299.7 | 300 | 300.7 | 301 | 300.7 | 300.4 | 301.4 | 293.1 | 6.67 | 0.84 | 6.6 | 5.45 | 12.59% | 300.745 | 6.7199 | 0.19339 | 6.7398 | 0.99706 | 6.6504 | 513.42 | 508.9
2012-03-25 08:00 | 6.31 | 6.25 | 6.21 | 6.1 | 6.06 | 6.03 | 5.99 | 5.82 | 5.66 | 5.47 | 307.3 | 306.6 | 305.1 | 304.2 | 303.9 | 303.7 | 303.5 | 302.7 | 301.9 | 301.4 | 294.7 | 6.01 | 0.83 | 5.97 | 5.17 | 13.81% | 303.67 | 5.9667 | 0.061504 | 6.0243 | 0.99045 | 5.9526 | 364.26 | 353.9
2012-03-25 08:10 | 6.3 | 6.25 | 6.17 | 6.08 | 6.02 | 5.96 | 5.88 | 5.89 | 5.92 | 5.86 | 304.3 | 304.5 | 304.1 | 304.2 | 303.4 | 302.8 | 302.6 | 302.4 | 302.7 | 304 | 296.5 | 6.26 | 1.02 | 6.33 | 5.85 | 16.29% | 302.77 | 5.9888 | 0.12488 | 5.9485 | 1.0068 | 6.3024 | 420.76 | 429.8
2012-03-25 08:20 | 8.07 | 8.02 | 7.95 | 7.99 | 8 | 7.95 | 7.84 | 7.8 | 7.74 | 7.49 | 313.5 | 313.5 | 313.7 | 314 | 314.5 | 315.1 | 315.7 | 316.3 | 316.9 | 317.3 | 307.7 | 8.27 | 1.43 | 8.15 | 7.47 | 17.29% | 315.19 | 7.8796 | 0.12876 | 7.9341 | 0.99312 | 8.2131 | 988.09 | 966.07
2012-03-25 08:30 | 8.25 | 8.2 | 8.12 | 8.11 | 8.11 | 8.11 | 8.11 | 8.05 | 7.97 | 7.79 | 319.9 | 320.2 | 320.3 | 320.6 | 321.4 | 322 | 322 | 322 | 322.1 | 323 | 311.3 | 8.12 | 1.02 | 8.03 | 7.77 | 12.56% | 322 | 8.0725 | 0 | 8.11 | 0.99537 | 8.0824 | 933.04 | 918.36
2012-03-25 08:40 | 8.03 | 8.04 | 8.07 | 8.09 | 8.14 | 8.25 | 8.38 | 8.48 | 8.52 | 8.34 | 301.4 | 301.1 | 300.7 | 300.5 | 300.4 | 300.3 | 300.3 | 300.2 | 300 | 300.3 | 293.6 | 8.41 | 0.86 | 8.46 | 7.98 | 10.23% | 300.3 | 8.2782 | -0.14448 | 8.2685 | 1.0012 | 8.4199 | 1039.47 | 1043.14
2012-03-25 08:50 | 8.3 | 8.25 | 8.22 | 8.23 | 8.19 | 8.23 | 8.21 | 8.15 | 8.11 | 8.07 | 307 | 306.4 | 305.5 | 305.4 | 305.9 | 306.2 | 306.7 | 307 | 307 | 306.9 | 301.8 | 8.45 | 0.68 | 8.42 | 7.91 | 8.047% | 306.275 | 8.1872 | 0.022484 | 8.2271 | 0.99515 | 8.409 | 1054.15 | 1039.47
2012-03-25 09:00 | 7.94 | 7.98 | 8.05 | 8.09 | 8.13 | 8.19 | 8.19 | 8.15 | 8.07 | 7.78 | 311.8 | 311.9 | 312.5 | 313.2 | 313.3 | 313.7 | 313.9 | 314.1 | 314.4 | 315.8 | 304.5 | 8.26 | 1.11 | 8.24 | 7.56 | 13.44% | 313.73 | 8.1034 | 0 | 8.19 | 0.98943 | 8.1727 | 984.42 | 951.39
2012-03-25 09:10 | 8.78 | 8.76 | 8.79 | 8.76 | 8.76 | 8.72 | 8.61 | 8.52 | 8.43 | 8.21 | 316.8 | 316.8 | 316.8 | 317 | 317.4 | 317.7 | 317.7 | 317.4 | 317.2 | 317.8 | 307.7 | 8.75 | 1.12 | 8.69 | 7.98 | 12.8% | 317.7 | 8.6363 | 0.11731 | 8.7042 | 0.99221 | 8.6818 | 1164.25 | 1138.56
2012-03-25 09:20 | 9.22 | 9.26 | 9.24 | 9.23 | 9.17 | 9.08 | 9 | 8.94 | 8.82 | 8.62 | 308.9 | 308.9 | 308.8 | 309 | 309.1 | 309.2 | 309.4 | 309.4 | 309.4 | 309.8 | 302.7 | 9.58 | 1 | 9.56 | 9.01 | 10.44% | 309.23 | 9.0516 | 0.081779 | 9.0685 | 0.99814 | 9.5621 | 1476.98 | 1469.36
2012-03-25 09:30 | 8.75 | 8.73 | 8.71 | 8.65 | 8.58 | 8.5 | 8.41 | 8.26 | 8.11 | 7.99 | 305.2 | 304.9 | 304.4 | 303.9 | 303.6 | 303.3 | 303.4 | 303.1 | 302.5 | 301.8 | 296 | 8.75 | 1.23 | 8.74 | 8.28 | 14.06% | 303.315 | 8.4456 | 0.098367 | 8.487 | 0.99512 | 8.7073 | 1164.25 | 1149.57
2012-03-25 09:40 | 10.27 | 10.27 | 10.29 | 10.34 | 10.41 | 10.4 | 10.37 | 10.35 | 10.35 | 10.06 | 303.4 | 303.2 | 303 | 302.8 | 302.6 | 302.5 | 302.5 | 302.5 | 302.3 | 301.8 | 295.6 | 10.47 | 1.06 | 10.48 | 9.79 | 10.12% | 302.5 | 10.3423 | 0.026695 | 10.3957 | 0.99486 | 10.4162 | 1762.49 | 1749.14
2012-03-25 09:50 | 9.95 | 9.97 | 9.91 | 9.89 | 9.91 | 9.91 | 9.89 | 9.89 | 9.89 | 9.78 | 306.9 | 306.8 | 306.4 | 306 | 305.2 | 304.9 | 305 | 305.3 | 305.6 | 305.9 | 296.7 | 10.07 | 0.92 | 10.01 | 9.46 | 9.136% | 304.915 | 9.8947 | 0.018669 | 9.9071 | 0.99875 | 10.0574 | 1655.69 | 1653.02
2012-03-25 10:00 | 8.49 | 8.5 | 8.48 | 8.49 | 8.54 | 8.54 | 8.49 | 8.42 | 8.29 | 8.04 | 309.1 | 308.9 | 308.4 | 307.8 | 307.2 | 306.8 | 306.7 | 306.3 | 305.9 | 305.9 | 295.5 | 8.67 | 1.22 | 8.68 | 7.88 | 14.07% | 306.785 | 8.4454 | 0.054263 | 8.5328 | 0.98976 | 8.5812 | 1134.89 | 1101.86
2012-03-25 10:10 | 8.47 | 8.53 | 8.64 | 8.72 | 8.8 | 8.81 | 8.73 | 8.6 | 8.45 | 8.2 | 302 | 301.8 | 301.7 | 301.5 | 301.4 | 301.2 | 301.3 | 301.8 | 302.5 | 303.3 | 294.6 | 9.05 | 1.15 | 9.07 | 8.5 | 12.71% | 301.215 | 8.6522 | 0.084297 | 8.7985 | 0.98337 | 8.8995 | 1275.05 | 1219.3
2012-03-25 10:20 | 8.59 | 8.55 | 8.5 | 8.51 | 8.46 | 8.43 | 8.41 | 8.44 | 8.45 | 8.25 | 305.9 | 305.9 | 306.3 | 306.9 | 307.4 | 307.1 | 306.7 | 306.4 | 306.4 | 307.3 | 299 | 8.84 | 1.5 | 8.76 | 8.21 | 16.97% | 307.04 | 8.4486 | 0.02195 | 8.4271 | 1.0025 | 8.8625 | 1197.28 | 1204.62
2012-03-25 10:30 | 9.79 | 9.77 | 9.63 | 9.43 | 9.3 | 9.21 | 9.15 | 9.09 | 8.97 | 8.79 | 310.4 | 310.3 | 310.3 | 310.1 | 309.6 | 309.3 | 309.1 | 308.7 | 307.9 | 306.5 | 301.1 | 9.67 | 1.36 | 9.6 | 9.1 | 14.06% | 309.27 | 9.2463 | 0.060399 | 9.2014 | 1.0049 | 9.7172 | 1511.27 | 1530.32
2012-03-25 10:40 | 10.21 | 10.2 | 10.17 | 10.08 | 9.98 | 9.85 | 9.74 | 9.63 | 9.53 | 9.39 | 308 | 308 | 307.8 | 307.8 | 307.7 | 307.5 | 307 | 306.6 | 306.7 | 306.7 | 299.9 | 10.29 | 1.26 | 10.19 | 9.12 | 12.24% | 307.425 | 9.841 | 0.10378 | 9.8342 | 1.0007 | 10.2971 | 1714.43 | 1717.1
2012-03-25 10:50 | 7.92 | 7.87 | 7.76 | 7.66 | 7.54 | 7.41 | 7.25 | 7.1 | 7.08 | 6.94 | 313.4 | 313.1 | 313 | 313.1 | 313.2 | 312.8 | 312.2 | 311.5 | 311 | 310.4 | 302.1 | 7.89 | 1.23 | 7.82 | 7.36 | 15.59% | 312.71 | 7.395 | 0.20172 | 7.3869 | 1.0011 | 7.8987 | 855.89 | 858.9
2012-03-25 11:00 | 7.96 | 7.85 | 7.69 | 7.54 | 7.44 | 7.44 | 7.43 | 7.34 | 7.14 | 6.82 | 317.8 | 317.5 | 316.4 | 316.2 | 316 | 315.3 | 314.9 | 314.5 | 313.9 | 313.2 | 305.8 | 8.01 | 1.35 | 7.92 | 7.3 | 16.85% | 315.24 | 7.4163 | 0.012429 | 7.4386 | 0.99701 | 7.986 | 892.67 | 885.99
2012-03-25 11:10 | 7.74 | 7.73 | 7.65 | 7.6 | 7.6 | 7.57 | 7.48 | 7.36 | 7.23 | 6.93 | 318.9 | 318.9 | 318.6 | 318.9 | 319.4 | 319.2 | 318.8 | 318.4 | 318.4 | 318.7 | 305.4 | 7.43 | 1.24 | 7.45 | 6.82 | 16.69% | 319.14 | 7.4807 | 0.11052 | 7.557 | 0.98989 | 7.3549 | 717.43 | 693.35
2012-03-25 11:20 | 9.2 | 9.16 | 9.15 | 9.11 | 9.09 | 9.03 | 8.86 | 8.71 | 8.64 | 8.46 | 316.2 | 316.5 | 316.9 | 317.2 | 317.6 | 317.6 | 317.4 | 317.6 | 318 | 318.9 | 308.3 | 9.06 | 1.47 | 9.07 | 8.24 | 16.23% | 317.57 | 8.9255 | 0.17563 | 9.0054 | 0.99113 | 8.9796 | 1278.86 | 1248.66
2012-03-25 11:30 | 8.02 | 7.9 | 7.76 | 7.63 | 7.49 | 7.45 | 7.43 | 7.39 | 7.34 | 7.24 | 316.6 | 315.9 | 315.1 | 314.1 | 313.4 | 313 | 313.2 | 313.5 | 313.7 | 313.5 | 304 | 7.79 | 0.88 | 7.79 | 7.61 | 11.3% | 313.03 | 7.4966 | 0.024841 | 7.4471 | 1.0066 | 7.8418 | 825.79 | 840.84
2012-03-25 11:40 | 7.92 | 7.96 | 8.01 | 8.07 | 8.1 | 8.12 | 8.15 | 8.2 | 8.17 | 7.84 | 306.8 | 306.4 | 305.5 | 304.6 | 304.3 | 304.5 | 304.7 | 304.3 | 303.6 | 304 | 295.2 | 8.65 | 1.07 | 8.66 | 7.99 | 12.37% | 304.53 | 8.0993 | -0.034079 | 8.1243 | 0.99692 | 8.6234 | 1127.55 | 1116.54
2012-03-25 11:50 | 7.92 | 7.91 | 7.84 | 7.83 | 7.87 | 7.89 | 7.84 | 7.75 | 7.65 | 7.51 | 310.2 | 310.3 | 310.3 | 310.7 | 310.7 | 310.7 | 310.8 | 310.9 | 310.5 | 309.6 | 301.9 | 7.9 | 0.81 | 7.9 | 7.25 | 10.25% | 310.715 | 7.8008 | 0.058748 | 7.8828 | 0.9896 | 7.8178 | 858.9 | 834.82
2012-03-25 12:00 | 10.02 | 9.98 | 9.89 | 9.83 | 9.78 | 9.82 | 9.86 | 9.84 | 9.78 | 9.64 | 310.8 | 311.1 | 311.3 | 311.4 | 311.3 | 311 | 310.7 | 310.7 | 311 | 311.4 | 302.4 | 10.04 | 1.53 | 10.01 | 9.41 | 15.24% | 310.955 | 9.8242 | -0.037565 | 9.8257 | 0.99985 | 10.0385 | 1647.68 | 1647.68
2012-03-25 12:10 | 10.2 | 10.14 | 10.1 | 10.09 | 10.11 | 10.06 | 9.97 | 9.88 | 9.76 | 9.28 | 315.2 | 315.1 | 315.5 | 316.2 | 316.9 | 317 | 316.8 | 316.7 | 316.8 | 317.3 | 308.5 | 9.89 | 1.17 | 9.92 | 9.14 | 11.83% | 316.97 | 9.966 | 0.083045 | 10.0471 | 0.99193 | 9.8102 | 1595.09 | 1564.61
2012-03-25 12:20 | 9.15 | 9.09 | 9.03 | 8.95 | 8.9 | 8.83 | 8.73 | 8.59 | 8.5 | 8.23 | 310.3 | 310.6 | 310.7 | 310.1 | 309.3 | 308.8 | 308.6 | 308.5 | 309.4 | 309.9 | 302.2 | 9.65 | 1.37 | 9.59 | 8.82 | 14.2% | 308.77 | 8.7717 | 0.10525 | 8.8156 | 0.99502 | 9.602 | 1503.65 | 1484.6
2012-03-25 12:30 | 9.67 | 9.71 | 9.72 | 9.63 | 9.52 | 9.4 | 9.27 | 9.06 | 8.94 | 8.87 | 315.4 | 315.2 | 315 | 315.3 | 315.5 | 315.5 | 315.3 | 315.1 | 314.7 | 314.5 | 305.7 | 9.52 | 1.6 | 9.42 | 8.6 | 16.81% | 315.47 | 9.3503 | 0.12869 | 9.3813 | 0.9967 | 9.4886 | 1454.12 | 1442.69
2012-03-25 12:40 | 11.33 | 11.3 | 11.24 | 11.12 | 10.96 | 10.74 | 10.59 | 10.48 | 10.36 | 10.06 | 312.1 | 312.2 | 312.5 | 312.7 | 312.9 | 313 | 313.2 | 313.1 | 313.1 | 314.2 | 303.6 | 11.07 | 1.47 | 10.88 | 9.72 | 13.28% | 313.03 | 10.7653 | 0.12997 | 10.7184 | 1.0044 | 11.1185 | 1909.88 | 1914.08
2012-03-25 12:50 | 11.42 | 11.34 | 11.17 | 10.97 | 10.76 | 10.53 | 10.36 | 10.28 | 10.24 | 10.09 | 308.4 | 308.4 | 308.4 | 308.4 | 308.7 | 309.3 | 309.8 | 309.6 | 309.4 | 309.6 | 300.7 | 10.68 | 1.53 | 10.59 | 9.58 | 14.33% | 309.375 | 10.6139 | 0.15041 | 10.5055 | 1.0103 | 10.7903 | 1818.56 | 1847.93
2012-03-25 13:00 | 9.98 | 9.98 | 9.99 | 9.97 | 9.97 | 10 | 10.02 | 9.98 | 9.91 | 9.76 | 307.5 | 307.3 | 306.7 | 306.2 | 305.8 | 305.4 | 305.6 | 306.1 | 306.5 | 306.7 | 298.1 | 9.95 | 1.73 | 9.92 | 9.29 | 17.39% | 305.43 | 9.9654 | -0.018464 | 10.0029 | 0.99625 | 9.9127 | 1617.95 | 1602.71
2012-03-25 13:10 | 10.09 | 9.99 | 9.84 | 9.68 | 9.65 | 9.6 | 9.44 | 9.24 | 9.03 | 8.75 | 313.3 | 313.3 | 313.2 | 313.1 | 313.1 | 313.3 | 313.5 | 313.8 | 313.9 | 313.3 | 304.8 | 9.57 | 1.94 | 9.54 | 8.39 | 20.27% | 313.33 | 9.4821 | 0.15531 | 9.5769 | 0.9901 | 9.4752 | 1473.17 | 1438.88
2012-03-25 13:20 | 10.21 | 10.11 | 9.95 | 9.84 | 9.74 | 9.63 | 9.52 | 9.38 | 9.16 | 8.85 | 307.7 | 307.5 | 307.3 | 307 | 306.9 | 306.9 | 306.9 | 307.3 | 307.6 | 307.6 | 299.1 | 9.7 | 1.54 | 9.62 | 8.55 | 15.88% | 306.9 | 9.5861 | 0.10616 | 9.6142 | 0.99708 | 9.6717 | 1522.7 | 1511.27
2012-03-25 13:30 | 10.61 | 10.57 | 10.5 | 10.43 | 10.39 | 10.37 | 10.3 | 10.14 | 9.99 | 9.73 | 308.4 | 308.5 | 309 | 309.4 | 309.7 | 309.7 | 309.4 | 309.2 | 309.4 | 309.6 | 301.5 | 10.45 | 1.32 | 10.34 | 9.78 | 12.63% | 309.655 | 10.2843 | 0.06259 | 10.3599 | 0.99269 | 10.3737 | 1757.15 | 1735.79
2012-03-25 13:40 | 9.87 | 9.88 | 9.8 | 9.69 | 9.56 | 9.5 | 9.49 | 9.47 | 9.41 | 9.27 | 312 | 311.8 | 311.8 | 311.8 | 311.9 | 312 | 311.6 | 311.2 | 311.3 | 311.5 | 303.5 | 9.83 | 1.18 | 9.78 | 9.04 | 12% | 311.94 | 9.5531 | 0.0097325 | 9.4986 | 1.0057 | 9.8864 | 1572.23 | 1595.09
2012-03-25 13:50 | 9.19 | 9.21 | 9.23 | 9.17 | 9.07 | 8.96 | 8.87 | 8.83 | 8.8 | 8.7 | 311 | 310.7 | 310.1 | 309.6 | 309.1 | 309.1 | 309.1 | 308.7 | 308.1 | 308.2 | 302 | 9.38 | 0.95 | 9.34 | 8.62 | 10.13% | 309.1 | 8.9787 | 0.093292 | 8.947 | 1.0035 | 9.4132 | 1400.78 | 1412.21
2012-03-25 14:00 | 8.42 | 8.34 | 8.2 | 8.1 | 8.09 | 8.13 | 8.13 | 8.11 | 8.07 | 7.92 | 315.4 | 315.4 | 315.1 | 314.8 | 315.1 | 315.7 | 315.9 | 315.6 | 315.4 | 314.7 | 304.2 | 8.1 | 1.26 | 8.14 | 7.41 | 15.56% | 315.73 | 8.1169 | 0 | 8.13 | 0.99838 | 8.0869 | 925.7 | 922.03
2012-03-25 14:10 | 9.36 | 9.3 | 9.17 | 9.06 | 9.01 | 8.99 | 8.97 | 8.89 | 8.75 | 8.43 | 313.7 | 313.7 | 313.8 | 313.8 | 313.8 | 313.6 | 313.3 | 313.4 | 313.4 | 313 | 305.6 | 9.33 | 0.92 | 9.27 | 8.65 | 9.861% | 313.555 | 8.9615 | 0.020581 | 8.9871 | 0.99715 | 9.3034 | 1381.73 | 1370.3
2012-03-25 14:20 | 10.37 | 10.37 | 10.24 | 10.13 | 10.01 | 9.83 | 9.64 | 9.49 | 9.33 | 9.15 | 315.8 | 315.9 | 315.7 | 315.3 | 315.3 | 315.7 | 316 | 315.9 | 315.9 | 316.3 | 306.8 | 10.1 | 0.77 | 9.97 | 8.99 | 7.624% | 315.745 | 9.7998 | 0.18036 | 9.8025 | 0.99972 | 10.0972 | 1663.7 | 1663.7
2012-03-25 14:30 | 10.27 | 10.23 | 10.15 | 10 | 9.86 | 9.7 | 9.57 | 9.35 | 9.13 | 8.81 | 314.2 | 314 | 313.5 | 313.5 | 313.5 | 313.4 | 312.9 | 312.2 | 311.7 | 311 | 304.6 | 9.64 | 1.09 | 9.55 | 8.85 | 11.31% | 313.325 | 9.6594 | 0.12469 | 9.6813 | 0.99774 | 9.6182 | 1499.84 | 1492.22
2012-03-25 14:40 | 8.8 | 8.76 | 8.64 | 8.53 | 8.44 | 8.36 | 8.33 | 8.29 | 8.31 | 8.15 | 312.5 | 312.2 | 312.1 | 312 | 311.7 | 311.4 | 311.1 | 310.3 | 309.5 | 309.1 | 302.5 | 8.59 | 1.04 | 8.62 | 8.12 | 12.11% | 311.355 | 8.4098 | 0.033221 | 8.3557 | 1.0065 | 8.6456 | 1105.53 | 1127.55
2012-03-25 14:50 | 8.59 | 8.52 | 8.41 | 8.31 | 8.3 | 8.2 | 8.01 | 7.85 | 7.69 | 7.44 | 313.1 | 313.1 | 312.2 | 311.5 | 311.6 | 311.9 | 311.9 | 311.8 | 311.8 | 312.4 | 303.9 | 8.45 | 0.93 | 8.34 | 7.62 | 11.01% | 311.9 | 8.0959 | 0.21664 | 8.1725 | 0.99063 | 8.3708 | 1054.15 | 1024.79
2012-03-25 15:00 | 8.38 | 8.27 | 8.02 | 7.87 | 7.76 | 7.65 | 7.49 | 7.32 | 7.09 | 6.73 | 317.6 | 317.5 | 317 | 316.6 | 316.5 | 316.5 | 316.4 | 315.9 | 315.4 | 314.5 | 307.7 | 7.69 | 0.93 | 7.58 | 6.54 | 12.09% | 316.485 | 7.5904 | 0.19533 | 7.6269 | 0.99522 | 7.6532 | 795.69 | 783.65
2012-03-25 15:10 | 8.47 | 8.36 | 8.09 | 7.87 | 7.65 | 7.32 | 7.05 | 6.83 | 6.62 | 6.44 | 313.3 | 313.2 | 313 | 312.2 | 311.7 | 311.8 | 312.5 | 313.2 | 313.7 | 313.7 | 302.4 | 7.2 | 1.21 | 7.07 | 6.43 | 16.81% | 311.905 | 7.363 | 0.3473 | 7.2807 | 1.0113 | 7.2814 | 648.2 | 672.28
2012-03-25 15:20 | 8.34 | 8.26 | 8.19 | 8.12 | 7.99 | 7.82 | 7.65 | 7.5 | 7.32 | 7.11 | 311.2 | 311.1 | 310.6 | 310.2 | 310.1 | 310.3 | 310.5 | 310.8 | 310.8 | 310 | 300.6 | 7.6 | 0.97 | 7.42 | 6.49 | 12.76% | 310.33 | 7.7854 | 0.20311 | 7.7954 | 0.99871 | 7.5902 | 768.6 | 765.59
2012-03-25 15:30 | 8.6 | 8.52 | 8.24 | 8 | 7.93 | 7.84 | 7.67 | 7.47 | 7.32 | 7.05 | 309.6 | 309.6 | 309.4 | 309.6 | 309.8 | 309.2 | 308.4 | 307.4 | 306.9 | 306.8 | 301.2 | 7.91 | 0.82 | 7.83 | 7.06 | 10.37% | 309.08 | 7.7789 | 0.20258 | 7.8154 | 0.99533 | 7.8731 | 861.91 | 849.87
2012-03-25 15:40 | 9.6 | 9.35 | 9.01 | 8.68 | 8.55 | 8.43 | 8.37 | 8.3 | 8.19 | 8.09 | 314.3 | 314.2 | 313.4 | 312.5 | 311.6 | 310.7 | 310.5 | 310.7 | 311.5 | 311.3 | 303.1 | 8.53 | 0.72 | 8.4 | 7.74 | 8.441% | 310.67 | 8.5135 | 0.066007 | 8.4214 | 1.0109 | 8.6233 | 1083.51 | 1116.54
2012-03-25 15:50 | 8.53 | 8.32 | 7.88 | 7.57 | 7.41 | 7.36 | 7.23 | 7.08 | 6.86 | 6.72 | 315 | 314.4 | 314.2 | 313 | 312 | 311.9 | 311.4 | 311.4 | 312.5 | 313.8 | 301.8 | 7.18 | 1.08 | 7.12 | 6.52 | 15.04% | 311.825 | 7.3558 | 0.16468 | 7.3412 | 1.002 | 7.1942 | 642.18 | 645.19
2012-03-25 16:00 | 6.7 | 6.43 | 6.08 | 5.95 | 6.01 | 5.96 | 5.87 | 5.81 | 5.72 | 5.68 | 309.8 | 309.7 | 309 | 308 | 307.5 | 307.6 | 307.3 | 306.9 | 306.6 | 307.7 | 296 | 5.71 | 1 | 5.71 | 5.07 | 17.51% | 307.555 | 5.9262 | 0.14061 | 5.947 | 0.99649 | 5.69 | 315.02 | 311.78
2012-03-25 16:10 | 6.38 | 6.29 | 6.22 | 6.2 | 6.17 | 6.14 | 6.07 | 6.03 | 6.02 | 6.02 | 291.7 | 291.1 | 290.2 | 290.9 | 291 | 290.5 | 290 | 290 | 289.2 | 287.6 | 280.6 | 5.92 | 0.73 | 5.95 | 5.57 | 12.33% | 290.425 | 6.1213 | 0.10596 | 6.1299 | 0.99859 | 5.9117 | 349.04 | 347.42
2012-03-25 16:20 | 7.52 | 7.5 | 7.4 | 7.19 | 7.13 | 7.1 | 7.05 | 6.93 | 6.84 | 6.56 | 302.1 | 301.1 | 299.8 | 298.9 | 298 | 297.6 | 296.9 | 296.7 | 296.4 | 296 | 291.3 | 6.94 | 0.72 | 6.92 | 6.18 | 10.37% | 297.495 | 7.0776 | 0.065308 | 7.0928 | 0.99786 | 6.9251 | 574.44 | 572.18
2012-03-25 16:30 | 7.94 | 7.81 | 7.54 | 7.37 | 7.25 | 7.22 | 7.15 | 7 | 6.88 | 6.66 | 309.5 | 308.9 | 307.9 | 307.5 | 306.8 | 306.2 | 305.8 | 305.4 | 305.3 | 304.2 | 297.5 | 7.02 | 0.65 | 6.96 | 5.97 | 9.259% | 306.14 | 7.199 | 0.090031 | 7.2099 | 0.99848 | 7.0094 | 594.02 | 591.01
2012-03-25 16:40 | 7.44 | 7.17 | 6.78 | 6.61 | 6.47 | 6.36 | 6.18 | 5.98 | 5.86 | 5.75 | 303.9 | 303.2 | 302.3 | 301.4 | 301.2 | 300.7 | 300.5 | 299.7 | 299.5 | 298.3 | 293.8 | 6.44 | 0.62 | 6.31 | 5.66 | 9.627% | 300.67 | 6.3352 | 0.26531 | 6.3339 | 1.0002 | 6.4414 | 461.44 | 461.44
2012-03-25 17:00 | 9.66 | 9.48 | 8.96 | 8.54 | 8.25 | 7.99 | 7.7 | 7.43 | 7.21 | 7.05 | 305.5 | 304.4 | 303.3 | 302.4 | 302.4 | 301.7 | 301 | 301 | 301.2 | 301 | 293 | 7.77 | 0.75 | 7.68 | 6.4 | 9.653% | 301.595 | 8.0504 | 0.34164 | 7.9478 | 1.0129 | 7.8703 | 819.77 | 849.87
2012-03-25 17:10 | 8.39 | 8.13 | 7.76 | 7.46 | 7.22 | 7.02 | 6.87 | 6.68 | 6.48 | 6.25 | 301.6 | 302 | 301.1 | 300.1 | 299.1 | 298.3 | 297.7 | 297 | 296 | 294.1 | 291.1 | 6.95 | 0.91 | 6.87 | 5.99 | 13.09% | 298.21 | 7.0819 | 0.1996 | 6.9983 | 1.0119 | 7.033 | 576.7 | 597.03
2012-03-25 17:20 | 8.58 | 8.18 | 7.64 | 7.23 | 7 | 6.84 | 6.7 | 6.55 | 6.42 | 6.32 | 301.4 | 300 | 299 | 299.1 | 298.6 | 298.4 | 298.5 | 298.4 | 298.8 | 297.9 | 291.4 | 6.86 | 0.91 | 6.73 | 5.71 | 13.27% | 298.415 | 6.9472 | 0.19111 | 6.8198 | 1.0187 | 6.9882 | 556.36 | 585.74
2012-03-25 17:40 | 9.82 | 9.46 | 9.06 | 8.61 | 8.42 | 8.21 | 8.01 | 7.81 | 7.73 | 7.74 | 297.1 | 297.1 | 296.6 | 296.7 | 296.7 | 296.2 | 295.4 | 295.2 | 294.8 | 292.9 | 288.7 | 8.17 | 0.89 | 8.04 | 7.06 | 10.89% | 296.08 | 8.2944 | 0.2279 | 8.181 | 1.0139 | 8.2833 | 951.39 | 991.76
2012-03-25 17:50 | 8.33 | 8.04 | 7.73 | 7.53 | 7.37 | 7.17 | 6.99 | 6.83 | 6.62 | 6.34 | 303.9 | 302.4 | 301.6 | 301.4 | 300.9 | 300.3 | 300.5 | 301.1 | 301.4 | 301.8 | 292.2 | 6.75 | 1.07 | 6.59 | 5.61 | 15.85% | 300.33 | 7.1801 | 0.23495 | 7.1439 | 1.0051 | 6.7842 | 531.5 | 538.28
2012-03-25 18:00 | 9.38 | 9.1 | 8.71 | 8.41 | 8.24 | 8.06 | 7.88 | 7.68 | 7.52 | 7.31 | 301.4 | 301.7 | 301.4 | 301.3 | 300.5 | 299.9 | 299.4 | 299.6 | 300.5 | 302.4 | 291.4 | 7.75 | 1.31 | 7.64 | 6.62 | 16.9% | 299.825 | 8.083 | 0.20871 | 8.034 | 1.0061 | 7.7973 | 813.75 | 828.8
2012-03-25 18:10 | 10.51 | 10.29 | 10 | 9.6 | 9.27 | 9.02 | 8.72 | 8.38 | 8.11 | 7.82 | 300.9 | 300.2 | 299.2 | 299 | 299.2 | 299.4 | 299 | 298.5 | 298.7 | 298.9 | 290.2 | 8.75 | 1.28 | 8.49 | 6.92 | 14.63% | 299.34 | 9.0312 | 0.31258 | 8.9764 | 1.0061 | 8.8034 | 1164.25 | 1182.6
2012-03-25 18:20 | 11.9 | 11.75 | 11.47 | 11.19 | 10.95 | 10.56 | 10.17 | 9.93 | 9.77 | 9.52 | 295.1 | 294.6 | 293.5 | 293 | 292.8 | 292.5 | 292.3 | 291.7 | 291.7 | 291.9 | 286.6 | 10.7 | 1.37 | 10.58 | 9.07 | 12.8% | 292.47 | 10.5863 | 0.34775 | 10.5032 | 1.0079 | 10.7846 | 1823.9 | 1845.26
2012-03-25 18:30 | 11.06 | 10.99 | 10.77 | 10.33 | 10.03 | 9.79 | 9.59 | 9.3 | 9.08 | 8.81 | 293.4 | 293 | 292.6 | 292.4 | 292.1 | 291.6 | 290.9 | 290.5 | 290.2 | 290.1 | 285.1 | 9.93 | 1.26 | 9.86 | 8.61 | 12.69% | 291.495 | 9.8459 | 0.19074 | 9.7611 | 1.0087 | 10.0163 | 1610.33 | 1642.34
2012-03-25 18:40 | 10.13 | 10.01 | 9.73 | 9.58 | 9.43 | 9.31 | 9.15 | 8.92 | 8.67 | 8.49 | 296.6 | 296.2 | 295.8 | 295 | 294.2 | 294.6 | 294.9 | 294.9 | 294.4 | 294.7 | 288.6 | 9.38 | 1.33 | 9.27 | 7.62 | 14.18% | 294.645 | 9.2529 | 0.16019 | 9.2869 | 0.99634 | 9.3457 | 1400.78 | 1389.35
2012-03-25 18:50 | 9.68 | 9.64 | 9.49 | 9.29 | 9.08 | 8.84 | 8.59 | 8.33 | 8.05 | 7.65 | 297.9 | 297.5 | 296.8 | 295.9 | 294.2 | 293.1 | 293.1 | 293.5 | 294.2 | 296.2 | 288.3 | 8.97 | 1.24 | 8.86 | 7.55 | 13.82% | 293.1 | 8.7934 | 0.26511 | 8.8037 | 0.99883 | 8.9595 | 1244.99 | 1241.32
2012-03-25 19:00 | 8.21 | 8.12 | 7.87 | 7.64 | 7.45 | 7.18 | 6.97 | 6.79 | 6.53 | 6.13 | 293.7 | 293.2 | 292.5 | 292.5 | 292.4 | 292.4 | 291.9 | 291.1 | 290.7 | 290 | 285.3 | 7.19 | 1.01 | 7.07 | 6.1 | 14.05% | 292.325 | 7.2046 | 0.27431 | 7.1495 | 1.0077 | 7.2454 | 645.19 | 663.25
2012-03-25 19:10 | 8.49 | 8.33 | 8.03 | 7.79 | 7.68 | 7.54 | 7.44 | 7.31 | 7.08 | 6.7 | 295 | 295 | 295.5 | 294.9 | 294.2 | 293.6 | 293.1 | 292.6 | 292.4 | 293.4 | 286.2 | 7.5 | 0.92 | 7.35 | 6.01 | 12.27% | 293.525 | 7.5462 | 0.12338 | 7.5256 | 1.0027 | 7.5205 | 738.5 | 744.52
2012-03-25 19:20 | 9.07 | 8.94 | 8.67 | 8.45 | 8.23 | 7.94 | 7.66 | 7.38 | 7.12 | 6.77 | 299.7 | 299.5 | 299.1 | 298.9 | 299 | 299.3 | 299.4 | 299.6 | 299.5 | 300 | 292.5 | 8.19 | 1.29 | 8.03 | 6.62 | 15.75% | 299.315 | 7.9287 | 0.33176 | 7.8993 | 1.0037 | 8.2205 | 958.73 | 969.74
2012-03-25 19:30 | 9.67 | 9.56 | 9.25 | 8.94 | 8.61 | 8.22 | 7.94 | 7.85 | 7.75 | 7.53 | 302.5 | 302.1 | 301.6 | 301.2 | 301 | 301.3 | 301.8 | 302.3 | 302.9 | 303.2 | 294.6 | 8.79 | 1.15 | 8.57 | 7.39 | 13.08% | 301.375 | 8.3865 | 0.32026 | 8.1793 | 1.0253 | 9.0127 | 1178.93 | 1259.81
2012-03-25 19:40 | 8.56 | 8.44 | 8.19 | 7.99 | 7.78 | 7.49 | 7.22 | 7.09 | 6.96 | 6.72 | 301.4 | 301.3 | 301 | 301.2 | 301.7 | 301.6 | 301.5 | 301.3 | 301.3 | 302.3 | 294.4 | 7.94 | 1.12 | 7.74 | 6.59 | 14.11% | 301.585 | 7.5395 | 0.33927 | 7.4507 | 1.0119 | 8.0346 | 870.94 | 900.01
2012-03-25 19:50 | 8.92 | 8.8 | 8.53 | 8.23 | 7.92 | 7.69 | 7.52 | 7.34 | 7.14 | 6.78 | 302.5 | 301.9 | 301.2 | 301.2 | 301.5 | 301.9 | 302 | 301.6 | 301.9 | 302.8 | 293.3 | 7.77 | 0.94 | 7.68 | 6.55 | 12.1% | 301.915 | 7.7726 | 0.20658 | 7.6654 | 1.014 | 7.8786 | 819.77 | 852.88
2012-03-25 20:00 | 8.43 | 8.25 | 7.91 | 7.59 | 7.37 | 7.18 | 6.97 | 6.76 | 6.6 | 6.35 | 302.6 | 302.5 | 302 | 301.5 | 301 | 300.5 | 300 | 299.8 | 299.6 | 300.4 | 292.8 | 7.41 | 1.07 | 7.29 | 6.16 | 14.44% | 300.425 | 7.2114 | 0.27431 | 7.1495 | 1.0087 | 7.4742 | 711.41 | 729.47
2012-03-25 20:10 | 8.18 | 8.07 | 7.81 | 7.52 | 7.23 | 7.01 | 6.89 | 6.76 | 6.56 | 6.11 | 303.3 | 303 | 302.5 | 301.7 | 300.9 | 300.3 | 300 | 300.4 | 301.4 | 302.7 | 293.2 | 7.04 | 0.91 | 6.99 | 5.63 | 12.93% | 300.255 | 7.1099 | 0.15956 | 6.9927 | 1.0168 | 7.158 | 600.04 | 636.16
2012-03-25 20:20 | 7.91 | 7.77 | 7.58 | 7.4 | 7.14 | 6.8 | 6.47 | 6.24 | 6.05 | 5.76 | 302.8 | 302.3 | 301 | 300 | 299.6 | 298.9 | 297.9 | 297.2 | 297.1 | 298.8 | 292.8 | 7.03 | 1.01 | 6.9 | 5.63 | 14.37% | 298.75 | 6.8238 | 0.45971 | 6.7517 | 1.0107 | 7.1051 | 597.03 | 621.11
2012-03-25 20:30 | 7.45 | 7.25 | 6.92 | 6.67 | 6.49 | 6.32 | 6.15 | 5.88 | 5.61 | 5.24 | 302.8 | 302.2 | 301.4 | 300.4 | 299.4 | 298.6 | 298.6 | 299.2 | 299.9 | 300.4 | 292.1 | 6.62 | 0.86 | 6.45 | 5.05 | 12.99% | 298.6 | 6.2983 | 0.25198 | 6.2954 | 1.0005 | 6.6231 | 502.12 | 502.12
2012-03-25 20:40 | 7.85 | 7.7 | 7.37 | 7.14 | 6.95 | 6.68 | 6.4 | 6.09 | 5.86 | 5.49 | 303.6 | 302.8 | 301.4 | 300.6 | 299.8 | 299 | 298.2 | 297.7 | 297.2 | 295.7 | 291.4 | 6.42 | 0.75 | 6.2 | 4.78 | 11.68% | 298.88 | 6.656 | 0.3957 | 6.6391 | 1.0025 | 6.4363 | 456.92 | 461.44
2012-03-25 20:50 | 7.5 | 7.28 | 6.94 | 6.68 | 6.5 | 6.35 | 6.16 | 5.96 | 5.71 | 5.34 | 304.3 | 303.8 | 303.2 | 302.6 | 302.5 | 302.5 | 301.6 | 300.7 | 300.3 | 299.8 | 294 | 6.52 | 0.71 | 6.33 | 4.88 | 10.89% | 302.365 | 6.3357 | 0.28072 | 6.3224 | 1.0021 | 6.5337 | 479.52 | 481.78
2012-03-25 21:00 | 7.19 | 7.03 | 6.71 | 6.37 | 6.06 | 5.74 | 5.48 | 5.28 | 5.01 | 4.57 | 300.9 | 300.9 | 300.8 | 299.9 | 299.3 | 298.5 | 298 | 297.6 | 297.2 | 296.6 | 291.8 | 6 | 0.8 | 5.83 | 4.39 | 13.33% | 298.425 | 5.8381 | 0.42836 | 5.702 | 1.0239 | 6.1432 | 362 | 393.64
2012-03-25 21:10 | 7.2 | 7.06 | 6.74 | 6.44 | 6.19 | 5.99 | 5.7 | 5.39 | 5.07 | 4.66 | 298.2 | 297.6 | 297.1 | 296.5 | 295.4 | 294.6 | 294.6 | 294.3 | 294.1 | 292.6 | 286.7 | 5.81 | 0.85 | 5.65 | 4.3 | 14.63% | 294.6 | 5.9556 | 0.45859 | 5.9476 | 1.0013 | 5.8178 | 331.22 | 332.84
2012-03-25 21:20 | 7.06 | 6.82 | 6.37 | 6.01 | 5.73 | 5.43 | 5.14 | 4.86 | 4.63 | 4.48 | 304.8 | 304.1 | 302.8 | 302.6 | 302.2 | 300.6 | 299.6 | 299.1 | 299.2 | 299.5 | 293 | 5.57 | 0.93 | 5.37 | 4.22 | 16.7% | 300.45 | 5.5095 | 0.5072 | 5.3875 | 1.0227 | 5.6962 | 292.34 | 313.4
2012-03-25 21:30 | 7.31 | 7.17 | 6.86 | 6.61 | 6.38 | 6.14 | 5.87 | 5.65 | 5.32 | 4.92 | 302.9 | 302.9 | 303.3 | 303.3 | 302.5 | 301 | 299.7 | 298.6 | 298.4 | 298.6 | 291.6 | 5.85 | 0.77 | 5.64 | 4.41 | 13.16% | 300.805 | 6.1326 | 0.41557 | 6.1006 | 1.0053 | 5.8807 | 337.7 | 342.56
2012-03-25 21:40 | 7.44 | 7.27 | 6.95 | 6.63 | 6.35 | 6.11 | 5.86 | 5.59 | 5.32 | 5.01 | 304 | 303.5 | 302.8 | 302.1 | 300.8 | 299.7 | 298.8 | 298.3 | 297.5 | 295.3 | 292.2 | 6.24 | 0.78 | 6.06 | 5.08 | 12.5% | 299.565 | 6.1391 | 0.38606 | 6.0735 | 1.0108 | 6.3074 | 416.24 | 432.06
2012-03-25 21:50 | 8.13 | 7.92 | 7.58 | 7.23 | 6.99 | 6.71 | 6.46 | 6.18 | 5.93 | 5.53 | 303.4 | 302.3 | 300.9 | 300.2 | 299.6 | 298.7 | 297.4 | 295.9 | 294.6 | 294.5 | 291.4 | 6.61 | 0.74 | 6.47 | 5.23 | 11.2% | 298.505 | 6.7432 | 0.35088 | 6.6736 | 1.0104 | 6.679 | 499.86 | 515.68
2012-03-25 22:00 | 7.84 | 7.62 | 7.16 | 6.85 | 6.59 | 6.32 | 6.06 | 5.84 | 5.63 | 5.32 | 303.1 | 303.1 | 302.3 | 301 | 300.5 | 300.1 | 298.9 | 297.5 | 296.2 | 294.5 | 291.4 | 6.13 | 0.72 | 5.92 | 4.64 | 11.75% | 299.92 | 6.3792 | 0.38821 | 6.2821 | 1.0155 | 6.2248 | 391.38 | 411.72
2012-03-25 22:10 | 6.91 | 6.77 | 6.5 | 6.22 | 6 | 5.7 | 5.29 | 4.92 | 4.63 | 4.4 | 300.9 | 300.5 | 298.8 | 297.4 | 296.2 | 295.4 | 295.2 | 294.8 | 295.2 | 292.9 | 288.9 | 5.44 | 0.83 | 5.3 | 4.02 | 15.26% | 295.37 | 5.6532 | 0.68982 | 5.6394 | 1.0025 | 5.4533 | 271.28 | 272.9
2012-03-25 22:20 | 6.51 | 6.37 | 6.09 | 5.83 | 5.64 | 5.42 | 5.15 | 4.84 | 4.62 | 4.52 | 299.6 | 298.7 | 298.1 | 297 | 296.4 | 294.7 | 293.1 | 292.3 | 291 | 288.5 | 286.7 | 5.26 | 0.57 | 5.09 | 3.95 | 10.84% | 294.46 | 5.3971 | 0.47221 | 5.3805 | 1.0031 | 5.2762 | 242.12 | 245.36
2012-03-25 22:30 | 7.01 | 6.87 | 6.66 | 6.37 | 6.12 | 5.95 | 5.82 | 5.67 | 5.47 | 5.1 | 298.2 | 297.7 | 296.9 | 296.3 | 295.9 | 295.4 | 294.8 | 294.8 | 294.5 | 295.3 | 286.6 | 5.5 | 0.9 | 5.28 | 4.26 | 16.36% | 295.31 | 6.0109 | 0.20414 | 5.9312 | 1.0134 | 5.5739 | 281 | 292.34
2012-03-25 22:40 | 6.89 | 6.74 | 6.41 | 6.22 | 5.97 | 5.66 | 5.33 | 5.03 | 4.76 | 4.53 | 293.6 | 293.4 | 292.1 | 290.7 | 288.7 | 287.6 | 287.1 | 286.2 | 285.9 | 287.6 | 280.6 | 5.52 | 1.05 | 5.33 | 3.94 | 19.02% | 287.525 | 5.6582 | 0.55513 | 5.6115 | 1.0083 | 5.5659 | 284.24 | 292.34
2012-03-25 23:20 | 8.9 | 8.73 | 8.38 | 8.03 | 7.77 | 7.51 | 7.28 | 7.19 | 7.07 | 6.76 | 298.1 | 297.9 | 297.7 | 296.6 | 295.8 | 294.6 | 293.6 | 293.2 | 293.1 | 294 | 287.9 | 7.75 | 1.06 | 7.53 | 5.92 | 13.68% | 294.45 | 7.6158 | 0.28744 | 7.4766 | 1.0186 | 7.8943 | 813.75 | 855.89
2012-03-25 23:30 | 9.15 | 9.03 | 8.65 | 8.26 | 7.83 | 7.46 | 7.14 | 6.98 | 6.81 | 6.64 | 299.2 | 298.9 | 298.1 | 297.4 | 296.1 | 295.1 | 294.4 | 293 | 292.3 | 292.9 | 287.5 | 7.75 | 0.97 | 7.52 | 5.97 | 12.52% | 294.995 | 7.628 | 0.40515 | 7.4133 | 1.029 | 7.9745 | 813.75 | 879.97
2012-03-25 23:40 | 8.18 | 7.99 | 7.63 | 7.31 | 7.07 | 6.88 | 6.65 | 6.45 | 6.25 | 6.08 | 298.1 | 297.2 | 296.2 | 294.9 | 293.4 | 292.7 | 292.7 | 292.8 | 293 | 291.4 | 286.5 | 6.82 | 1.13 | 6.61 | 5.35 | 16.57% | 292.7 | 6.9096 | 0.31421 | 6.8466 | 1.0092 | 6.8828 | 547.32 | 560.88
2012-03-25 23:50 | 8.67 | 8.58 | 8.24 | 8.04 | 7.77 | 7.46 | 7.18 | 6.95 | 6.74 | 6.66 | 294.1 | 293.4 | 292.9 | 292.4 | 291.8 | 291.2 | 289.8 | 288.1 | 286.6 | 285.6 | 283.1 | 7.41 | 0.91 | 7.12 | 5.56 | 12.28% | 290.99 | 7.5024 | 0.35352 | 7.4192 | 1.0112 | 7.4931 | 711.41 | 735.49
2012-03-26 | 8.78 | 8.65 | 8.31 | 7.99 | 7.61 | 7.29 | 6.96 | 6.67 | 6.57 | 6.36 | 293.1 | 291.8 | 290.5 | 289.2 | 288 | 287.3 | 286.1 | 285.2 | 283.5 | 281.7 | 280.6 | 7.03 | 1.06 | 6.81 | 5.43 | 15.08% | 287.12 | 7.3725 | 0.42808 | 7.2418 | 1.0181 | 7.1569 | 597.03 | 636.16
2012-03-26 00:10 | 7.96 | 7.77 | 7.43 | 7.09 | 6.77 | 6.49 | 6.2 | 6.07 | 5.98 | 5.97 | 295.7 | 295.1 | 293.2 | 292.8 | 292.3 | 291.4 | 290.5 | 290.2 | 289.5 | 286.1 | 282.3 | 6.56 | 1.19 | 6.4 | 5.29 | 18.14% | 291.265 | 6.6119 | 0.42244 | 6.4476 | 1.0255 | 6.7272 | 488.56 | 526.98
2012-03-26 00:20 | 8.13 | 7.95 | 7.51 | 7.04 | 6.7 | 6.45 | 6.26 | 6.11 | 6.01 | 5.69 | 292.5 | 290.7 | 288.7 | 287.1 | 285.6 | 283.8 | 282.7 | 282 | 281.2 | 278.7 | 278.8 | 6.52 | 1.05 | 6.38 | 5.37 | 16.1% | 283.635 | 6.6073 | 0.2763 | 6.4224 | 1.0288 | 6.7076 | 479.52 | 522.46
2012-03-26 00:30 | 9.57 | 9.4 | 9.13 | 8.77 | 8.56 | 8.19 | 7.82 | 7.59 | 7.31 | 7.17 | 294.4 | 293.5 | 292.5 | 291.3 | 289.8 | 288.2 | 286.9 | 286.3 | 285.7 | 284.6 | 282.7 | 8.16 | 1.18 | 7.97 | 6.56 | 14.46% | 288.005 | 8.2106 | 0.4272 | 8.1359 | 1.0092 | 8.2349 | 947.72 | 973.41
2012-03-26 00:40 | 9.9 | 9.74 | 9.52 | 9.3 | 9.1 | 8.95 | 8.7 | 8.39 | 8.07 | 7.66 | 294.2 | 293 | 291.3 | 290.1 | 289.1 | 288.9 | 288.1 | 286.1 | 285.3 | 283.5 | 281.9 | 8.55 | 1.04 | 8.39 | 6.95 | 12.16% | 288.78 | 8.8462 | 0.2618 | 8.9137 | 0.99242 | 8.4852 | 1090.85 | 1068.83
2012-03-26 00:50 | 8.87 | 8.78 | 8.54 | 8.35 | 8.15 | 7.88 | 7.64 | 7.46 | 7.27 | 6.9 | 293.2 | 293.1 | 292.8 | 291.3 | 290.5 | 288.5 | 286.6 | 285.4 | 284.8 | 283.3 | 282.5 | 7.84 | 1.15 | 7.74 | 6.42 | 14.67% | 288.215 | 7.8858 | 0.28583 | 7.8452 | 1.0052 | 7.8807 | 840.84 | 852.88
2012-03-26 01:00 | 8.36 | 8.27 | 8.08 | 7.81 | 7.36 | 6.85 | 6.5 | 6.25 | 6.05 | 5.8 | 293.9 | 293.8 | 293.3 | 292.1 | 290.3 | 289.4 | 288.9 | 287.6 | 285.6 | 284.1 | 283.3 | 7.28 | 1.09 | 7.14 | 5.78 | 14.97% | 289.325 | 7.0214 | 0.48466 | 6.7987 | 1.0328 | 7.5184 | 672.28 | 744.52
2012-03-26 01:10 | 7.56 | 7.47 | 7.24 | 6.91 | 6.57 | 6.2 | 5.9 | 5.67 | 5.39 | 5.06 | 290.2 | 290.1 | 289.9 | 289.4 | 286.8 | 285 | 284.3 | 283.8 | 283.3 | 280.6 | 276.7 | 6.22 | 0.98 | 5.99 | 4.76 | 15.76% | 284.895 | 6.2925 | 0.45832 | 6.1561 | 1.0222 | 6.3578 | 411.72 | 443.36
2012-03-26 01:20 | 8.14 | 8.1 | 7.94 | 7.58 | 7.23 | 6.88 | 6.64 | 6.43 | 6.26 | 5.99 | 291.2 | 291 | 290.7 | 290.2 | 289.9 | 289.1 | 288.1 | 287 | 286.7 | 285.5 | 279.3 | 6.87 | 0.94 | 6.87 | 5.72 | 13.68% | 288.95 | 7.0124 | 0.32812 | 6.8451 | 1.0244 | 7.0379 | 558.62 | 600.04
2012-03-26 01:30 | 7.51 | 7.41 | 7.22 | 6.88 | 6.62 | 6.53 | 6.4 | 6.27 | 6.15 | 5.83 | 292 | 291.5 | 290.6 | 288.8 | 287.4 | 286.7 | 285.2 | 284.3 | 283.5 | 282.2 | 279.3 | 6.9 | 1.05 | 6.84 | 5.57 | 15.22% | 286.475 | 6.5758 | 0.18583 | 6.5112 | 1.0099 | 6.9684 | 565.4 | 581.22
2012-03-26 01:40 | 8.59 | 8.44 | 8.17 | 7.93 | 7.76 | 7.61 | 7.44 | 7.16 | 6.91 | 6.55 | 297.8 | 297.5 | 296 | 294.9 | 293.3 | 291.8 | 290.7 | 290.5 | 289.8 | 289 | 285.4 | 7.5 | 1.04 | 7.26 | 5.47 | 13.87% | 291.635 | 7.5589 | 0.20878 | 7.5854 | 0.9965 | 7.4737 | 738.5 | 729.47
2012-03-26 01:50 | 8.42 | 8.29 | 7.89 | 7.29 | 6.9 | 6.62 | 6.29 | 6 | 5.76 | 5.6 | 300.1 | 299.8 | 298.4 | 298 | 297 | 295.9 | 295 | 294.2 | 293.3 | 291.3 | 290.9 | 6.97 | 0.9 | 6.73 | 5.72 | 12.91% | 295.765 | 6.7389 | 0.47253 | 6.5717 | 1.0254 | 7.1474 | 581.22 | 633.15
2012-03-26 02:00 | 8.37 | 8.1 | 7.73 | 7.37 | 6.99 | 6.66 | 6.32 | 5.94 | 5.62 | 5.26 | 299.7 | 299.5 | 299.7 | 300.1 | 300.4 | 299.3 | 298.7 | 298.6 | 297.5 | 295.8 | 290.6 | 6.3 | 1.05 | 6.06 | 4.86 | 16.67% | 299.21 | 6.7111 | 0.48423 | 6.6102 | 1.0153 | 6.3962 | 429.8 | 452.4
2012-03-26 02:10 | 7.93 | 7.8 | 7.36 | 6.75 | 6.35 | 6.02 | 5.62 | 5.17 | 4.8 | 4.28 | 299.6 | 299.8 | 300.3 | 300.1 | 299.6 | 298.3 | 297.3 | 296.6 | 295.7 | 294.3 | 290 | 5.56 | 1.23 | 5.33 | 4.14 | 22.12% | 298.15 | 6.1014 | 0.63537 | 5.961 | 1.0236 | 5.691 | 290.72 | 311.78
2012-03-26 02:20 | 7.31 | 7.1 | 6.69 | 6.38 | 6.07 | 5.75 | 5.45 | 5.17 | 4.88 | 4.62 | 299.4 | 299.3 | 299.7 | 299.6 | 298.9 | 297.9 | 296.8 | 295.4 | 294.3 | 290.4 | 289.6 | 5.7 | 1.09 | 5.55 | 4.5 | 19.12% | 297.735 | 5.817 | 0.49517 | 5.706 | 1.0194 | 5.8108 | 313.4 | 331.22
2012-03-26 02:30 | 6.33 | 6.16 | 5.85 | 5.58 | 5.25 | 4.88 | 4.61 | 4.52 | 4.54 | 4.39 | 294.8 | 294.2 | 293.7 | 293.7 | 292.8 | 292.2 | 291.1 | 289 | 287.1 | 285.9 | 284.7 | 5.32 | 1.04 | 5.12 | 4.44 | 19.55% | 292.035 | 5.0749 | 0.52597 | 4.8404 | 1.0485 | 5.5778 | 251.84 | 293.96
2012-03-26 02:40 | 6.14 | 6.07 | 5.87 | 5.58 | 5.24 | 4.99 | 4.79 | 4.62 | 4.45 | 4.08 | 294.5 | 293.8 | 291.9 | 290.7 | 289 | 288 | 287.2 | 286.5 | 285.2 | 283 | 283.5 | 5.59 | 0.86 | 5.35 | 4.14 | 15.38% | 287.88 | 5.0939 | 0.37801 | 4.9608 | 1.0268 | 5.7399 | 295.58 | 319.88
2012-03-26 02:50 | 7.09 | 6.93 | 6.64 | 6.33 | 6.11 | 5.85 | 5.69 | 5.52 | 5.24 | 4.86 | 300.5 | 300.4 | 299.9 | 299.4 | 299.7 | 299.9 | 299.1 | 298.2 | 295.8 | 291.7 | 290.3 | 6.04 | 1.05 | 5.83 | 4.64 | 17.38% | 299.78 | 5.9224 | 0.25627 | 5.8268 | 1.0164 | 6.1391 | 371.04 | 393.64
2012-03-26 03:00 | 7.39 | 7.22 | 6.8 | 6.51 | 6.32 | 6.08 | 5.74 | 5.45 | 5.19 | 4.82 | 294.6 | 294.6 | 294.6 | 294.6 | 294.4 | 293.6 | 292.4 | 291.9 | 291.6 | 292.1 | 285.6 | 5.77 | 1.12 | 5.62 | 4.71 | 19.41% | 293.42 | 6.0452 | 0.53178 | 6.0301 | 1.0025 | 5.7845 | 324.74 | 326.36
2012-03-26 03:10 | 8.01 | 7.9 | 7.71 | 7.56 | 7.36 | 7.09 | 6.86 | 6.72 | 6.56 | 6.12 | 291.5 | 291 | 289.4 | 287.4 | 286.5 | 285.9 | 284.6 | 283.6 | 283.2 | 282.6 | 281.4 | 7.06 | 1.38 | 6.98 | 5.83 | 19.55% | 285.705 | 7.1108 | 0.30475 | 7.0566 | 1.0077 | 7.1143 | 606.06 | 621.11
2012-03-26 03:20 | 8.47 | 8.31 | 7.93 | 7.54 | 7.26 | 7.15 | 7.1 | 7.11 | 7.02 | 6.81 | 293 | 292.5 | 291.5 | 290.5 | 290.1 | 289.5 | 288 | 286.2 | 284.3 | 282.5 | 283.2 | 7.48 | 1.21 | 7.42 | 6.83 | 16.18% | 289.275 | 7.31 | 0.064849 | 7.1428 | 1.0234 | 7.655 | 732.48 | 786.66
2012-03-26 03:30 | 8.63 | 8.52 | 8.19 | 7.95 | 7.79 | 7.51 | 7.14 | 6.84 | 6.63 | 6.45 | 296.1 | 295.6 | 294.9 | 294.2 | 294 | 293.7 | 293.5 | 292.5 | 291.2 | 289 | 286.7 | 7.54 | 1.13 | 7.39 | 6.35 | 14.99% | 293.67 | 7.4567 | 0.46688 | 7.4558 | 1.0001 | 7.5409 | 750.54 | 750.54
2012-03-26 03:40 | 8.09 | 7.96 | 7.64 | 7.33 | 7.11 | 6.92 | 6.69 | 6.45 | 6.26 | 6 | 293.7 | 293.3 | 292.4 | 291.4 | 290.2 | 289.3 | 288.8 | 288.9 | 288.6 | 287.6 | 282.5 | 7.06 | 1.06 | 6.95 | 5.88 | 15.01% | 289.225 | 6.9266 | 0.31236 | 6.8866 | 1.0058 | 7.101 | 606.06 | 618.1
2012-03-26 03:50 | 7.8 | 7.73 | 7.53 | 7.3 | 7.02 | 6.77 | 6.47 | 6.2 | 5.97 | 5.7 | 291.1 | 290.8 | 289.8 | 288.9 | 288.6 | 288.9 | 289.2 | 289.6 | 289.7 | 287.5 | 282.5 | 6.78 | 1.48 | 6.66 | 5.5 | 21.83% | 288.945 | 6.766 | 0.41885 | 6.7262 | 1.0059 | 6.8202 | 538.28 | 547.32
2012-03-26 04:00 | 8.87 | 8.76 | 8.56 | 8.35 | 8.19 | 7.97 | 7.87 | 7.76 | 7.64 | 7.3 | 296.5 | 296.5 | 296.3 | 295.4 | 294.4 | 293.6 | 293.5 | 293.5 | 293.3 | 293.1 | 286.9 | 8.17 | 1.12 | 8.04 | 7 | 13.71% | 293.585 | 8.0388 | 0.11668 | 7.9556 | 1.0105 | 8.2555 | 951.39 | 984.42
2012-03-26 04:10 | 9.53 | 9.45 | 9.22 | 9.03 | 8.84 | 8.65 | 8.49 | 8.37 | 8.2 | 7.93 | 299.1 | 298.8 | 298.5 | 298 | 298.2 | 298.2 | 298.3 | 297.8 | 297.9 | 298.8 | 292.8 | 9.01 | 1.18 | 8.86 | 7.88 | 13.1% | 298.215 | 8.6812 | 0.17253 | 8.6269 | 1.0063 | 9.0667 | 1259.81 | 1282.67
2012-03-26 04:20 | 8.99 | 8.93 | 8.83 | 8.67 | 8.53 | 8.41 | 8.27 | 8.01 | 7.81 | 7.55 | 299.7 | 299.8 | 299.9 | 300 | 300.3 | 301.1 | 301.7 | 301.8 | 301.8 | 302.4 | 291.3 | 8.29 | 1.23 | 8.16 | 7.01 | 14.84% | 301.19 | 8.3473 | 0.15513 | 8.3898 | 0.99493 | 8.248 | 995.43 | 980.75
2012-03-26 04:30 | 7.6 | 7.47 | 7.2 | 6.9 | 6.73 | 6.66 | 6.56 | 6.41 | 6.27 | 5.95 | 298.8 | 298.7 | 298.3 | 297.9 | 297.2 | 296.4 | 296 | 295.8 | 295.3 | 294.2 | 291.2 | 7.04 | 1.22 | 6.94 | 5.92 | 17.33% | 296.34 | 6.675 | 0.13981 | 6.6456 | 1.0044 | 7.0712 | 600.04 | 609.07
2012-03-26 04:40 | 6.23 | 6.23 | 6.15 | 6.04 | 5.9 | 5.71 | 5.5 | 5.36 | 5.29 | 4.94 | 290.2 | 290.2 | 289.7 | 288.9 | 288.3 | 288.1 | 288.7 | 289.6 | 290.3 | 291 | 280.5 | 5.51 | 0.77 | 5.36 | 4.55 | 13.97% | 288.19 | 5.697 | 0.34627 | 5.6794 | 1.0031 | 5.5271 | 282.62 | 285.86
2012-03-26 04:50 | 6.43 | 6.35 | 6.17 | 6.08 | 6 | 5.8 | 5.61 | 5.47 | 5.28 | 4.98 | 289.1 | 288.6 | 288.1 | 287.3 | 286.5 | 285.7 | 284.5 | 283.8 | 283.3 | 281.4 | 279.7 | 5.99 | 1.28 | 5.93 | 4.93 | 21.37% | 285.52 | 5.7649 | 0.30779 | 5.7724 | 0.9987 | 5.9822 | 360.38 | 358.76
2012-03-26 05:00 | 6.88 | 6.77 | 6.54 | 6.41 | 6.3 | 6.18 | 6.06 | 5.94 | 5.84 | 5.72 | 287.2 | 286.9 | 286.1 | 285.5 | 285.8 | 286.2 | 285.9 | 285.2 | 284.1 | 282.3 | 281.2 | 6.76 | 1.43 | 6.61 | 5.55 | 21.15% | 286.155 | 6.1838 | 0.1812 | 6.1627 | 1.0034 | 6.7832 | 533.76 | 538.28
2012-03-26 05:10 | 6.53 | 6.42 | 6.13 | 5.88 | 5.7 | 5.6 | 5.53 | 5.42 | 5.28 | 5.03 | 297 | 297 | 296.8 | 296.4 | 295.7 | 295.8 | 295.4 | 294.5 | 293.4 | 292.1 | 287.5 | 5.66 | 0.86 | 5.48 | 4.76 | 15.19% | 295.74 | 5.6536 | 0.11624 | 5.5899 | 1.0114 | 5.7245 | 306.92 | 316.64
2012-03-26 05:20 | 7.14 | 7.05 | 6.84 | 6.59 | 6.32 | 6.06 | 5.84 | 5.65 | 5.48 | 5.24 | 289.1 | 289 | 288.4 | 286.9 | 286.3 | 286.3 | 286 | 285.9 | 285.8 | 285.6 | 281.2 | 6.17 | 0.97 | 6.08 | 4.93 | 15.72% | 286.255 | 6.1259 | 0.34172 | 6.028 | 1.0162 | 6.2702 | 400.42 | 423.02
2012-03-26 05:30 | 6.72 | 6.57 | 6.28 | 6 | 5.81 | 5.7 | 5.56 | 5.37 | 5.21 | 5.06 | 286.4 | 285.9 | 285 | 284.7 | 284.2 | 283.6 | 282.8 | 281.8 | 280.7 | 278.8 | 275.5 | 5.68 | 0.73 | 5.6 | 4.74 | 12.85% | 283.48 | 5.7167 | 0.22981 | 5.6797 | 1.0065 | 5.717 | 310.16 | 316.64
2012-03-26 05:40 | 6.95 | 6.79 | 6.43 | 6.09 | 5.83 | 5.56 | 5.31 | 5.12 | 4.94 | 4.63 | 278 | 277.6 | 276.7 | 275.7 | 274.5 | 273.8 | 273.5 | 272.7 | 271.2 | 269.8 | 267.4 | 5.18 | 1.15 | 5.13 | 4.36 | 22.2% | 273.755 | 5.6414 | 0.42514 | 5.5235 | 1.0213 | 5.2906 | 229.16 | 246.98
2012-03-26 06:10 | 7.3 | 7.19 | 6.95 | 6.63 | 6.34 | 6.11 | 5.94 | 5.77 | 5.54 | 5.16 | 284.6 | 284 | 283.1 | 282.5 | 281.2 | 279.1 | 277 | 274.9 | 272.5 | 268.4 | 268.5 | 5.95 | 0.9 | 5.81 | 4.68 | 15.13% | 278.785 | 6.1791 | 0.26076 | 6.0853 | 1.0154 | 6.0416 | 353.9 | 371.04
2012-03-26 13:20 | 14.57 | 14.47 | 14.23 | 13.91 | 13.63 | 13.36 | 13.19 | 13.1 | 12.92 | 12.52 | 299.3 | 299.3 | 299.1 | 299.4 | 299.6 | 299.4 | 299.1 | 298.5 | 297.9 | 297.2 | 291.4 | 14.11 | 1.82 | 13.94 | 12.34 | 12.9% | 299.355 | 13.4643 | 0.11834 | 13.3355 | 1.0097 | 14.2462 | 2000 | 2000
2012-03-26 13:30 | 18.34 | 18.29 | 18.14 | 17.85 | 17.47 | 17.09 | 16.83 | 16.66 | 16.46 | 16.05 | 301.2 | 301.2 | 301.1 | 301.3 | 301.3 | 301.3 | 301.7 | 302 | 302.6 | 303.3 | 291.9 | 17.4 | 2.89 | 17.15 | 15.06 | 16.61% | 301.36 | 17.193 | 0.14167 | 17.0525 | 1.0082 | 17.5434 | 2000 | 2000
2012-03-26 14:20 | 16.57 | 16.46 | 15.96 | 15.79 | 15.49 | 15.24 | 15.01 | 14.74 | 14.64 | 14.58 | 305.7 | 306.2 | 307.4 | 307.4 | 307.4 | 307.4 | 307.5 | 307.7 | 308.6 | 309.4 | 299.4 | 15.34 | 3.43 | 15.19 | 14.15 | 22.36% | 307.415 | 15.2807 | 0.14053 | 15.2068 | 1.0049 | 15.4145 | 2000 | 2000
2012-03-26 14:30 | 16.32 | 16.28 | 16.18 | 16.1 | 16.04 | 15.96 | 15.78 | 15.53 | 15.36 | 14.98 | 301.9 | 301.8 | 301.9 | 302.4 | 302.5 | 302.6 | 302.8 | 303 | 303.1 | 302.6 | 296.3 | 16.59 | 3.06 | 16.49 | 14.99 | 18.44% | 302.63 | 15.8226 | 0.10481 | 15.9341 | 0.99301 | 16.474 | 2000 | 2000
2012-03-26 15:20 | 21.5 | 21.09 | 20.65 | 20.39 | 20.24 | 20.09 | 19.88 | 19.59 | 19.28 | 18.88 | 307.3 | 307.3 | 307.3 | 307.5 | 307.8 | 307.9 | 308 | 308.1 | 308.8 | 309.3 | 298.6 | 20.13 | 2.85 | 19.97 | 17.85 | 14.16% | 307.915 | 20.0022 | 0.097104 | 20.0598 | 0.99713 | 20.0722 | 2000 | 2000
2012-03-26 17:10 | 18.83 | 18.83 | 18.68 | 18.44 | 18.19 | 17.93 | 17.69 | 17.33 | 16.87 | 16.15 | 310.9 | 310.4 | 310.5 | 310.4 | 310.5 | 310.2 | 310 | 310.2 | 310.7 | 312.5 | 303.8 | 18.27 | 2.3 | 18.06 | 16.22 | 12.59% | 310.17 | 17.831 | 0.12453 | 17.8954 | 0.9964 | 18.2042 | 2000 | 2000
2012-03-26 17:20 | 18.82 | 18.71 | 18.48 | 18.23 | 17.97 | 17.7 | 17.52 | 17.25 | 16.78 | 15.9 | 310.6 | 310.5 | 310.3 | 310.3 | 310.4 | 310.4 | 310.1 | 310.1 | 310.3 | 310.6 | 302.3 | 18.33 | 2.19 | 17.99 | 15.8 | 11.95% | 310.355 | 17.6575 | 0.094457 | 17.6741 | 0.99906 | 18.3128 | 2000 | 2000
2012-03-26 17:30 | 16.77 | 16.57 | 16.29 | 16.04 | 15.7 | 15.34 | 14.99 | 14.68 | 14.42 | 13.96 | 313.1 | 313.3 | 313.7 | 313.8 | 313.4 | 313 | 313.1 | 313.1 | 312.8 | 312.7 | 303.7 | 15.3 | 2.09 | 15.08 | 13.7 | 13.66% | 313.015 | 15.3376 | 0.21329 | 15.2894 | 1.0032 | 15.3482 | 2000 | 2000
2012-03-26 17:40 | 15.91 | 15.84 | 15.68 | 15.51 | 15.29 | 15.01 | 14.85 | 14.73 | 14.64 | 14.46 | 316.4 | 316.3 | 316 | 316.3 | 316.4 | 316.1 | 315.9 | 315.9 | 316.1 | 316.3 | 304.1 | 15.36 | 2.08 | 15.28 | 13.72 | 13.54% | 316.07 | 15.0923 | 0.099034 | 14.987 | 1.007 | 15.4679 | 2000 | 2000
2012-03-26 17:50 | 15.88 | 15.76 | 15.55 | 15.32 | 15.05 | 14.81 | 14.56 | 14.28 | 14.01 | 13.66 | 312.4 | 312.5 | 312.8 | 313.1 | 313.1 | 312.9 | 312.6 | 312.6 | 312.6 | 312.1 | 304.8 | 15.54 | 1.96 | 15.29 | 13.49 | 12.61% | 312.855 | 14.7802 | 0.15732 | 14.7739 | 1.0004 | 15.5466 | 2000 | 2000
2012-03-26 18:00 | 16.89 | 16.8 | 16.6 | 16.36 | 16.13 | 15.85 | 15.55 | 15.23 | 14.9 | 14.42 | 311.1 | 311.2 | 311.4 | 311.3 | 311.1 | 311.3 | 311.6 | 311.7 | 311.6 | 311.7 | 301.6 | 15.48 | 2.29 | 15.33 | 13.95 | 14.79% | 311.345 | 15.7779 | 0.17658 | 15.8067 | 0.99818 | 15.4518 | 2000 | 2000
2012-03-26 18:10 | 17.4 | 17.32 | 17.3 | 17.25 | 17.13 | 16.94 | 16.76 | 16.55 | 16.26 | 15.67 | 309.7 | 309.6 | 309.6 | 309.8 | 310.2 | 310.3 | 310.3 | 310 | 309.4 | 309.1 | 300.1 | 16.82 | 2.14 | 16.69 | 15.02 | 12.72% | 310.3 | 16.8387 | 0.098718 | 16.9141 | 0.99555 | 16.7451 | 2000 | 2000
2012-03-26 18:20 | 19.41 | 19.23 | 18.9 | 18.61 | 18.4 | 18.14 | 17.81 | 17.5 | 17.22 | 16.64 | 311 | 310.8 | 310.6 | 310.5 | 310.6 | 310.8 | 311 | 310.8 | 310.5 | 310.3 | 301.9 | 18.28 | 2.71 | 18.04 | 16.16 | 14.82% | 310.83 | 18.0591 | 0.16966 | 18.0923 | 0.99816 | 18.2464 | 2000 | 2000
2012-03-26 18:30 | 19.84 | 19.69 | 19.28 | 18.85 | 18.44 | 17.93 | 17.53 | 17.33 | 17.13 | 16.45 | 309.7 | 309.6 | 309.4 | 309.4 | 309.5 | 309.4 | 309.3 | 308.9 | 308.4 | 308.2 | 301.7 | 19.03 | 2.62 | 18.83 | 16.5 | 13.77% | 309.385 | 18.0584 | 0.20849 | 17.8721 | 1.0104 | 19.2284 | 2000 | 2000
2012-03-26 18:40 | 18.05 | 17.98 | 17.81 | 17.61 | 17.36 | 17.08 | 16.73 | 16.42 | 16.12 | 15.59 | 310.7 | 310.4 | 309.6 | 309.1 | 309.1 | 309.4 | 309.8 | 310.2 | 310.6 | 310.9 | 302 | 17.65 | 2.47 | 17.43 | 15.73 | 13.99% | 309.46 | 16.9875 | 0.19133 | 17.0294 | 0.99754 | 17.6066 | 2000 | 2000
2012-03-26 18:50 | 18.85 | 18.72 | 18.37 | 18.02 | 17.67 | 17.29 | 16.91 | 16.64 | 16.36 | 15.93 | 312.7 | 312.5 | 312.2 | 312 | 311.7 | 311.5 | 311.7 | 312.1 | 312.1 | 311.5 | 303.7 | 17.89 | 2.37 | 17.58 | 15.37 | 13.25% | 311.53 | 17.313 | 0.20536 | 17.235 | 1.0045 | 17.971 | 2000 | 2000
2012-03-26 19:00 | 17.51 | 17.41 | 17.31 | 17.16 | 16.97 | 16.78 | 16.63 | 16.4 | 16.14 | 15.74 | 311 | 310.9 | 310.6 | 310.1 | 309.5 | 309.1 | 309.1 | 309.3 | 309.6 | 309.8 | 302.1 | 17.48 | 2.23 | 17.29 | 15.5 | 12.76% | 309.1 | 16.7387 | 0.082979 | 16.7584 | 0.99882 | 17.4594 | 2000 | 2000
2012-03-26 19:10 | 18.95 | 18.82 | 18.5 | 18.09 | 17.63 | 17.15 | 16.8 | 16.58 | 16.49 | 16.38 | 310.6 | 310.3 | 309.8 | 309.4 | 309.2 | 309.2 | 309.1 | 308.8 | 308.5 | 308.5 | 301.3 | 17.54 | 1.95 | 17.33 | 15.91 | 11.12% | 309.185 | 17.3318 | 0.19054 | 17.0994 | 1.0136 | 17.7784 | 2000 | 2000
2012-03-26 19:20 | 20.51 | 20.42 | 20.19 | 19.9 | 19.5 | 19.1 | 18.87 | 18.76 | 18.61 | 18.28 | 310.6 | 310.7 | 310.7 | 310.5 | 310.2 | 309.9 | 309.5 | 309 | 308.5 | 308.2 | 300.8 | 19.51 | 2.31 | 19.23 | 17.22 | 11.84% | 309.84 | 19.261 | 0.11195 | 19.0669 | 1.0102 | 19.7086 | 2000 | 2000
2012-03-26 19:30 | 18.8 | 18.63 | 18.22 | 17.79 | 17.56 | 17.41 | 17.2 | 16.96 | 16.69 | 16.28 | 311.8 | 311.8 | 311.9 | 312.1 | 312 | 311.6 | 311.3 | 311.1 | 311.4 | 311.8 | 302 | 17.96 | 2.27 | 17.76 | 16.01 | 12.64% | 311.555 | 17.3951 | 0.11214 | 17.3798 | 1.0009 | 17.9758 | 2000 | 2000
2012-03-26 19:40 | 19.59 | 19.41 | 19.02 | 18.64 | 18.43 | 18.18 | 17.84 | 17.5 | 17.12 | 16.48 | 311.7 | 311.8 | 311.7 | 311.7 | 311.7 | 311.6 | 311.5 | 311.2 | 311 | 311 | 301.1 | 18.64 | 2.22 | 18.32 | 16.03 | 11.91% | 311.585 | 18.0812 | 0.17446 | 18.1309 | 0.99726 | 18.5889 | 2000 | 2000
2012-03-26 19:50 | 20.01 | 19.84 | 19.56 | 19.38 | 19.1 | 18.69 | 18.37 | 18.13 | 17.88 | 17.08 | 308.9 | 309 | 309.1 | 309.1 | 309.1 | 309 | 308.6 | 308.1 | 307.9 | 307.5 | 299.6 | 19.46 | 1.94 | 19.1 | 16.86 | 9.969% | 308.94 | 18.6927 | 0.15959 | 18.6438 | 1.0026 | 19.511 | 2000 | 2000
2012-03-26 20:00 | 18.35 | 18.2 | 17.9 | 17.6 | 17.41 | 17.26 | 16.99 | 16.66 | 16.29 | 15.75 | 309.9 | 309.9 | 309.7 | 309.4 | 308.9 | 308.3 | 307.9 | 307.6 | 307.5 | 307.5 | 300.5 | 18.11 | 2.06 | 17.92 | 16.32 | 11.37% | 308.24 | 17.131 | 0.1457 | 17.2211 | 0.99477 | 18.0153 | 2000 | 2000
2012-03-26 20:10 | 18.63 | 18.45 | 18.12 | 17.81 | 17.56 | 17.29 | 16.99 | 16.59 | 16.12 | 15.62 | 312.3 | 312.1 | 311.7 | 311.5 | 311.1 | 310.5 | 310.5 | 310.9 | 311.3 | 311.7 | 302.8 | 17.8 | 2.32 | 17.55 | 15.54 | 13.03% | 310.5 | 17.1885 | 0.16175 | 17.2467 | 0.99663 | 17.74 | 2000 | 2000
2012-03-26 20:20 | 16.74 | 16.55 | 16.19 | 15.78 | 15.42 | 15.2 | 15.07 | 14.92 | 14.71 | 14.31 | 310.5 | 310.5 | 310.7 | 310.8 | 310.9 | 310.9 | 310.9 | 310.9 | 310.8 | 310.7 | 301.4 | 15.87 | 1.88 | 15.57 | 13.84 | 11.85% | 310.9 | 15.3212 | 0.079375 | 15.1813 | 1.0092 | 16.0163 | 2000 | 2000
2012-03-26 20:30 | 16.78 | 16.72 | 16.63 | 16.5 | 16.35 | 16.15 | 15.86 | 15.61 | 15.4 | 14.98 | 312.4 | 312.2 | 311.8 | 311.4 | 311.1 | 310.9 | 310.9 | 310.7 | 310.3 | 309.9 | 301.2 | 16.21 | 1.98 | 15.92 | 14.36 | 12.21% | 310.9 | 16.0411 | 0.16745 | 16.1081 | 0.99584 | 16.1425 | 2000 | 2000
2012-03-26 20:40 | 17.05 | 16.95 | 16.75 | 16.65 | 16.52 | 16.27 | 15.97 | 15.68 | 15.38 | 15.04 | 312.3 | 312.2 | 311.9 | 311.4 | 311 | 310.5 | 309.9 | 309.4 | 309.2 | 309.2 | 301.5 | 16.66 | 1.66 | 16.4 | 14.8 | 9.964% | 310.41 | 16.1491 | 0.17198 | 16.2267 | 0.99522 | 16.5804 | 2000 | 2000
2012-03-26 20:50 | 16.2 | 16.04 | 15.74 | 15.36 | 15.16 | 14.98 | 14.84 | 14.68 | 14.34 | 13.77 | 313.8 | 313.8 | 313.7 | 313.9 | 313.4 | 312.9 | 312.4 | 312 | 311.9 | 312.3 | 303.7 | 14.72 | 1.73 | 14.53 | 13.43 | 11.75% | 312.825 | 14.9908 | 0.08677 | 14.9599 | 1.0021 | 14.7504 | 2000 | 2000
2012-03-26 21:00 | 15.81 | 15.69 | 15.59 | 15.48 | 15.31 | 15.05 | 14.71 | 14.33 | 13.95 | 13.2 | 312.2 | 312.1 | 312.3 | 312.5 | 312.2 | 312.1 | 312.4 | 312.7 | 312.6 | 311.3 | 302.8 | 14.71 | 2.33 | 14.5 | 12.94 | 15.84% | 312.145 | 14.8732 | 0.21116 | 15.0008 | 0.9915 | 14.5849 | 2000 | 2000
2012-03-26 21:10 | 16.47 | 16.34 | 16.06 | 15.83 | 15.67 | 15.44 | 15.14 | 14.84 | 14.49 | 13.9 | 313.2 | 312.8 | 311.6 | 310.8 | 310.6 | 310.4 | 310.4 | 310.5 | 310.4 | 309.2 | 302.4 | 16.06 | 2.36 | 15.77 | 14.15 | 14.69% | 310.4 | 15.3249 | 0.18132 | 15.3967 | 0.99534 | 15.9851 | 2000 | 2000
2012-03-26 21:20 | 15.9 | 15.86 | 15.73 | 15.51 | 15.29 | 15.04 | 14.86 | 14.69 | 14.46 | 13.87 | 312.1 | 312.2 | 312.4 | 312.5 | 312.8 | 312.6 | 312.6 | 312.7 | 312.5 | 312.6 | 303.2 | 15.42 | 2.25 | 15.25 | 13.44 | 14.59% | 312.6 | 15.0503 | 0.11126 | 15.0141 | 1.0024 | 15.4572 | 2000 | 2000
2012-03-26 21:30 | 17.54 | 17.37 | 17.03 | 16.69 | 16.39 | 16.06 | 15.82 | 15.6 | 15.19 | 14.53 | 314 | 313.7 | 313.4 | 313.1 | 312.9 | 312.9 | 313.2 | 313.6 | 313.8 | 312.9 | 304.1 | 16.14 | 2.27 | 15.78 | 14.1 | 14.06% | 312.945 | 16.087 | 0.13914 | 16.0254 | 1.0038 | 16.2021 | 2000 | 2000
2012-03-26 21:40 | 15.87 | 15.65 | 15.22 | 14.84 | 14.5 | 14.13 | 13.73 | 13.31 | 12.96 | 12.59 | 315.4 | 315.5 | 315.3 | 315.2 | 314.7 | 314.4 | 314.5 | 314.5 | 314.6 | 314.3 | 305.2 | 14.6 | 2.26 | 14.29 | 12.77 | 15.48% | 314.415 | 14.106 | 0.26537 | 14.072 | 1.0024 | 14.6353 | 2000 | 2000
2012-03-26 21:50 | 15.99 | 15.71 | 15.16 | 14.68 | 14.48 | 14.29 | 14.1 | 13.92 | 13.75 | 13.2 | 316.9 | 316.6 | 315.7 | 314.7 | 314.3 | 314.2 | 314.1 | 313.8 | 313.6 | 313.5 | 306.1 | 14.98 | 1.86 | 14.77 | 13.22 | 12.42% | 314.185 | 14.3385 | 0.12369 | 14.2626 | 1.0053 | 15.0597 | 2000 | 2000
2012-03-26 22:00 | 16.9 | 16.75 | 16.47 | 16.23 | 16.06 | 15.82 | 15.55 | 15.35 | 15.2 | 14.68 | 316.6 | 316.4 | 315.5 | 314.4 | 313.7 | 313.2 | 312.9 | 312.5 | 312.2 | 311.7 | 304.5 | 16.31 | 1.63 | 16.17 | 14.08 | 9.994% | 313.155 | 15.7873 | 0.15908 | 15.781 | 1.0004 | 16.3165 | 2000 | 2000
2012-03-26 22:10 | 16.34 | 16.11 | 15.69 | 15.33 | 15.1 | 14.86 | 14.6 | 14.37 | 14.1 | 13.88 | 316.8 | 316.9 | 316.9 | 316.6 | 316.3 | 315.8 | 315.2 | 314.8 | 313.8 | 312.2 | 304.2 | 15.14 | 1.79 | 14.98 | 13.46 | 11.82% | 315.71 | 14.8641 | 0.16312 | 14.8225 | 1.0028 | 15.1825 | 2000 | 2000
2012-03-26 22:20 | 14.95 | 14.88 | 14.68 | 14.47 | 14.24 | 14.05 | 13.89 | 13.75 | 13.58 | 13.23 | 311.1 | 310.7 | 309.8 | 308.9 | 308.2 | 307.8 | 307.8 | 307.9 | 307.7 | 307 | 300.8 | 14.66 | 2.25 | 14.52 | 12.95 | 15.35% | 307.8 | 14.0759 | 0.10584 | 14.027 | 1.0035 | 14.7111 | 2000 | 2000
2012-03-26 22:30 | 14.08 | 14.01 | 13.89 | 13.77 | 13.66 | 13.51 | 13.3 | 13.04 | 12.73 | 12.21 | 308 | 307.4 | 306.5 | 306 | 305.4 | 304.7 | 303.9 | 303.4 | 303.1 | 302.1 | 296.8 | 13.54 | 1.69 | 13.35 | 11.84 | 12.48% | 304.58 | 13.3773 | 0.14477 | 13.4797 | 0.99241 | 13.4372 | 1999.54 | 1999.44
2012-03-26 22:40 | 14.43 | 14.3 | 14.02 | 13.74 | 13.53 | 13.34 | 13.14 | 13.05 | 12.9 | 12.5 | 305.4 | 304.9 | 304.2 | 303.6 | 302.9 | 301.9 | 301 | 300.6 | 300.3 | 299 | 293.8 | 13.47 | 1.84 | 13.28 | 11.76 | 13.66% | 301.765 | 13.372 | 0.13959 | 13.3112 | 1.0046 | 13.5316 | 1999.47 | 1999.53
2012-03-26 22:50 | 12.49 | 12.35 | 12.15 | 11.84 | 11.57 | 11.43 | 11.37 | 11.23 | 11.01 | 10.66 | 304 | 303 | 301.4 | 300 | 298.6 | 297.7 | 297.3 | 297 | 296.8 | 296.8 | 291.1 | 12.01 | 1.58 | 12.04 | 10.15 | 13.16% | 297.64 | 11.4941 | 0.048637 | 11.4214 | 1.0064 | 12.0865 | 1988.11 | 1988.99
2012-03-26 23:00 | 12.42 | 12.3 | 12.12 | 11.88 | 11.67 | 11.42 | 11.13 | 10.75 | 10.4 | 9.96 | 307.2 | 306.6 | 305.6 | 304.7 | 303.6 | 302.6 | 301.9 | 301 | 300.1 | 299.4 | 294.8 | 11.6 | 1.55 | 11.35 | 9.24 | 13.36% | 302.495 | 11.3165 | 0.2377 | 11.378 | 0.9946 | 11.5373 | 1954.4 | 1949.36
2012-03-26 23:10 | 11.91 | 11.86 | 11.75 | 11.63 | 11.5 | 11.39 | 11.28 | 11.11 | 10.88 | 10.34 | 300.8 | 300.3 | 299.4 | 298.7 | 298 | 297.1 | 296.4 | 295.8 | 295 | 294.4 | 290.1 | 11.62 | 1.77 | 11.49 | 10.03 | 15.23% | 296.995 | 11.3272 | 0.089679 | 11.3742 | 0.99587 | 11.572 | 1956.08 | 1951.88
2012-03-26 23:20 | 10.94 | 10.81 | 10.64 | 10.61 | 10.63 | 10.58 | 10.46 | 10.36 | 10.29 | 9.98 | 298.3 | 298.1 | 297.6 | 296.7 | 295.6 | 294.6 | 294 | 293.1 | 292.5 | 291.7 | 285.8 | 11.11 | 1.18 | 11.12 | 9.74 | 10.62% | 294.51 | 10.4908 | 0.10541 | 10.5627 | 0.99319 | 11.0344 | 1913.24 | 1906.52
2012-03-26 23:30 | 11.76 | 11.73 | 11.65 | 11.52 | 11.37 | 11.12 | 10.9 | 10.65 | 10.34 | 9.9 | 295.4 | 294.7 | 293.4 | 292.9 | 292.7 | 291.8 | 290.8 | 290.1 | 289.4 | 288.6 | 282.9 | 11.2 | 1.47 | 11.14 | 9.59 | 13.12% | 291.65 | 11.0481 | 0.18466 | 11.0882 | 0.99638 | 11.1594 | 1920.8 | 1917.44
2012-03-26 23:40 | 11.58 | 11.51 | 11.41 | 11.26 | 11.09 | 10.89 | 10.67 | 10.4 | 10.01 | 9.37 | 293.8 | 293.5 | 293.2 | 292.6 | 292 | 291.2 | 290 | 288.8 | 287.5 | 285.6 | 282.7 | 11.19 | 1.49 | 11.08 | 9.81 | 13.32% | 291.02 | 10.7778 | 0.1886 | 10.8582 | 0.9926 | 11.1072 | 1919.96 | 1913.24
2012-03-26 23:50 | 11.02 | 10.96 | 10.84 | 10.76 | 10.71 | 10.63 | 10.51 | 10.3 | 9.97 | 9.39 | 294.1 | 293.7 | 292.7 | 291.6 | 290.7 | 290 | 289.2 | 288.4 | 287.8 | 286.8 | 281.3 | 10.35 | 1.26 | 10.3 | 9.24 | 12.17% | 289.88 | 10.4918 | 0.10491 | 10.6127 | 0.98861 | 10.2321 | 1730.45 | 1698.41
2012-03-27 | 10.72 | 10.69 | 10.52 | 10.35 | 10.25 | 10.16 | 10.03 | 9.86 | 9.62 | 9.32 | 290.6 | 290.3 | 289.5 | 288.4 | 287.5 | 286.9 | 286.4 | 285.2 | 283.5 | 282.4 | 278.8 | 10.59 | 1.05 | 10.54 | 9.13 | 9.915% | 286.825 | 10.0908 | 0.119 | 10.1413 | 0.99503 | 10.5373 | 1794.53 | 1781.18
2012-03-27 00:10 | 12.33 | 12.23 | 12.08 | 11.92 | 11.66 | 11.27 | 10.91 | 10.57 | 10.32 | 9.95 | 290 | 289.4 | 288.3 | 287.9 | 287.5 | 286.6 | 285.5 | 285.2 | 284.9 | 283.8 | 279 | 11.03 | 1.46 | 10.98 | 9.38 | 13.24% | 286.435 | 11.2352 | 0.3 | 11.2177 | 1.0016 | 11.0472 | 1906.52 | 1908.2
2012-03-27 00:20 | 11.81 | 11.76 | 11.61 | 11.45 | 11.37 | 11.29 | 11.12 | 10.85 | 10.55 | 10.04 | 295.4 | 294.9 | 293.9 | 292.8 | 291.7 | 290.5 | 289.3 | 288.4 | 288 | 287.4 | 283.1 | 11.62 | 0.94 | 11.56 | 10.07 | 8.09% | 290.32 | 11.1402 | 0.14021 | 11.2655 | 0.98888 | 11.4908 | 1956.08 | 1945.16
2012-03-27 00:30 | 12.47 | 12.31 | 12 | 11.81 | 11.62 | 11.42 | 11.14 | 10.85 | 10.52 | 9.8 | 296.7 | 296.2 | 295 | 294.1 | 293.6 | 292.9 | 292.2 | 291.6 | 291.1 | 289.8 | 284.2 | 11.54 | 0.93 | 11.43 | 9.54 | 8.059% | 292.795 | 11.3101 | 0.2294 | 11.3795 | 0.9939 | 11.4697 | 1949.36 | 1943.48
2012-03-27 00:40 | 11.95 | 11.87 | 11.72 | 11.56 | 11.33 | 11.13 | 10.94 | 10.71 | 10.44 | 10.01 | 295.8 | 295.3 | 294.6 | 294.1 | 293.5 | 292.8 | 292 | 291.2 | 290.6 | 289.2 | 283.9 | 11.44 | 0.99 | 11.4 | 9.75 | 8.654% | 292.68 | 11.0934 | 0.15911 | 11.1026 | 0.99917 | 11.4305 | 1940.96 | 1940.12
2012-03-27 00:50 | 12.51 | 12.44 | 12.23 | 12.01 | 11.81 | 11.64 | 11.41 | 11.14 | 10.88 | 10.21 | 295.7 | 295.2 | 294 | 292.7 | 291.4 | 290.4 | 289.8 | 289.6 | 288.9 | 287.2 | 282.4 | 11.91 | 1.22 | 11.76 | 9.57 | 10.24% | 290.31 | 11.5534 | 0.18442 | 11.6068 | 0.9954 | 11.8552 | 1980.44 | 1976.24
2012-03-27 01:00 | 13.21 | 13.13 | 12.98 | 12.75 | 12.44 | 12.13 | 11.83 | 11.52 | 11.18 | 10.57 | 295.9 | 295.4 | 294.6 | 293.6 | 292.8 | 292.2 | 291.7 | 291.1 | 290.3 | 290 | 284.1 | 12.48 | 1.08 | 12.3 | 10.57 | 8.654% | 292.125 | 12.0912 | 0.23142 | 12.0866 | 1.0004 | 12.4848 | 1993.28 | 1993.28
2012-03-27 01:10 | 12.84 | 12.77 | 12.63 | 12.46 | 12.27 | 12.08 | 11.81 | 11.44 | 11.05 | 10.47 | 298.6 | 298 | 296.9 | 295.9 | 294.8 | 293.8 | 293 | 292.4 | 292.1 | 291.8 | 286.1 | 12.24 | 0.95 | 12.14 | 9.52 | 7.761% | 293.68 | 11.927 | 0.20889 | 12.0409 | 0.99054 | 12.1242 | 1990.64 | 1989.32
2012-03-27 01:20 | 13.09 | 12.98 | 12.77 | 12.51 | 12.27 | 12.07 | 11.92 | 11.7 | 11.35 | 10.69 | 297.2 | 296.5 | 295.3 | 294.4 | 293.7 | 293.1 | 292.7 | 292.4 | 292.3 | 292.9 | 284.7 | 12.43 | 1.01 | 12.36 | 10.56 | 8.126% | 293.04 | 12.0526 | 0.11556 | 12.0484 | 1.0003 | 12.4343 | 1992.73 | 1992.73
2012-03-27 01:30 | 12.83 | 12.7 | 12.45 | 12.13 | 11.87 | 11.58 | 11.22 | 10.86 | 10.53 | 9.8 | 298.9 | 298.6 | 298.3 | 297.7 | 296.8 | 296.1 | 295.7 | 295.4 | 295 | 294.2 | 287.9 | 11.53 | 1.25 | 11.51 | 10.02 | 10.84% | 296.04 | 11.5009 | 0.29184 | 11.5277 | 0.99768 | 11.5032 | 1948.52 | 1946
2012-03-27 01:40 | 11.42 | 11.3 | 11.06 | 10.89 | 10.75 | 10.61 | 10.46 | 10.28 | 9.98 | 9.5 | 300.6 | 300.2 | 299.5 | 299 | 298.5 | 297.8 | 296.9 | 296.1 | 295.8 | 296.1 | 290.3 | 10.77 | 1.21 | 10.68 | 9.23 | 11.23% | 297.665 | 10.5523 | 0.13158 | 10.5884 | 0.99659 | 10.7333 | 1842.59 | 1831.91
2012-03-27 01:50 | 11.07 | 11.01 | 10.93 | 10.78 | 10.62 | 10.41 | 10.22 | 10.03 | 9.81 | 9.39 | 300 | 299.4 | 298.4 | 297.8 | 297.4 | 297 | 296.8 | 296.9 | 297 | 296.3 | 289.4 | 10.33 | 1.09 | 10.26 | 8.89 | 10.55% | 296.97 | 10.3753 | 0.17022 | 10.3826 | 0.9993 | 10.3228 | 1725.11 | 1722.44
2012-03-27 02:00 | 11.96 | 11.83 | 11.63 | 11.48 | 11.29 | 11.11 | 10.93 | 10.69 | 10.42 | 9.96 | 302.2 | 301.7 | 300.7 | 299.4 | 298.5 | 297.5 | 296.5 | 295.8 | 295.5 | 295.7 | 290.7 | 11.21 | 1.11 | 11.04 | 9.49 | 9.902% | 297.35 | 11.0511 | 0.15095 | 11.084 | 0.99703 | 11.1767 | 1921.64 | 1919.12
2012-03-27 02:10 | 14.03 | 13.97 | 13.83 | 13.71 | 13.58 | 13.39 | 13.13 | 12.88 | 12.67 | 12.22 | 303.1 | 302.8 | 302.4 | 301.7 | 300.8 | 299.9 | 298.9 | 297.9 | 297 | 295.7 | 291.9 | 13.47 | 0.99 | 13.34 | 11.74 | 7.35% | 299.75 | 13.2788 | 0.1812 | 13.3524 | 0.99448 | 13.3957 | 1999.47 | 1999.4
2012-03-27 02:20 | 15.7 | 15.62 | 15.45 | 15.27 | 15.16 | 15.04 | 14.88 | 14.69 | 14.45 | 13.86 | 301.2 | 300.8 | 299.9 | 299 | 298.1 | 297.2 | 296.5 | 295.9 | 295.3 | 294.8 | 289.9 | 15.49 | 0.91 | 15.32 | 13.4 | 5.875% | 297.095 | 14.952 | 0.098835 | 15.017 | 0.99567 | 15.423 | 2000 | 2000
2012-03-27 02:30 | 16.61 | 16.55 | 16.43 | 16.32 | 16.17 | 15.9 | 15.53 | 15.1 | 14.63 | 13.68 | 302.1 | 301.8 | 301.2 | 300.3 | 299.4 | 298.7 | 298.1 | 297.6 | 296.9 | 296.2 | 291.1 | 15.86 | 1.23 | 15.58 | 12.89 | 7.755% | 298.61 | 15.6671 | 0.21758 | 15.8465 | 0.98868 | 15.6805 | 2000 | 2000
2012-03-27 02:40 | 15.97 | 15.86 | 15.66 | 15.41 | 15.15 | 14.86 | 14.56 | 14.24 | 13.87 | 13.04 | 304.3 | 303.8 | 302.8 | 301.9 | 301.2 | 300.5 | 299.8 | 299.1 | 298.6 | 298.2 | 292.2 | 15 | 1.28 | 14.77 | 12.36 | 8.533% | 300.395 | 14.7783 | 0.18847 | 14.8166 | 0.99741 | 14.9612 | 2000 | 2000
2012-03-27 02:50 | 15.36 | 15.15 | 14.71 | 14.38 | 14.1 | 13.82 | 13.51 | 13.12 | 12.66 | 11.86 | 305 | 304.7 | 304.3 | 303.6 | 302.9 | 302.2 | 301.7 | 301 | 300.5 | 300.1 | 292.8 | 14.24 | 1.52 | 13.95 | 11.77 | 10.67% | 302.125 | 13.736 | 0.20965 | 13.7752 | 0.99716 | 14.1995 | 2000 | 2000
2012-03-27 03:00 | 15.16 | 15.04 | 14.82 | 14.53 | 14.16 | 13.71 | 13.29 | 12.93 | 12.56 | 11.96 | 303.9 | 303.6 | 303.2 | 303 | 302.6 | 302.3 | 302.5 | 303 | 303.1 | 302.9 | 294.6 | 14.02 | 1.48 | 13.74 | 10.94 | 10.56% | 302.33 | 13.7011 | 0.28752 | 13.649 | 1.0038 | 14.0735 | 2000 | 2000
2012-03-27 03:10 | 16.58 | 16.45 | 16.2 | 15.81 | 15.39 | 15.03 | 14.74 | 14.45 | 14.09 | 13.6 | 308.6 | 308.3 | 307.7 | 307.1 | 306.9 | 306.9 | 307.1 | 307.2 | 307 | 306.7 | 299.2 | 15.38 | 1.49 | 15.04 | 12.95 | 9.688% | 306.93 | 15.0879 | 0.18005 | 14.9881 | 1.0067 | 15.4824 | 2000 | 2000
2012-03-27 03:20 | 17.56 | 17.43 | 17.09 | 16.65 | 16.19 | 15.67 | 15.17 | 14.7 | 14.31 | 13.81 | 306.2 | 305.9 | 305.3 | 304.7 | 304.4 | 304.4 | 304.4 | 304.1 | 303.9 | 303.7 | 297 | 16.17 | 1.33 | 15.84 | 13.85 | 8.225% | 304.4 | 15.6877 | 0.29967 | 15.5974 | 1.0058 | 16.2637 | 2000 | 2000
2012-03-27 03:30 | 16.22 | 15.97 | 15.54 | 15.08 | 14.67 | 14.27 | 14 | 13.82 | 13.58 | 13.02 | 305.8 | 305.3 | 304.6 | 304.1 | 303.9 | 303.7 | 303.3 | 302.8 | 302.3 | 301.5 | 295 | 15.12 | 1.73 | 14.91 | 12.93 | 11.44% | 303.64 | 14.4206 | 0.17652 | 14.231 | 1.0133 | 15.3215 | 2000 | 2000
2012-03-27 03:40 | 15.18 | 14.97 | 14.46 | 13.99 | 13.57 | 13.09 | 12.6 | 12.1 | 11.63 | 11.01 | 302.8 | 302.4 | 301.7 | 301.4 | 301 | 300.2 | 299.3 | 298.4 | 298.1 | 298.8 | 291.7 | 13.27 | 1.68 | 13.04 | 11.08 | 12.66% | 300.065 | 13.0827 | 0.35256 | 13.0186 | 1.0049 | 13.3353 | 1999.27 | 1999.34
2012-03-27 03:50 | 13.38 | 13.22 | 12.92 | 12.48 | 12.07 | 11.64 | 11.26 | 11.03 | 10.89 | 10.32 | 301.6 | 301.2 | 300.8 | 300.7 | 300.4 | 299.4 | 298.4 | 297.7 | 297.6 | 298 | 290.6 | 11.29 | 1.79 | 11.11 | 9.44 | 15.85% | 299.25 | 11.7585 | 0.30672 | 11.5848 | 1.015 | 11.4593 | 1928.36 | 1942.64
2012-03-27 04:00 | 10.69 | 10.47 | 10.1 | 9.84 | 9.67 | 9.52 | 9.36 | 9.15 | 8.91 | 8.29 | 297 | 297 | 297.1 | 297 | 296.8 | 296.5 | 296.1 | 295.5 | 294.4 | 294.1 | 288.5 | 9.95 | 1.34 | 9.89 | 8.65 | 13.47% | 296.44 | 9.4936 | 0.15663 | 9.4969 | 0.99965 | 9.9465 | 1617.95 | 1617.95
2012-03-27 04:10 | 10.6 | 10.51 | 10.33 | 10.07 | 9.87 | 9.7 | 9.46 | 9.18 | 8.95 | 8.39 | 296.5 | 296.3 | 296.3 | 296.4 | 296.2 | 295.2 | 294.4 | 293.9 | 293.5 | 292.9 | 286.4 | 9.68 | 1.48 | 9.47 | 7.75 | 15.29% | 295.08 | 9.6319 | 0.23152 | 9.6652 | 0.99656 | 9.6467 | 1515.08 | 1503.65
2012-03-27 04:20 | 11.31 | 11.19 | 11.05 | 10.86 | 10.64 | 10.35 | 10.07 | 9.85 | 9.65 | 9.28 | 298.8 | 298.6 | 298 | 297.4 | 296.7 | 295.7 | 294.7 | 293.8 | 293.1 | 293.3 | 288.7 | 10.78 | 1.34 | 10.63 | 9.1 | 12.43% | 295.55 | 10.3355 | 0.25344 | 10.3094 | 1.0025 | 10.8072 | 1845.26 | 1853.27
2012-03-27 04:30 | 11.62 | 11.48 | 11.18 | 10.92 | 10.71 | 10.47 | 10.23 | 9.96 | 9.61 | 9.05 | 296.2 | 295.7 | 294.6 | 293.9 | 293.6 | 293 | 292.7 | 292.7 | 292.6 | 292.3 | 284.3 | 10.61 | 1.52 | 10.45 | 8.66 | 14.33% | 292.955 | 10.4259 | 0.21429 | 10.4353 | 0.9991 | 10.6005 | 1799.87 | 1797.2
2012-03-27 04:40 | 13.04 | 12.76 | 12.26 | 11.78 | 11.38 | 11.06 | 10.76 | 10.44 | 10.07 | 9.3 | 304 | 303.4 | 302.5 | 302.2 | 302.2 | 302 | 302 | 302.1 | 302.4 | 303.1 | 293.9 | 11.02 | 1.62 | 10.75 | 8.92 | 14.7% | 302 | 11.1153 | 0.25412 | 11.0165 | 1.009 | 11.1189 | 1905.68 | 1914.08
2012-03-27 04:50 | 9.41 | 9.27 | 8.95 | 8.67 | 8.5 | 8.34 | 8.08 | 7.84 | 7.7 | 7.18 | 303.9 | 303.8 | 303.7 | 303.7 | 303.7 | 303.8 | 303.8 | 303.5 | 303.1 | 304 | 291 | 7.62 | 1.85 | 7.58 | 6.53 | 24.28% | 303.8 | 8.2942 | 0.29267 | 8.3022 | 0.99904 | 7.6127 | 774.62 | 771.61
2012-03-27 05:00 | 9.15 | 8.98 | 8.62 | 8.3 | 8.08 | 7.86 | 7.6 | 7.31 | 7.11 | 6.72 | 299.4 | 299.3 | 298.9 | 298.1 | 297.8 | 297.5 | 297.1 | 296.8 | 296.9 | 296.4 | 291.5 | 8.12 | 1.28 | 7.89 | 6.57 | 15.76% | 297.44 | 7.8517 | 0.31085 | 7.8222 | 1.0038 | 8.1506 | 933.04 | 944.05
2012-03-27 05:10 | 9.68 | 9.56 | 9.38 | 9.14 | 8.77 | 8.36 | 8.01 | 7.68 | 7.45 | 7.14 | 299 | 298.8 | 298.1 | 297.3 | 296.5 | 296 | 296.1 | 296.5 | 296.1 | 295 | 289 | 8.25 | 1.11 | 8.06 | 6.86 | 13.45% | 296.015 | 8.4149 | 0.39522 | 8.3089 | 1.0128 | 8.3552 | 980.75 | 1021.12
2012-03-27 05:20 | 9.77 | 9.71 | 9.66 | 9.55 | 9.42 | 9.34 | 9.21 | 9.06 | 8.9 | 8.66 | 297.8 | 297.2 | 296.5 | 296.1 | 295.7 | 295.6 | 295 | 293.9 | 293 | 292.7 | 288.6 | 9.43 | 1.03 | 9.35 | 8.31 | 10.92% | 295.51 | 9.2858 | 0.12953 | 9.3213 | 0.9962 | 9.3941 | 1419.83 | 1404.59
2012-03-27 05:30 | 9.54 | 9.52 | 9.35 | 9.22 | 9.04 | 8.92 | 8.87 | 8.79 | 8.59 | 8.22 | 294.4 | 294.2 | 293.3 | 292.8 | 292.3 | 292 | 291.6 | 291.3 | 291.6 | 291.7 | 284.5 | 9.02 | 1.22 | 8.96 | 7.74 | 13.53% | 291.94 | 8.9511 | 0.051945 | 8.9128 | 1.0043 | 9.0587 | 1263.62 | 1278.86
2012-03-27 05:40 | 8.8 | 8.58 | 8.4 | 8.39 | 8.37 | 8.25 | 8.21 | 8.14 | 8.02 | 7.79 | 301.3 | 301.1 | 300.4 | 299.6 | 299.2 | 299 | 298.3 | 296.8 | 295.8 | 295 | 291.2 | 8.72 | 0.83 | 8.54 | 7.41 | 9.518% | 298.895 | 8.2408 | 0.044914 | 8.2443 | 0.99958 | 8.7163 | 1153.24 | 1153.24
2012-03-27 05:50 | 9.17 | 8.98 | 8.58 | 8.21 | 7.9 | 7.63 | 7.37 | 7.18 | 6.95 | 6.55 | 301.5 | 300.7 | 299.2 | 298.3 | 297.5 | 296.6 | 295.9 | 294.8 | 294.3 | 293.3 | 289.9 | 7.81 | 0.98 | 7.73 | 6.46 | 12.55% | 296.495 | 7.7047 | 0.32039 | 7.5922 | 1.0148 | 7.9257 | 831.81 | 867.93
2012-03-27 06:00 | 8.07 | 7.88 | 7.52 | 7.22 | 6.91 | 6.59 | 6.34 | 6.12 | 5.9 | 5.47 | 303.8 | 303.1 | 301.9 | 300.9 | 300.3 | 299.4 | 298.8 | 298.1 | 297.8 | 296.8 | 292.3 | 6.69 | 1 | 6.46 | 5.1 | 14.95% | 299.31 | 6.6786 | 0.35739 | 6.5536 | 1.0191 | 6.8176 | 517.94 | 547.32
2012-03-27 06:10 | 7.16 | 6.95 | 6.55 | 6.16 | 5.89 | 5.54 | 5.26 | 4.98 | 4.7 | 4.29 | 303.7 | 303.4 | 302.5 | 301.8 | 300.8 | 299 | 297.4 | 296 | 294.4 | 293.4 | 290.7 | 5.81 | 0.75 | 5.58 | 4.26 | 12.91% | 298.76 | 5.6261 | 0.47927 | 5.499 | 1.0231 | 5.9443 | 331.22 | 352.28
2012-03-27 06:20 | 6.13 | 5.96 | 5.66 | 5.39 | 5.16 | 4.85 | 4.49 | 4.16 | 3.92 | 3.64 | 298.1 | 296.9 | 295.1 | 294.1 | 292.9 | 291.8 | 291 | 289.7 | 288.3 | 287.4 | 284.1 | 4.96 | 0.75 | 4.81 | 4.19 | 15.12% | 291.68 | 4.8544 | 0.71272 | 4.7967 | 1.012 | 5.0196 | 195.64 | 203.24
2012-03-27 06:30 | 5.87 | 5.77 | 5.6 | 5.42 | 5.19 | 4.85 | 4.56 | 4.37 | 4.21 | 4.02 | 290 | 288.5 | 286.8 | 285.7 | 284.6 | 283.7 | 282.3 | 281.1 | 279.5 | 279 | 277.9 | 5.31 | 0.74 | 5.18 | 3.96 | 13.94% | 283.49 | 4.9097 | 0.56976 | 4.8073 | 1.0213 | 5.4231 | 250.22 | 268.04
2012-03-27 07:10 | 6.99 | 6.86 | 6.68 | 6.55 | 6.42 | 6.32 | 6.13 | 5.98 | 5.9 | 5.63 | 283.3 | 282.4 | 280.5 | 279.5 | 278.5 | 277.4 | 275.7 | 274.2 | 272.8 | 270.9 | 271.2 | 6.1 | 0.84 | 6 | 4.91 | 13.77% | 277.145 | 6.2703 | 0.28208 | 6.2924 | 0.99648 | 6.0785 | 384.6 | 380.08
2012-03-27 11:40 | 11.54 | 11.49 | 11.38 | 11.25 | 11.12 | 10.94 | 10.68 | 10.32 | 9.96 | 9.56 | 287.3 | 286.9 | 285.9 | 285.2 | 284.6 | 284.1 | 283.5 | 282.7 | 281.3 | 279.1 | 277.9 | 10.85 | 0.84 | 10.75 | 9.72 | 7.742% | 284.01 | 10.7798 | 0.22227 | 10.9024 | 0.98875 | 10.728 | 1863.95 | 1831.91
2012-03-27 11:50 | 10.24 | 10.19 | 10.07 | 9.9 | 9.73 | 9.58 | 9.41 | 9.21 | 8.98 | 8.56 | 281.6 | 281.2 | 280.5 | 279.4 | 278.1 | 277 | 276.3 | 275.9 | 275.8 | 275.8 | 270.8 | 9.58 | 1.02 | 9.55 | 8.2 | 10.65% | 276.895 | 9.5279 | 0.16546 | 9.5555 | 0.99712 | 9.5524 | 1476.98 | 1465.55
2012-03-27 12:00 | 10.42 | 10.38 | 10.28 | 10.12 | 9.96 | 9.75 | 9.44 | 9.12 | 8.77 | 8.18 | 288 | 287.8 | 287.1 | 286.1 | 285.2 | 284.1 | 283.3 | 282.9 | 282.4 | 281.7 | 277.9 | 9.55 | 1.1 | 9.41 | 7.95 | 11.52% | 283.98 | 9.6049 | 0.29859 | 9.705 | 0.98969 | 9.4515 | 1465.55 | 1427.45
2012-03-27 12:10 | 8.99 | 8.91 | 8.78 | 8.7 | 8.6 | 8.46 | 8.35 | 8.23 | 8.1 | 7.88 | 291.4 | 290.9 | 290.1 | 289.4 | 288.8 | 287.7 | 286.6 | 285.5 | 284.5 | 282.8 | 280.4 | 8.74 | 1.23 | 8.78 | 7.77 | 14.07% | 287.535 | 8.4427 | 0.12094 | 8.4442 | 0.99982 | 8.7385 | 1160.58 | 1160.58
2012-03-27 12:20 | 9.18 | 9.16 | 9.09 | 8.97 | 8.77 | 8.55 | 8.36 | 8.14 | 7.95 | 7.77 | 294.7 | 294.5 | 293.8 | 292.9 | 291.9 | 291.2 | 290.8 | 290.3 | 289.6 | 288.5 | 282.6 | 8.62 | 1.51 | 8.6 | 7.65 | 17.52% | 291.14 | 8.5345 | 0.20767 | 8.5225 | 1.0014 | 8.6321 | 1116.54 | 1120.21
2012-03-27 12:30 | 9.47 | 9.37 | 9.16 | 8.94 | 8.78 | 8.67 | 8.61 | 8.59 | 8.52 | 8.23 | 299.8 | 300 | 299.9 | 299.2 | 298.5 | 297.9 | 297.4 | 297.1 | 296.9 | 296.6 | 293.7 | 9.32 | 1.25 | 9.29 | 8.5 | 13.41% | 297.825 | 8.7458 | 0.064174 | 8.6614 | 1.0098 | 9.4109 | 1377.92 | 1412.21
2012-03-27 12:40 | 10.59 | 10.45 | 10.19 | 10.01 | 9.92 | 9.81 | 9.6 | 9.29 | 8.99 | 8.64 | 301.2 | 300.8 | 299.8 | 298.8 | 298.3 | 298.2 | 298.1 | 298.2 | 298.4 | 299.1 | 291.6 | 9.76 | 1.38 | 9.62 | 8.17 | 14.14% | 298.185 | 9.675 | 0.19997 | 9.7796 | 0.9893 | 9.6556 | 1545.56 | 1507.46
2012-03-27 12:50 | 11.4 | 11.32 | 11.18 | 11.11 | 11.08 | 10.97 | 10.84 | 10.71 | 10.62 | 10.29 | 296.4 | 296.6 | 296.9 | 297.2 | 297.2 | 297.3 | 297.3 | 297.3 | 297.2 | 297.6 | 289.3 | 11.12 | 1.55 | 11.02 | 9.74 | 13.94% | 297.3 | 10.9129 | 0.11016 | 10.9513 | 0.99649 | 11.081 | 1914.08 | 1910.72
2012-03-27 13:00 | 11.98 | 11.95 | 11.9 | 11.84 | 11.77 | 11.62 | 11.41 | 11.18 | 10.94 | 10.56 | 297.4 | 297.2 | 296.8 | 296.8 | 296.8 | 296.9 | 297.1 | 297.3 | 297.7 | 298.2 | 290.9 | 11.65 | 1.31 | 11.63 | 10.6 | 11.24% | 296.93 | 11.4944 | 0.16853 | 11.5897 | 0.99178 | 11.5542 | 1958.6 | 1950.2
2012-03-27 13:10 | 12.06 | 12 | 11.92 | 11.82 | 11.65 | 11.49 | 11.35 | 11.26 | 11.21 | 11.12 | 301 | 301.3 | 301.9 | 302.7 | 303.1 | 303.2 | 303 | 302.7 | 302.3 | 301.3 | 293.4 | 11.79 | 2.03 | 11.68 | 10.69 | 17.22% | 303.17 | 11.5205 | 0.11329 | 11.4698 | 1.0044 | 11.842 | 1970.36 | 1974.56
2012-03-27 13:20 | 14.91 | 14.88 | 14.81 | 14.67 | 14.5 | 14.3 | 14.07 | 13.85 | 13.64 | 13.15 | 300.6 | 300.4 | 300 | 299.6 | 299.2 | 299 | 299.1 | 299.2 | 299.2 | 299.4 | 291.8 | 14.42 | 1.57 | 14.22 | 12.51 | 10.89% | 299.015 | 14.2303 | 0.14984 | 14.2668 | 0.99744 | 14.3831 | 2000 | 2000
2012-03-27 13:30 | 14.59 | 14.52 | 14.34 | 14.13 | 13.87 | 13.62 | 13.44 | 13.3 | 13.07 | 12.51 | 299.6 | 299.5 | 299.2 | 298.9 | 298.9 | 298.9 | 299 | 299.2 | 299.3 | 298.9 | 290.7 | 14.77 | 1.34 | 14.46 | 12.27 | 9.072% | 298.915 | 13.6548 | 0.12294 | 13.5941 | 1.0045 | 14.836 | 2000 | 2000
2012-03-27 13:40 | 13.77 | 13.69 | 13.52 | 13.39 | 13.28 | 13.11 | 12.93 | 12.75 | 12.55 | 12.15 | 296.8 | 296.6 | 295.8 | 294.8 | 294.3 | 294.2 | 294 | 293.7 | 293.4 | 293 | 285.9 | 13.34 | 1.7 | 13.26 | 12 | 12.74% | 294.17 | 13.0519 | 0.12776 | 13.0841 | 0.99755 | 13.3073 | 1999.34 | 1999.31
2012-03-27 13:50 | 12.44 | 12.36 | 12.25 | 12.15 | 12.04 | 11.93 | 11.86 | 11.7 | 11.45 | 11 | 297 | 297.2 | 297.3 | 297 | 296.5 | 295.8 | 295.1 | 294.4 | 293.8 | 293.3 | 287.5 | 12.03 | 1.57 | 11.89 | 10.43 | 13.05% | 295.695 | 11.8801 | 0.054382 | 11.9199 | 0.99666 | 11.9898 | 1988.33 | 1987.16
2012-03-27 14:00 | 10.7 | 10.67 | 10.61 | 10.49 | 10.41 | 10.34 | 10.19 | 10.06 | 9.96 | 9.75 | 298.3 | 298.1 | 297.5 | 296.8 | 296.2 | 295.7 | 294.7 | 293.7 | 293.2 | 292.3 | 286 | 11 | 1.58 | 10.96 | 9.81 | 14.36% | 295.55 | 10.2754 | 0.13504 | 10.3184 | 0.99584 | 10.9542 | 1904 | 1890.65
2012-03-27 14:10 | 10.9 | 10.82 | 10.82 | 10.91 | 10.96 | 10.95 | 10.91 | 10.82 | 10.68 | 10.39 | 292.5 | 292.4 | 292 | 291.5 | 290.7 | 289.7 | 289.2 | 288.9 | 288.9 | 289 | 283.6 | 11.22 | 1.99 | 11.21 | 10.25 | 17.74% | 289.625 | 10.8392 | 0.033819 | 10.9443 | 0.9904 | 11.1123 | 1922.48 | 1913.24
2012-03-27 14:20 | 11.72 | 11.55 | 11.22 | 10.86 | 10.56 | 10.34 | 10.12 | 9.95 | 9.84 | 9.62 | 296.7 | 296.4 | 296.1 | 296.2 | 295.9 | 294.5 | 293.6 | 293.6 | 293.9 | 294.2 | 284.9 | 10.04 | 1.48 | 9.96 | 9 | 14.74% | 294.365 | 10.4204 | 0.19874 | 10.3082 | 1.0109 | 10.1493 | 1647.68 | 1677.05
2012-03-27 14:30 | 13.72 | 13.61 | 13.42 | 13.13 | 12.84 | 12.54 | 12.16 | 11.83 | 11.55 | 11 | 296 | 295.9 | 295.5 | 295.2 | 294.8 | 294.3 | 293.6 | 293.5 | 293.9 | 294.8 | 287.3 | 12.6 | 2.28 | 12.43 | 10.47 | 18.1% | 294.195 | 12.479 | 0.28436 | 12.4848 | 0.99954 | 12.5942 | 1994.6 | 1994.49
2012-03-27 14:40 | 13.99 | 13.93 | 13.7 | 13.46 | 13.18 | 12.81 | 12.53 | 12.27 | 11.97 | 11.44 | 293.4 | 293.5 | 293.7 | 294.1 | 294.4 | 294.6 | 294.4 | 294.1 | 294.2 | 294.7 | 288.2 | 13.3 | 1.9 | 13.11 | 11.65 | 14.29% | 294.57 | 12.8284 | 0.20423 | 12.7695 | 1.0046 | 13.3613 | 1999.3 | 1999.36
2012-03-27 14:50 | 14.79 | 14.68 | 14.54 | 14.46 | 14.4 | 14.34 | 14.24 | 14.12 | 13.99 | 13.68 | 295.9 | 295.9 | 295.6 | 295.8 | 295.6 | 294.9 | 294.1 | 293.9 | 294 | 294.2 | 286.8 | 14.36 | 1.63 | 14.29 | 12.55 | 11.35% | 294.78 | 14.2793 | 0.064668 | 14.3256 | 0.99677 | 14.3136 | 2000 | 2000
2012-03-27 15:00 | 14.11 | 13.94 | 13.8 | 13.7 | 13.5 | 13.3 | 13.1 | 12.85 | 12.57 | 12.16 | 293.5 | 293.3 | 293.1 | 293.3 | 293.6 | 293.7 | 293.4 | 293.5 | 294.3 | 293.4 | 287 | 13.15 | 2.1 | 13.08 | 11.66 | 15.97% | 293.655 | 13.234 | 0.14002 | 13.2712 | 0.9972 | 13.1132 | 1999.15 | 1999.11
2012-03-27 15:10 | 14.53 | 14.44 | 14.26 | 14.17 | 14.14 | 14.12 | 13.99 | 13.74 | 13.45 | 13.03 | 295.5 | 295.3 | 295.7 | 295.6 | 294.8 | 294.2 | 294.1 | 294.1 | 293.9 | 294.1 | 286.1 | 13.85 | 1.89 | 13.75 | 12.16 | 13.65% | 294.185 | 13.9538 | 0.085474 | 14.1013 | 0.98954 | 13.7051 | 1999.85 | 1999.71
2012-03-27 15:20 | 16.04 | 15.93 | 15.77 | 15.74 | 15.69 | 15.64 | 15.59 | 15.57 | 15.51 | 15.31 | 299.6 | 299.2 | 298.9 | 298.5 | 297.8 | 297 | 296.5 | 296.1 | 296.1 | 295.8 | 290 | 15.63 | 1.39 | 15.54 | 14.03 | 8.893% | 296.925 | 15.6338 | 0.02959 | 15.6328 | 1.0001 | 15.6309 | 2000 | 2000
2012-03-27 15:30 | 16.74 | 16.58 | 16.28 | 15.93 | 15.71 | 15.5 | 15.36 | 15.17 | 14.9 | 14.23 | 298.3 | 298.1 | 298.3 | 298.7 | 298.8 | 299 | 299.5 | 299.9 | 299.9 | 299.6 | 291 | 16.25 | 1.59 | 16.07 | 14.24 | 9.785% | 299.075 | 15.5231 | 0.083846 | 15.4799 | 1.0028 | 16.2954 | 2000 | 2000
2012-03-27 15:40 | 16.67 | 16.59 | 16.41 | 16.34 | 16.24 | 16.05 | 15.82 | 15.56 | 15.29 | 14.72 | 298.9 | 298.8 | 298.9 | 298.8 | 298.5 | 298 | 297.9 | 297.7 | 297.8 | 297.8 | 290.8 | 16.11 | 1.84 | 15.9 | 14.11 | 11.42% | 297.985 | 15.9235 | 0.13338 | 16.0168 | 0.99417 | 16.0161 | 2000 | 2000
2012-03-27 15:50 | 15.06 | 14.93 | 14.65 | 14.37 | 14.07 | 13.83 | 13.79 | 13.71 | 13.55 | 13.06 | 300.4 | 300.3 | 300.2 | 300.1 | 299.9 | 299.5 | 299.1 | 299.1 | 299 | 298.7 | 292.5 | 14.23 | 1.88 | 14.18 | 12.49 | 13.21% | 299.44 | 13.98 | 0.026766 | 13.8243 | 1.0113 | 14.3903 | 2000 | 2000
2012-03-27 16:00 | 14.99 | 14.88 | 14.78 | 14.66 | 14.51 | 14.31 | 13.98 | 13.68 | 13.45 | 13.2 | 301.2 | 301.3 | 301.2 | 301.1 | 301.4 | 301.9 | 302.3 | 302.5 | 301.9 | 301 | 293 | 14.45 | 1.73 | 14.36 | 12.89 | 11.97% | 301.96 | 14.1753 | 0.2156 | 14.2622 | 0.99391 | 14.3619 | 2000 | 2000
2012-03-27 16:10 | 15.27 | 15.16 | 14.96 | 14.78 | 14.62 | 14.5 | 14.39 | 14.29 | 14.16 | 13.68 | 299.8 | 299.7 | 299.4 | 299.2 | 299.4 | 299.6 | 299.8 | 299.8 | 300 | 300.8 | 292 | 14.25 | 1.46 | 14.22 | 12.77 | 10.25% | 299.63 | 14.5066 | 0.070371 | 14.4842 | 1.0015 | 14.272 | 2000 | 2000
2012-03-27 16:20 | 14.51 | 14.38 | 14.21 | 14.11 | 14.01 | 13.9 | 13.86 | 13.81 | 13.66 | 13.27 | 300.4 | 300.4 | 300.3 | 300.3 | 300.1 | 299.6 | 299.2 | 299.1 | 299.2 | 299.6 | 291.3 | 14.3 | 1.99 | 14.21 | 12.7 | 13.92% | 299.54 | 13.9171 | 0.026631 | 13.8943 | 1.0016 | 14.3235 | 2000 | 2000
2012-03-27 16:30 | 14.85 | 14.74 | 14.43 | 14.22 | 14.14 | 14.03 | 13.87 | 13.69 | 13.48 | 12.82 | 299.3 | 299.4 | 299.5 | 299.2 | 299 | 298.7 | 298.5 | 298.5 | 298.5 | 298.2 | 290.8 | 13.96 | 1.57 | 13.81 | 12.36 | 11.25% | 298.67 | 13.9534 | 0.10599 | 14.007 | 0.99618 | 13.9067 | 1999.96 | 1999.91
2012-03-27 16:40 | 15.07 | 15.03 | 14.89 | 14.6 | 14.3 | 14.04 | 13.79 | 13.51 | 13.25 | 12.88 | 300.3 | 300.2 | 300.2 | 300.6 | 301 | 301.4 | 301.7 | 301.8 | 301.7 | 301.9 | 292.6 | 14.27 | 1.69 | 14.15 | 12.54 | 11.84% | 301.445 | 14.0354 | 0.16603 | 14.0039 | 1.0023 | 14.3021 | 2000 | 2000
2012-03-27 16:50 | 14.32 | 14.21 | 13.93 | 13.71 | 13.54 | 13.42 | 13.32 | 13.2 | 13.07 | 12.68 | 298.6 | 298.8 | 298.8 | 298.7 | 299.1 | 299.3 | 298.8 | 298.3 | 298.1 | 298.3 | 292.3 | 14.22 | 1.65 | 14.15 | 12.76 | 11.6% | 299.225 | 13.4428 | 0.069118 | 13.4056 | 1.0028 | 14.2594 | 2000 | 2000
2012-03-27 17:00 | 16.24 | 16.13 | 15.92 | 15.76 | 15.63 | 15.5 | 15.35 | 15.2 | 15.01 | 14.55 | 296.9 | 297 | 297.2 | 297 | 296.9 | 296.7 | 296.6 | 296.2 | 295.8 | 295.7 | 288.5 | 15.95 | 1.85 | 15.82 | 13.97 | 11.6% | 296.685 | 15.4574 | 0.089864 | 15.4784 | 0.99864 | 15.9283 | 2000 | 2000
2012-03-27 17:10 | 17.9 | 17.82 | 17.71 | 17.61 | 17.36 | 17.02 | 16.7 | 16.44 | 16.15 | 15.51 | 292.1 | 292.1 | 292 | 291.9 | 291.7 | 291.4 | 291.3 | 290.9 | 290.4 | 289.9 | 283.4 | 17.15 | 1.97 | 16.91 | 14.75 | 11.49% | 291.385 | 16.958 | 0.1754 | 16.9738 | 0.99907 | 17.1341 | 2000 | 2000
2012-03-27 17:20 | 17.46 | 17.43 | 17.35 | 17.17 | 16.9 | 16.59 | 16.24 | 15.9 | 15.53 | 14.82 | 286.2 | 286.1 | 285.9 | 285.9 | 286 | 286.2 | 286.7 | 287.2 | 287.3 | 287.2 | 278.5 | 16.7 | 2.12 | 16.52 | 14.58 | 12.69% | 286.275 | 16.4823 | 0.19704 | 16.5394 | 0.99655 | 16.6423 | 2000 | 2000
2012-03-27 17:30 | 16.42 | 16.37 | 16.29 | 16.16 | 16.04 | 15.91 | 15.76 | 15.57 | 15.27 | 14.84 | 288.7 | 288.7 | 288.6 | 288.3 | 287.9 | 287.3 | 286.5 | 285.8 | 285.3 | 284.9 | 280.6 | 16.51 | 1.42 | 16.48 | 14.87 | 8.601% | 287.18 | 15.8208 | 0.087538 | 15.8884 | 0.99574 | 16.4397 | 2000 | 2000
2012-03-27 17:40 | 14.57 | 14.48 | 14.36 | 14.24 | 14.12 | 13.99 | 13.88 | 13.72 | 13.54 | 13.24 | 288 | 288.1 | 288.4 | 288.7 | 288.8 | 288.8 | 288.7 | 288.6 | 288.6 | 288.5 | 282.4 | 14.52 | 1.95 | 14.42 | 13.27 | 13.43% | 288.785 | 13.9582 | 0.072947 | 13.9742 | 0.99886 | 14.5034 | 2000 | 2000
2012-03-27 17:50 | 14.58 | 14.49 | 14.3 | 14.1 | 13.92 | 13.74 | 13.53 | 13.27 | 13.04 | 12.68 | 295.1 | 295.2 | 295.4 | 295.6 | 295.7 | 295.4 | 295.2 | 295.1 | 294.9 | 294.6 | 287 | 13.7 | 1.55 | 13.61 | 12.43 | 11.31% | 295.37 | 13.6812 | 0.14233 | 13.7097 | 0.99792 | 13.6715 | 1999.7 | 1999.67
2012-03-27 18:00 | 12.64 | 12.55 | 12.44 | 12.3 | 12.13 | 11.95 | 11.74 | 11.47 | 11.16 | 10.7 | 290.9 | 290.8 | 291 | 291.2 | 291.3 | 291.7 | 292.3 | 292.4 | 292.4 | 292.3 | 284.2 | 12.54 | 1.43 | 12.42 | 10.99 | 11.4% | 291.79 | 11.8562 | 0.16384 | 11.9197 | 0.99467 | 12.4732 | 1993.94 | 1993.17
2012-03-27 18:10 | 13.77 | 13.72 | 13.61 | 13.46 | 13.32 | 13.15 | 12.92 | 12.67 | 12.47 | 12.17 | 295.6 | 295.1 | 294.5 | 294 | 293.6 | 293.4 | 292.9 | 292.4 | 291.9 | 291.4 | 285.4 | 13.24 | 1.6 | 13.17 | 11.69 | 12.08% | 293.325 | 13.0638 | 0.16306 | 13.1168 | 0.99596 | 13.1865 | 1999.24 | 1999.19
2012-03-27 18:20 | 12.7 | 12.59 | 12.38 | 12.14 | 11.87 | 11.63 | 11.42 | 11.2 | 10.98 | 10.69 | 292.5 | 292.3 | 291.9 | 291.4 | 290.6 | 289.8 | 289.3 | 289 | 288.8 | 288.5 | 282.5 | 11.6 | 1.44 | 11.52 | 10.46 | 12.41% | 289.725 | 11.6487 | 0.16839 | 11.5997 | 1.0042 | 11.649 | 1954.4 | 1958.6
2012-03-27 18:30 | 13.95 | 13.82 | 13.49 | 13.09 | 12.72 | 12.44 | 12.29 | 12.2 | 12.02 | 11.53 | 294.9 | 294.7 | 294.5 | 294.3 | 293.9 | 293.2 | 292.4 | 291.5 | 290.8 | 290.2 | 283.4 | 12.28 | 1.41 | 12.22 | 10.91 | 11.48% | 293.08 | 12.5978 | 0.1121 | 12.4184 | 1.0144 | 12.4574 | 1991.08 | 1993.06
2012-03-27 18:40 | 13.66 | 13.59 | 13.37 | 13.13 | 13 | 12.95 | 12.91 | 12.84 | 12.73 | 12.28 | 295.9 | 295.6 | 295 | 294.6 | 294.3 | 293.7 | 293 | 292.5 | 292.3 | 292 | 285.3 | 12.86 | 1.47 | 12.91 | 12.05 | 11.43% | 293.595 | 12.9717 | 0.028588 | 12.9443 | 1.0021 | 12.8873 | 1997.46 | 1997.79
2012-03-27 18:50 | 14.45 | 14.37 | 14.28 | 14.19 | 14.13 | 14.07 | 13.92 | 13.69 | 13.4 | 12.95 | 293 | 292.8 | 292.2 | 291.5 | 290.9 | 290.4 | 290.1 | 290.2 | 290.4 | 290.6 | 283.2 | 14.57 | 1.54 | 14.48 | 13.04 | 10.57% | 290.355 | 13.92 | 0.099047 | 14.0484 | 0.99086 | 14.4368 | 2000 | 2000
2012-03-27 19:00 | 14.13 | 14.02 | 13.88 | 13.81 | 13.7 | 13.57 | 13.49 | 13.4 | 13.21 | 12.66 | 294.4 | 294.2 | 293.8 | 293.7 | 294 | 293.9 | 293.6 | 293.2 | 293 | 293.6 | 285.7 | 13.92 | 1.42 | 13.87 | 12.41 | 10.2% | 293.855 | 13.5489 | 0.05464 | 13.5585 | 0.99929 | 13.9102 | 1999.92 | 1999.91
2012-03-27 19:10 | 14.89 | 14.8 | 14.62 | 14.43 | 14.26 | 14.04 | 13.79 | 13.53 | 13.24 | 12.77 | 295.7 | 295.5 | 295.2 | 295 | 294.7 | 294.6 | 294.6 | 294.4 | 294.2 | 293.8 | 287.4 | 14.15 | 1.73 | 14.1 | 12.75 | 12.23% | 294.6 | 13.9616 | 0.16603 | 14.0039 | 0.99698 | 14.1072 | 2000 | 2000
2012-03-27 19:20 | 14.26 | 14.19 | 14.1 | 13.96 | 13.7 | 13.46 | 13.32 | 13.19 | 12.99 | 12.55 | 297.1 | 297 | 297 | 297.3 | 297.4 | 297.1 | 296.6 | 296.2 | 295.8 | 296 | 289.2 | 13.7 | 1.2 | 13.49 | 11.9 | 8.759% | 297.025 | 13.5038 | 0.096621 | 13.4399 | 1.0048 | 13.7652 | 1999.7 | 1999.77
2012-03-27 19:30 | 15.72 | 15.58 | 15.33 | 15.07 | 14.8 | 14.52 | 14.21 | 13.93 | 13.69 | 13.24 | 299.5 | 299.6 | 299.7 | 299.7 | 299.8 | 299.9 | 300.2 | 300.3 | 300.4 | 300 | 292.2 | 14.96 | 2 | 14.85 | 13.36 | 13.37% | 299.945 | 14.4911 | 0.19943 | 14.4752 | 1.0011 | 14.9765 | 2000 | 2000
2012-03-27 19:40 | 13.93 | 13.8 | 13.6 | 13.52 | 13.5 | 13.39 | 13.15 | 12.88 | 12.67 | 12.19 | 300.5 | 300.3 | 300 | 299.8 | 299.4 | 299 | 298.9 | 299.1 | 299.4 | 299.6 | 291.7 | 13.22 | 2.15 | 13.14 | 11.96 | 16.26% | 298.985 | 13.2177 | 0.16714 | 13.3553 | 0.9897 | 13.0838 | 1999.22 | 1999.08
2012-03-27 19:50 | 15.12 | 15 | 14.81 | 14.65 | 14.49 | 14.2 | 13.85 | 13.58 | 13.32 | 12.93 | 303.7 | 303.8 | 303.8 | 303.7 | 303.5 | 303.2 | 303 | 302.7 | 302.5 | 301.6 | 293.8 | 14.42 | 1.46 | 14.26 | 12.63 | 10.12% | 303.17 | 14.1084 | 0.23062 | 14.1493 | 0.99711 | 14.3783 | 2000 | 2000
2012-03-27 20:00 | 15.41 | 15.27 | 14.95 | 14.68 | 14.5 | 14.34 | 14.08 | 13.78 | 13.47 | 12.96 | 305.9 | 306 | 306 | 305.9 | 305.6 | 305.6 | 305.7 | 305.7 | 305.6 | 305.9 | 296.6 | 14.39 | 1.83 | 14.26 | 12.38 | 12.72% | 305.615 | 14.2384 | 0.16909 | 14.3025 | 0.99552 | 14.3256 | 2000 | 2000
2012-03-27 20:10 | 13.19 | 13.13 | 13.01 | 12.82 | 12.6 | 12.37 | 12.17 | 11.99 | 11.82 | 11.59 | 309.4 | 309.3 | 309.1 | 308.7 | 308.3 | 307.8 | 307.5 | 307.2 | 306.8 | 306.6 | 300.9 | 13.02 | 1.86 | 12.89 | 11.75 | 14.29% | 307.755 | 12.3828 | 0.15063 | 12.3411 | 1.0034 | 13.0639 | 1999.02 | 1999.06
2012-03-27 20:20 | 13.83 | 13.68 | 13.4 | 13.17 | 12.99 | 12.78 | 12.61 | 12.48 | 12.31 | 11.75 | 308.6 | 308.5 | 308.7 | 309 | 309.2 | 309.1 | 308.9 | 308.9 | 308.9 | 309.3 | 301 | 12.98 | 1.97 | 12.91 | 11.13 | 15.18% | 309.07 | 12.8004 | 0.12375 | 12.7555 | 1.0035 | 13.0256 | 1998.78 | 1999.03
2012-03-27 20:30 | 13.66 | 13.63 | 13.55 | 13.36 | 13.08 | 12.76 | 12.49 | 12.31 | 12.06 | 11.56 | 309.4 | 309.4 | 309.5 | 309.7 | 309.9 | 310 | 310.3 | 310.6 | 310.7 | 311 | 301.6 | 12.28 | 1.71 | 12.11 | 11.28 | 13.93% | 310.045 | 12.7747 | 0.19764 | 12.721 | 1.0042 | 12.3319 | 1991.08 | 1991.63
2012-03-27 20:40 | 14.31 | 14.19 | 13.92 | 13.7 | 13.56 | 13.4 | 13.23 | 13.04 | 12.75 | 12.3 | 307.1 | 306.9 | 306.6 | 306.6 | 306.5 | 306.4 | 306.3 | 306.4 | 306.6 | 307.4 | 300 | 13.67 | 1.86 | 13.47 | 12.36 | 13.61% | 306.385 | 13.3517 | 0.11799 | 13.3755 | 0.99822 | 13.6457 | 1999.67 | 1999.65
2012-03-27 20:50 | 13.16 | 13.05 | 12.91 | 12.74 | 12.56 | 12.37 | 12.28 | 12.25 | 12.15 | 11.9 | 307 | 306.8 | 306.2 | 305.9 | 305.9 | 305.9 | 305.6 | 305.3 | 305.1 | 305.1 | 297.7 | 12.98 | 1.66 | 12.81 | 11.21 | 12.79% | 305.855 | 12.4539 | 0.06748 | 12.3571 | 1.0078 | 13.0817 | 1998.78 | 1999.08
2012-03-27 21:00 | 14.1 | 14.03 | 13.87 | 13.69 | 13.44 | 13.2 | 13.03 | 12.91 | 12.79 | 12.39 | 306.1 | 306.1 | 306.1 | 306 | 305.7 | 305 | 304.7 | 304.7 | 304.5 | 303.7 | 297.9 | 13.8 | 1.51 | 13.65 | 12.51 | 10.94% | 304.955 | 13.2563 | 0.11979 | 13.1755 | 1.0061 | 13.8846 | 1999.8 | 1999.88
2012-03-27 21:10 | 15.83 | 15.69 | 15.38 | 15.1 | 14.85 | 14.59 | 14.31 | 14.12 | 14.04 | 13.68 | 305.2 | 305.2 | 305.3 | 305.5 | 305.5 | 305.1 | 304.5 | 304 | 303.7 | 303 | 297.5 | 14.94 | 2.08 | 14.73 | 13.38 | 13.92% | 305.01 | 14.6198 | 0.17907 | 14.5495 | 1.0048 | 15.0121 | 2000 | 2000
2012-03-27 21:20 | 15.04 | 14.92 | 14.7 | 14.5 | 14.28 | 14.07 | 13.87 | 13.67 | 13.49 | 13.15 | 302.3 | 302.3 | 302.4 | 302.2 | 302.1 | 302 | 301.6 | 301 | 300.8 | 300 | 294 | 14.44 | 1.51 | 14.25 | 12.83 | 10.46% | 301.94 | 14.067 | 0.1323 | 14.0412 | 1.0018 | 14.4665 | 2000 | 2000
2012-03-27 21:30 | 15.51 | 15.43 | 15.28 | 15.2 | 15.14 | 15.01 | 14.82 | 14.71 | 14.55 | 14.07 | 303 | 302.8 | 302.5 | 302.1 | 301.7 | 301.3 | 301.1 | 301.3 | 301.4 | 300.9 | 293.8 | 15.31 | 1.16 | 15.15 | 13.47 | 7.577% | 301.27 | 14.9303 | 0.11772 | 14.9826 | 0.99651 | 15.2565 | 2000 | 2000
2012-03-27 21:40 | 16.07 | 15.96 | 15.76 | 15.6 | 15.47 | 15.31 | 15.13 | 14.96 | 14.76 | 14.21 | 304 | 303.8 | 303.5 | 303.4 | 303 | 302.4 | 301.6 | 301.1 | 300.6 | 299.9 | 294 | 15.58 | 1.41 | 15.45 | 13.89 | 9.05% | 302.28 | 15.2527 | 0.10929 | 15.2841 | 0.99795 | 15.548 | 2000 | 2000
2012-03-27 21:50 | 15.59 | 15.52 | 15.39 | 15.12 | 14.92 | 14.78 | 14.62 | 14.37 | 14.06 | 13.54 | 301.2 | 301.2 | 301.1 | 300.6 | 300.1 | 299.7 | 299.4 | 299.1 | 298.9 | 298.4 | 292.5 | 15.24 | 2.1 | 15.05 | 12.96 | 13.78% | 299.655 | 14.719 | 0.10058 | 14.757 | 0.99743 | 15.2008 | 2000 | 2000
2012-03-27 22:00 | 16.28 | 16.2 | 16.1 | 16.04 | 15.9 | 15.68 | 15.43 | 15.19 | 14.91 | 14.36 | 303.6 | 303.3 | 302.9 | 302.5 | 302.1 | 301.5 | 301 | 300.3 | 299.5 | 298.6 | 294.1 | 15.63 | 1.71 | 15.51 | 13.99 | 10.94% | 301.425 | 15.566 | 0.14852 | 15.6439 | 0.99502 | 15.5522 | 2000 | 2000
2012-03-27 22:10 | 15.98 | 15.85 | 15.59 | 15.39 | 15.26 | 15.18 | 15.07 | 14.9 | 14.66 | 14.06 | 304.8 | 304.9 | 304.9 | 304.6 | 304.2 | 303.8 | 303.5 | 303 | 302.4 | 301.4 | 296.2 | 15.5 | 1.52 | 15.32 | 13.53 | 9.806% | 303.755 | 15.1203 | 0.067207 | 15.1642 | 0.99711 | 15.4551 | 2000 | 2000
2012-03-27 22:20 | 17.08 | 16.95 | 16.72 | 16.46 | 16.2 | 15.9 | 15.61 | 15.33 | 15.03 | 14.62 | 302.4 | 302.2 | 301.8 | 301.6 | 301.3 | 300.9 | 300.6 | 300.4 | 300.1 | 299.7 | 292.7 | 16.23 | 1.69 | 16 | 13.9 | 10.41% | 300.855 | 15.8728 | 0.1701 | 15.8581 | 1.0009 | 16.2451 | 2000 | 2000
2012-03-27 22:30 | 16.86 | 16.8 | 16.66 | 16.53 | 16.43 | 16.18 | 15.91 | 15.67 | 15.37 | 14.83 | 298.7 | 298.4 | 297.9 | 297.6 | 297.4 | 297.3 | 297.6 | 298 | 298.3 | 298.3 | 290.2 | 16.34 | 1.67 | 16.19 | 14.18 | 10.22% | 297.345 | 16.0718 | 0.15551 | 16.141 | 0.99571 | 16.2699 | 2000 | 2000
2012-03-27 22:40 | 15.3 | 15.19 | 14.92 | 14.62 | 14.37 | 14.11 | 13.9 | 13.73 | 13.55 | 13.19 | 300.8 | 300.8 | 300.7 | 300.4 | 299.9 | 299.5 | 299.5 | 299.3 | 299.4 | 299.4 | 291.3 | 14.21 | 1.47 | 14.07 | 12.54 | 10.34% | 299.5 | 14.1605 | 0.13857 | 14.0797 | 1.0057 | 14.2915 | 2000 | 2000
2012-03-27 22:50 | 16.52 | 16.44 | 16.3 | 16.12 | 15.98 | 15.71 | 15.32 | 14.95 | 14.57 | 13.77 | 297 | 296.7 | 296.3 | 295.7 | 295.2 | 294.9 | 294.8 | 294.9 | 295.1 | 295.4 | 287.1 | 15.21 | 2.14 | 14.98 | 12.91 | 14.07% | 294.885 | 15.5201 | 0.2323 | 15.6535 | 0.99148 | 15.0804 | 2000 | 2000
2012-03-27 23:00 | 16.03 | 15.96 | 15.78 | 15.54 | 15.29 | 15.05 | 14.86 | 14.65 | 14.36 | 13.9 | 295.4 | 295.3 | 295.1 | 294.7 | 294.3 | 294 | 293.6 | 293.1 | 292.8 | 292.5 | 286.3 | 15.23 | 2.02 | 15.07 | 13.29 | 13.26% | 293.94 | 15.0494 | 0.11741 | 15.0226 | 1.0018 | 15.2571 | 2000 | 2000
2012-03-27 23:10 | 14.33 | 14.24 | 14.06 | 13.86 | 13.64 | 13.42 | 13.21 | 12.89 | 12.52 | 11.89 | 295.2 | 295.1 | 294.9 | 294.5 | 294.4 | 294.3 | 294.1 | 293.7 | 293.3 | 293.1 | 286.7 | 13.38 | 1.62 | 13.27 | 11.2 | 12.11% | 294.27 | 13.3392 | 0.14575 | 13.3897 | 0.99623 | 13.3295 | 1999.38 | 1999.33
2012-03-27 23:20 | 13.78 | 13.74 | 13.63 | 13.46 | 13.24 | 12.96 | 12.64 | 12.35 | 12.09 | 11.63 | 296.4 | 296.2 | 295.9 | 295.1 | 294.5 | 294.2 | 294.3 | 294.7 | 294.9 | 295 | 287 | 12.71 | 1.42 | 12.65 | 10.67 | 11.17% | 294.215 | 12.8845 | 0.23104 | 12.9137 | 0.99775 | 12.6813 | 1995.81 | 1995.48
2012-03-27 23:30 | 12.77 | 12.69 | 12.55 | 12.42 | 12.27 | 12.06 | 11.79 | 11.44 | 11.06 | 10.44 | 295.1 | 295.2 | 295.1 | 294.7 | 294.1 | 293.5 | 293 | 292.8 | 292.9 | 293.1 | 285.3 | 12.08 | 1.43 | 11.86 | 9.78 | 11.84% | 293.425 | 11.908 | 0.20924 | 12.0209 | 0.9906 | 11.9665 | 1988.88 | 1985.48
2012-03-27 23:40 | 16.16 | 16.16 | 16.12 | 16 | 15.79 | 15.58 | 15.37 | 15.06 | 14.68 | 13.88 | 296.8 | 296.7 | 296.4 | 296.1 | 296 | 295.9 | 295.8 | 295.5 | 295.2 | 295.5 | 287.8 | 15.78 | 1.54 | 15.72 | 13.7 | 9.759% | 295.885 | 15.462 | 0.1254 | 15.5497 | 0.99436 | 15.691 | 2000 | 2000
2012-03-27 23:50 | 16.37 | 16.21 | 15.89 | 15.61 | 15.41 | 15.14 | 14.87 | 14.64 | 14.39 | 13.71 | 295.8 | 295.8 | 295.6 | 295.4 | 295.4 | 295.4 | 295.3 | 295.4 | 295.5 | 295.8 | 288.1 | 15.27 | 1.49 | 15.14 | 13.27 | 9.758% | 295.385 | 15.111 | 0.16629 | 15.101 | 1.0007 | 15.2801 | 2000 | 2000
2012-03-28 | 17.21 | 17.16 | 17.04 | 16.95 | 16.85 | 16.68 | 16.5 | 16.29 | 15.96 | 15.31 | 295 | 294.9 | 294.7 | 294.7 | 294.8 | 294.8 | 294.8 | 294.5 | 293.9 | 293.4 | 286.4 | 16.86 | 1.24 | 16.67 | 14.26 | 7.355% | 294.8 | 16.5669 | 0.10026 | 16.6541 | 0.99476 | 16.7717 | 2000 | 2000
2012-03-28 00:10 | 16.36 | 16.24 | 16.02 | 15.78 | 15.56 | 15.34 | 15.13 | 14.92 | 14.72 | 14.26 | 297.8 | 297.8 | 297.8 | 297.8 | 297.6 | 297.5 | 297.6 | 298 | 298.4 | 298.4 | 289.6 | 15.41 | 1.78 | 15.17 | 13.1 | 11.55% | 297.515 | 15.3312 | 0.12738 | 15.3097 | 1.0014 | 15.4316 | 2000 | 2000
2012-03-28 00:20 | 15.61 | 15.39 | 15.06 | 14.86 | 14.64 | 14.38 | 14.15 | 13.87 | 13.57 | 12.99 | 296.8 | 296.7 | 296.6 | 296.5 | 296.4 | 296.1 | 296 | 295.9 | 295.9 | 295.9 | 289.1 | 14.97 | 1.87 | 14.7 | 12.85 | 12.49% | 296.085 | 14.3398 | 0.149 | 14.3468 | 0.99951 | 14.9626 | 2000 | 2000
2012-03-28 00:30 | 14.04 | 13.89 | 13.69 | 13.55 | 13.4 | 13.21 | 12.98 | 12.7 | 12.39 | 11.86 | 298.5 | 298.4 | 298.5 | 298.4 | 298.2 | 298.3 | 298.4 | 298.4 | 298.5 | 298.5 | 289.7 | 13.39 | 1.75 | 13.2 | 11.06 | 13.07% | 298.315 | 13.1039 | 0.16231 | 13.1768 | 0.99447 | 13.3159 | 1999.39 | 1999.32
2012-03-28 00:40 | 13.52 | 13.41 | 13.18 | 12.93 | 12.6 | 12.25 | 11.91 | 11.55 | 11.22 | 10.62 | 299.9 | 300.1 | 299.9 | 299.2 | 298.7 | 298.7 | 298.6 | 298.4 | 298.3 | 298.2 | 290.7 | 12.61 | 1.88 | 12.42 | 10.69 | 14.91% | 298.685 | 12.2197 | 0.26011 | 12.2007 | 1.0016 | 12.6296 | 1994.71 | 1994.93
2012-03-28 00:50 | 12.37 | 12.25 | 12 | 11.82 | 11.73 | 11.62 | 11.44 | 11.24 | 11.08 | 10.95 | 301.6 | 301.8 | 302.1 | 302.4 | 302.6 | 302.9 | 303.5 | 304.1 | 304.6 | 305.1 | 294 | 11.64 | 1.81 | 11.55 | 10.37 | 15.55% | 302.99 | 11.5572 | 0.14427 | 11.594 | 0.99682 | 11.603 | 1957.76 | 1954.4
2012-03-28 01:00 | 12.52 | 12.48 | 12.39 | 12.27 | 12.07 | 11.84 | 11.65 | 11.48 | 11.32 | 11 | 302.3 | 302.2 | 302.1 | 302.2 | 301.8 | 301.2 | 301 | 301.1 | 300.8 | 299.7 | 291.7 | 12.47 | 2.25 | 12.45 | 11.12 | 18.04% | 301.17 | 11.8396 | 0.1495 | 11.8126 | 1.0023 | 12.4985 | 1993.17 | 1993.5
2012-03-28 01:10 | 13.55 | 13.49 | 13.34 | 13.2 | 13.05 | 12.89 | 12.69 | 12.39 | 12.04 | 11.43 | 298.4 | 298 | 297.5 | 297.2 | 297.4 | 298 | 298.7 | 299.2 | 299.5 | 300.1 | 290.9 | 13.02 | 2.1 | 12.77 | 10.94 | 16.13% | 298.105 | 12.7642 | 0.14451 | 12.8612 | 0.99246 | 12.9219 | 1999.02 | 1998.12
2012-03-28 01:20 | 15.28 | 15.14 | 14.76 | 14.35 | 13.97 | 13.59 | 13.26 | 13.01 | 12.73 | 12.11 | 298.8 | 298.9 | 299.4 | 299.8 | 299.7 | 299.1 | 298.7 | 298.8 | 298.7 | 298 | 289.3 | 13.63 | 1.75 | 13.39 | 11.16 | 12.84% | 299.04 | 13.6616 | 0.22716 | 13.5422 | 1.0088 | 13.7501 | 1999.63 | 1999.75
2012-03-28 01:30 | 15.15 | 15.03 | 14.84 | 14.55 | 14.23 | 13.97 | 13.73 | 13.42 | 13.08 | 12.48 | 296.1 | 296 | 295.6 | 295 | 294.4 | 293.8 | 293.6 | 293.6 | 293.1 | 291.9 | 285.7 | 13.93 | 1.29 | 13.8 | 12.02 | 9.261% | 293.77 | 13.9461 | 0.16014 | 13.9354 | 1.0008 | 13.9407 | 1999.93 | 1999.94
2012-03-28 01:40 | 13.61 | 13.52 | 13.29 | 13.08 | 12.87 | 12.55 | 12.21 | 11.97 | 11.7 | 11.25 | 298.8 | 298.5 | 297.8 | 297.1 | 296.6 | 296.6 | 296.9 | 297.1 | 297.2 | 297.8 | 288.8 | 12.35 | 1.44 | 12.19 | 10.88 | 11.66% | 296.645 | 12.5087 | 0.25381 | 12.5007 | 1.0006 | 12.3579 | 1991.85 | 1991.96
2012-03-28 01:50 | 11.31 | 11.26 | 11.15 | 11.01 | 10.8 | 10.55 | 10.29 | 10.06 | 9.83 | 9.42 | 293 | 292.9 | 292.9 | 292.5 | 292 | 291.9 | 291.7 | 291.3 | 291.3 | 292.1 | 283.4 | 10.93 | 1.39 | 10.83 | 9.16 | 12.72% | 291.87 | 10.5074 | 0.23059 | 10.5123 | 0.99953 | 10.9249 | 1885.31 | 1882.64
2012-03-28 02:00 | 11.3 | 11.22 | 11.08 | 10.85 | 10.55 | 10.27 | 10.03 | 9.87 | 9.73 | 9.39 | 287.2 | 286.8 | 286.1 | 285.2 | 284.7 | 284.8 | 284.5 | 284.2 | 284.1 | 284.1 | 276.6 | 10.58 | 1.01 | 10.48 | 8.57 | 9.546% | 284.755 | 10.3303 | 0.21852 | 10.2353 | 1.0093 | 10.6782 | 1791.86 | 1818.56
2012-03-28 02:10 | 11.98 | 11.86 | 11.63 | 11.48 | 11.26 | 10.94 | 10.58 | 10.27 | 10 | 9.48 | 288.4 | 287.9 | 287.4 | 287 | 286.7 | 286.1 | 285.4 | 284.6 | 284.1 | 283.7 | 277.9 | 11.22 | 1.42 | 11.04 | 8.95 | 12.66% | 285.995 | 10.865 | 0.30921 | 10.8877 | 0.99792 | 11.1966 | 1922.48 | 1920.8
2012-03-28 02:20 | 12.13 | 11.96 | 11.55 | 11.24 | 10.97 | 10.74 | 10.62 | 10.55 | 10.39 | 9.92 | 289.9 | 289.4 | 288.9 | 288.7 | 288.4 | 287.9 | 287.3 | 286.8 | 286.3 | 286.7 | 280.5 | 11.27 | 1.54 | 11.19 | 10.03 | 13.66% | 287.81 | 10.8622 | 0.10383 | 10.7227 | 1.013 | 11.4166 | 1926.68 | 1939.28
2012-03-28 02:30 | 11.43 | 11.35 | 11.2 | 11.07 | 10.93 | 10.77 | 10.55 | 10.22 | 9.86 | 9.28 | 288.4 | 288.1 | 287.8 | 288.1 | 288.5 | 288.6 | 288.2 | 287.8 | 287.9 | 288.1 | 280.2 | 10.56 | 1.53 | 10.46 | 8.67 | 14.49% | 288.54 | 10.6282 | 0.19072 | 10.7382 | 0.98976 | 10.4518 | 1786.52 | 1757.15
2012-03-28 02:40 | 10.95 | 10.85 | 10.64 | 10.51 | 10.44 | 10.26 | 10 | 9.74 | 9.5 | 9.08 | 292.6 | 292.4 | 291.4 | 290.6 | 290.2 | 289.9 | 289.4 | 289.3 | 289.5 | 288.6 | 281.4 | 9.97 | 1.42 | 9.98 | 8.72 | 14.24% | 289.825 | 10.1374 | 0.2372 | 10.2223 | 0.99169 | 9.8872 | 1625.57 | 1595.09
2012-03-28 02:50 | 10.56 | 10.42 | 10.17 | 10 | 9.87 | 9.65 | 9.38 | 9 | 8.65 | 8.16 | 287.2 | 287.1 | 286.8 | 286.4 | 286.1 | 285.7 | 285.3 | 285.3 | 285.1 | 284.4 | 278.7 | 9.76 | 1.03 | 9.6 | 8.09 | 10.55% | 285.64 | 9.5192 | 0.26224 | 9.6108 | 0.99046 | 9.6669 | 1545.56 | 1511.27
2012-03-28 03:00 | 11.52 | 11.37 | 11.16 | 10.89 | 10.63 | 10.37 | 10.12 | 9.96 | 9.78 | 9.4 | 289.1 | 289.1 | 288.7 | 288.4 | 288 | 287.9 | 288 | 288 | 287.6 | 286.8 | 279.3 | 10.71 | 1.06 | 10.59 | 9.04 | 9.897% | 287.915 | 10.4079 | 0.22551 | 10.3338 | 1.0072 | 10.7868 | 1826.57 | 1847.93
2012-03-28 03:10 | 11.28 | 11.09 | 10.81 | 10.57 | 10.32 | 10.12 | 9.88 | 9.66 | 9.47 | 9.07 | 291.3 | 291.1 | 290.6 | 289.9 | 289.1 | 288.5 | 288.3 | 287.8 | 286.9 | 285.9 | 280.7 | 10.35 | 1.56 | 10.21 | 8.62 | 15.07% | 288.47 | 10.11 | 0.22179 | 10.0853 | 1.0025 | 10.3754 | 1730.45 | 1738.46
2012-03-28 03:20 | 11.03 | 10.76 | 10.36 | 10.03 | 9.72 | 9.51 | 9.32 | 9.09 | 8.85 | 8.42 | 292.5 | 292.3 | 292.3 | 292.5 | 292.3 | 291.9 | 291.6 | 291.4 | 291.5 | 291.9 | 282.4 | 9.92 | 1.12 | 9.79 | 8.16 | 11.29% | 291.855 | 9.5591 | 0.18649 | 9.4825 | 1.0081 | 10.0001 | 1606.52 | 1637
2012-03-28 03:30 | 13.63 | 13.51 | 13.14 | 12.85 | 12.59 | 12.32 | 11.99 | 11.65 | 11.27 | 10.61 | 291.9 | 291.5 | 291.1 | 290.8 | 290.7 | 290.9 | 290.9 | 290.6 | 290.3 | 290.3 | 283.9 | 12.45 | 1.43 | 12.35 | 10.18 | 11.49% | 290.9 | 12.2462 | 0.2509 | 12.2722 | 0.99788 | 12.4237 | 1992.95 | 1992.62
2012-03-28 03:40 | 15.41 | 15.29 | 15 | 14.67 | 14.37 | 14.11 | 13.77 | 13.4 | 12.99 | 12.18 | 292.2 | 291.8 | 291.4 | 291.2 | 291 | 290.8 | 290.7 | 290.8 | 290.4 | 289.6 | 282.7 | 13.88 | 1.25 | 13.64 | 11.37 | 9.006% | 290.785 | 14.0177 | 0.2254 | 14.0608 | 0.99694 | 13.8375 | 1999.88 | 1999.84
2012-03-28 03:50 | 12.78 | 12.59 | 12.37 | 12.1 | 11.8 | 11.5 | 11.22 | 11 | 10.77 | 10.48 | 293.5 | 293.6 | 293.8 | 293.9 | 293.7 | 293.6 | 293.5 | 293.2 | 292.6 | 291.7 | 285.5 | 12.06 | 1.72 | 11.92 | 10.71 | 14.26% | 293.585 | 11.5331 | 0.22778 | 11.4595 | 1.0064 | 12.1375 | 1988.66 | 1989.54
2012-03-28 04:00 | 12.37 | 12.18 | 11.82 | 11.59 | 11.4 | 11.2 | 10.99 | 10.81 | 10.55 | 10.12 | 295.3 | 295.1 | 294.2 | 293.5 | 293.3 | 292.5 | 292 | 291.7 | 291.3 | 291 | 284.3 | 11.55 | 1.6 | 11.42 | 9.41 | 13.85% | 292.425 | 11.1837 | 0.17491 | 11.1697 | 1.0013 | 11.5645 | 1950.2 | 1951.04
2012-03-28 04:10 | 9.77 | 9.56 | 9.2 | 8.89 | 8.75 | 8.64 | 8.41 | 8.14 | 8.05 | 8.08 | 283.3 | 283.2 | 282.6 | 281.5 | 280.6 | 278.9 | 277.7 | 276.9 | 276.2 | 276.6 | 272.8 | 8.61 | 1.33 | 8.62 | 8.01 | 15.45% | 278.72 | 8.5964 | 0.24933 | 8.6067 | 0.9988 | 8.5997 | 1112.87 | 1109.2
2012-03-28 04:20 | 9.78 | 9.61 | 9.51 | 9.46 | 9.28 | 9.07 | 8.85 | 8.67 | 8.47 | 7.99 | 277.4 | 277 | 275.6 | 274.3 | 273.5 | 272.8 | 272.4 | 272 | 271.3 | 269.7 | 267.1 | 8.7 | 1.19 | 8.75 | 7.65 | 13.68% | 272.74 | 9.0165 | 0.22691 | 9.0381 | 0.9976 | 8.6792 | 1145.9 | 1138.56
2012-03-28 04:30 | 10.72 | 10.63 | 10.53 | 10.37 | 10.05 | 9.64 | 9.31 | 9.01 | 8.73 | 8.28 | 280.7 | 279.9 | 279.2 | 278.6 | 278 | 278.1 | 277.6 | 277 | 276.5 | 276.6 | 271.3 | 9.42 | 1.31 | 9.31 | 7.99 | 13.91% | 278.025 | 9.6547 | 0.32188 | 9.592 | 1.0065 | 9.4816 | 1416.02 | 1438.88
2012-03-28 04:40 | 9.95 | 9.77 | 9.58 | 9.4 | 9.25 | 9.16 | 9.02 | 8.81 | 8.66 | 8.07 | 279.2 | 279 | 278.4 | 277.2 | 276.8 | 275.8 | 274.8 | 273.8 | 272.7 | 271.8 | 268.4 | 9.15 | 1.57 | 9.12 | 8.16 | 17.16% | 275.65 | 9.0973 | 0.14233 | 9.1398 | 0.99535 | 9.1075 | 1313.15 | 1297.91
2012-03-28 04:50 | 9.93 | 9.88 | 9.75 | 9.42 | 9.27 | 9.12 | 8.88 | 8.6 | 8.3 | 7.86 | 279.4 | 278.9 | 277.7 | 277.3 | 277 | 276.2 | 276.5 | 277 | 276.6 | 275.9 | 269.9 | 8.79 | 1.37 | 8.73 | 7.49 | 15.59% | 276.245 | 9.0333 | 0.24644 | 9.0852 | 0.99429 | 8.7398 | 1178.93 | 1160.58
2012-03-28 08:00 | 5.88 | 5.82 | 5.78 | 5.83 | 5.9 | 5.94 | 6.03 | 6.13 | 6.14 | 6.01 | 284.1 | 284.5 | 284.6 | 284.5 | 284.5 | 284.7 | 284.5 | 284 | 283.4 | 282.6 | 277.3 | 5.68 | 1.14 | 5.82 | 5.83 | 20.07% | 284.67 | 5.9681 | -0.13896 | 5.9528 | 1.0026 | 5.6946 | 310.16 | 311.78
2012-03-28 08:10 | 6.25 | 6.24 | 6.18 | 6.11 | 6.03 | 5.89 | 5.75 | 5.64 | 5.54 | 5.34 | 285.3 | 285.1 | 285.1 | 285 | 285 | 285 | 284.9 | 284.1 | 283.8 | 284.5 | 280.9 | 6.22 | 0.59 | 6.02 | 4.92 | 9.486% | 284.985 | 5.8667 | 0.2223 | 5.8697 | 0.99949 | 6.2168 | 411.72 | 411.72
2012-03-28 08:20 | 5.35 | 5.24 | 5 | 4.81 | 4.68 | 4.55 | 4.43 | 4.28 | 4.16 | 3.94 | 287.3 | 287 | 286.7 | 286.4 | 285.6 | 284.3 | 282.8 | 282.6 | 282.8 | 282 | 274 | 4.4 | 1.13 | 4.28 | 3.73 | 25.68% | 284.075 | 4.5644 | 0.24699 | 4.5326 | 1.007 | 4.4308 | 134.6 | 137.87
2012-03-28 08:30 | 6.61 | 6.49 | 6.31 | 6.15 | 6 | 5.86 | 5.75 | 5.62 | 5.41 | 5.02 | 290.8 | 291 | 291.1 | 291.2 | 291 | 290.9 | 291.1 | 291.5 | 291.9 | 293.1 | 283 | 5.95 | 1.56 | 5.86 | 4.67 | 26.22% | 290.93 | 5.8622 | 0.17511 | 5.8441 | 1.0031 | 5.9684 | 353.9 | 357.14
2012-03-28 12:00 | 9.18 | 9.33 | 8.77 | 8.73 | 8.69 | 8.66 | 8.48 | 8.35 | 8.26 | 8.13 | 289.4 | 289.8 | 289.4 | 287.9 | 287.8 | 288 | 288.3 | 287.9 | 287.9 | 287.4 | 282 | 8.7 | 1.28 | 8.65 | 7.9 | 14.71% | 288.045 | 8.5784 | 0.1941 | 8.634 | 0.99356 | 8.644 | 1145.9 | 1123.88
2012-03-28 12:50 | 13.55 | 13.47 | 13.2 | 13.13 | 12.99 | 12.81 | 12.6 | 12.4 | 12.29 | 12.09 | 300.6 | 300.9 | 300.6 | 299.9 | 299.4 | 299.2 | 299 | 298.9 | 298.8 | 298.4 | 293.7 | 13.11 | 1.45 | 13.01 | 12.08 | 11.06% | 299.17 | 12.7673 | 0.15275 | 12.7797 | 0.99903 | 13.0972 | 1999.11 | 1999.1
2012-03-28 13:00 | 12.5 | 12.42 | 12.17 | 12.03 | 11.91 | 11.74 | 11.58 | 11.35 | 11.1 | 10.72 | 299.1 | 298.8 | 298.8 | 298.3 | 298.1 | 297.7 | 297.6 | 297.7 | 298.2 | 299.1 | 290.1 | 11.89 | 1.44 | 11.84 | 10.59 | 12.11% | 297.685 | 11.68 | 0.12681 | 11.7169 | 0.99684 | 11.8525 | 1978.76 | 1975.4
2012-03-28 13:20 | 13.79 | 13.82 | 13.7 | 13.4 | 13.26 | 13.05 | 12.79 | 12.53 | 12.25 | 11.67 | 298.9 | 298.7 | 298.4 | 298.3 | 297.7 | 297.3 | 296.9 | 296.5 | 296.2 | 294.8 | 290.1 | 13.06 | 1.46 | 12.95 | 11.55 | 11.18% | 297.24 | 12.9661 | 0.18597 | 13.0124 | 0.99644 | 13.0135 | 1999.06 | 1999.01
2012-03-28 13:30 | 14.43 | 14.45 | 14.41 | 14.17 | 13.94 | 13.8 | 13.63 | 13.43 | 13.19 | 12.8 | 300.7 | 300.8 | 300.3 | 299.7 | 299.3 | 299.3 | 299 | 298.5 | 298.4 | 298.8 | 291.9 | 14.04 | 1.43 | 13.99 | 12.81 | 10.19% | 299.255 | 13.7672 | 0.11455 | 13.7755 | 0.9994 | 14.0316 | 2000 | 2000
2012-03-28 13:40 | 14.24 | 14.09 | 13.79 | 13.57 | 13.43 | 13.22 | 13.08 | 12.9 | 12.71 | 12.43 | 300.6 | 300.9 | 301 | 300.5 | 299.7 | 299.7 | 300.1 | 300 | 299.7 | 299.6 | 292.7 | 13.55 | 1.24 | 13.38 | 11.61 | 9.151% | 299.76 | 13.2345 | 0.098384 | 13.1999 | 1.0026 | 13.5855 | 1999.55 | 1999.59
2012-03-28 14:10 | 15.34 | 15.19 | 15.05 | 14.89 | 14.79 | 14.69 | 14.57 | 14.52 | 14.41 | 14.22 | 301.4 | 301 | 300.3 | 300.2 | 299.9 | 299.6 | 299.4 | 299.4 | 299.5 | 299.4 | 293.1 | 14.94 | 1.38 | 14.92 | 13.43 | 9.237% | 299.57 | 14.6922 | 0.075798 | 14.6727 | 1.0013 | 14.9598 | 2000 | 2000
2012-03-28 14:20 | 13.75 | 13.63 | 13.47 | 13.32 | 13.12 | 12.86 | 12.71 | 12.6 | 12.46 | 12.09 | 304.2 | 304.2 | 304.1 | 303.9 | 303.7 | 303.7 | 303.5 | 303.4 | 303.2 | 303.1 | 295.8 | 13.52 | 1.34 | 13.36 | 11.79 | 9.911% | 303.67 | 12.916 | 0.10842 | 12.8384 | 1.006 | 13.6018 | 1999.52 | 1999.6
2012-03-28 14:30 | 15.17 | 15.06 | 14.89 | 14.77 | 14.66 | 14.51 | 14.35 | 14.16 | 13.98 | 13.54 | 300.4 | 300.5 | 300.7 | 300.8 | 300.8 | 300.5 | 300.3 | 300.4 | 300.7 | 301.3 | 293.4 | 14.53 | 1.76 | 14.48 | 12.95 | 12.11% | 300.47 | 14.4493 | 0.10247 | 14.487 | 0.9974 | 14.4923 | 2000 | 2000
2012-03-28 14:40 | 15.5 | 15.41 | 15.14 | 14.88 | 14.56 | 14.16 | 13.78 | 13.48 | 13.28 | 13 | 303.3 | 302.9 | 302.2 | 301.9 | 302 | 302.2 | 302.5 | 302.5 | 302.2 | 301.5 | 293.9 | 14.43 | 1.31 | 14.31 | 12.46 | 9.078% | 302.245 | 14.1815 | 0.25138 | 14.1049 | 1.0054 | 14.5083 | 2000 | 2000
2012-03-28 14:50 | 13.23 | 13 | 12.67 | 12.41 | 12.27 | 11.97 | 11.64 | 11.29 | 11.08 | 10.77 | 302.8 | 302.6 | 302 | 302 | 302.5 | 303 | 303 | 303 | 303.1 | 303 | 295.1 | 11.93 | 1.56 | 11.79 | 10.48 | 13.08% | 303 | 11.9037 | 0.25834 | 11.9222 | 0.99845 | 11.9116 | 1982.12 | 1980.44
2012-03-28 15:00 | 15.03 | 14.69 | 14.28 | 13.96 | 13.66 | 13.4 | 13.12 | 12.81 | 12.5 | 12.26 | 300.1 | 299.9 | 299.6 | 299.4 | 299.8 | 300.4 | 300.9 | 301.3 | 301.8 | 302.1 | 294.1 | 13.03 | 1.71 | 12.9 | 11.69 | 13.12% | 300.475 | 13.3935 | 0.19514 | 13.3595 | 1.0025 | 13.0632 | 1999.03 | 1999.06
2012-03-28 15:10 | 13.72 | 13.52 | 13.28 | 13.12 | 13.01 | 12.84 | 12.77 | 12.68 | 12.6 | 12.22 | 301.2 | 301 | 300.8 | 301.1 | 301.1 | 301.4 | 301.6 | 301.4 | 301.3 | 301.1 | 293.8 | 13.12 | 1.13 | 13.09 | 11.73 | 8.613% | 301.43 | 12.8869 | 0.050517 | 12.8299 | 1.0044 | 13.1782 | 1999.12 | 1999.18
2012-03-28 15:20 | 13.02 | 12.93 | 12.6 | 12.28 | 11.97 | 11.75 | 11.48 | 11.21 | 11.04 | 10.89 | 302.6 | 302.4 | 302.2 | 301.9 | 301.9 | 302.2 | 302.2 | 302.2 | 302.3 | 303.3 | 295.2 | 11.86 | 1.09 | 11.69 | 10.38 | 9.191% | 302.2 | 11.7707 | 0.21482 | 11.7109 | 1.0051 | 11.9206 | 1976.24 | 1981.28
2012-03-28 15:30 | 12.42 | 12.27 | 11.99 | 11.79 | 11.58 | 11.41 | 11.24 | 11.05 | 10.88 | 10.67 | 298.4 | 298.2 | 298 | 297.7 | 297.7 | 298.2 | 298.5 | 299.1 | 299.9 | 300.9 | 289.9 | 11.81 | 1.15 | 11.69 | 9.97 | 9.738% | 298.245 | 11.4157 | 0.13872 | 11.3855 | 1.0027 | 11.8414 | 1972.04 | 1974.56
2012-03-28 15:40 | 13.23 | 13.13 | 12.97 | 12.83 | 12.74 | 12.64 | 12.52 | 12.35 | 12.21 | 11.93 | 295.2 | 295 | 294.5 | 294.1 | 293.9 | 293.8 | 293.5 | 293.5 | 293.9 | 294.2 | 285.6 | 12.65 | 1.8 | 12.57 | 11.12 | 14.23% | 293.755 | 12.593 | 0.08815 | 12.6227 | 0.99765 | 12.6202 | 1995.15 | 1994.82
2012-03-28 15:50 | 15.12 | 15.04 | 14.91 | 14.72 | 14.55 | 14.29 | 14.08 | 13.9 | 13.78 | 13.76 | 301.6 | 301.4 | 301.4 | 301.2 | 301.1 | 300.9 | 300.8 | 300.5 | 300.5 | 300.9 | 292.1 | 14.04 | 1.96 | 13.97 | 13.23 | 13.96% | 300.885 | 14.3148 | 0.13681 | 14.2597 | 1.0039 | 14.0942 | 2000 | 2000
2012-03-28 16:00 | 14.62 | 14.46 | 14.16 | 14.01 | 13.86 | 13.78 | 13.74 | 13.64 | 13.56 | 13.41 | 302 | 302.2 | 302 | 301.9 | 301.6 | 301.6 | 301.5 | 301.1 | 300.8 | 299.9 | 293.9 | 13.81 | 1.94 | 13.67 | 12.46 | 14.05% | 301.585 | 13.822 | 0.026863 | 13.7743 | 1.0035 | 13.8579 | 1999.81 | 1999.86
2012-03-28 16:10 | 13.74 | 13.66 | 13.56 | 13.42 | 13.3 | 13.14 | 13.01 | 12.84 | 12.67 | 12.39 | 296.9 | 297 | 297.4 | 297.1 | 297.1 | 297.3 | 297.6 | 298.1 | 298.8 | 299.4 | 290.3 | 13.34 | 1.75 | 13.26 | 11.92 | 13.12% | 297.345 | 13.1138 | 0.091881 | 13.1213 | 0.99943 | 13.3324 | 1999.34 | 1999.33
2012-03-28 16:20 | 11.68 | 11.55 | 11.39 | 11.28 | 11.17 | 11.1 | 10.99 | 10.92 | 10.86 | 10.66 | 294 | 293.9 | 294.4 | 294.8 | 294.9 | 294.6 | 294.6 | 294.7 | 295 | 296.3 | 285.5 | 11.15 | 1.57 | 11.14 | 10.09 | 14.08% | 294.6 | 11.0935 | 0.092034 | 11.0842 | 1.0008 | 11.1593 | 1916.6 | 1917.44
2012-03-28 16:30 | 13.48 | 13.42 | 13.22 | 13.1 | 12.99 | 12.88 | 12.68 | 12.47 | 12.29 | 12 | 297.7 | 297.7 | 298.3 | 298.8 | 299.3 | 299.4 | 298.9 | 298.1 | 297.7 | 298 | 289.6 | 12.81 | 2.09 | 12.69 | 11.31 | 16.32% | 299.325 | 12.7873 | 0.14462 | 12.8512 | 0.99503 | 12.7464 | 1996.91 | 1996.25
2012-03-28 16:40 | 13.94 | 13.76 | 13.55 | 13.34 | 13.28 | 13.18 | 13.02 | 12.84 | 12.68 | 12.47 | 296.4 | 296.2 | 296.4 | 296.2 | 295.9 | 295.6 | 295.5 | 295.3 | 295.2 | 294.5 | 289.6 | 13.35 | 1.36 | 13.3 | 12.17 | 10.19% | 295.585 | 13.1175 | 0.11287 | 13.157 | 0.997 | 13.3099 | 1999.35 | 1999.31
2012-03-28 16:50 | 13.4 | 13.28 | 12.99 | 12.85 | 12.87 | 12.93 | 12.78 | 12.63 | 12.49 | 12.29 | 293.9 | 293.8 | 293.9 | 294.1 | 294.1 | 293.8 | 293.3 | 293.3 | 294 | 295 | 287.9 | 13.13 | 2.36 | 13 | 11.75 | 17.97% | 293.725 | 12.7876 | 0.10783 | 12.9084 | 0.99064 | 13.0071 | 1999.13 | 1999.01
2012-03-28 17:00 | 15.8 | 15.73 | 15.44 | 15.12 | 14.87 | 14.61 | 14.29 | 14.11 | 13.87 | 13.46 | 297.2 | 297 | 296.5 | 296.1 | 296.1 | 296.3 | 296.5 | 296.5 | 296.5 | 296.1 | 288.5 | 14.96 | 2.01 | 14.78 | 13.38 | 13.44% | 296.33 | 14.6041 | 0.20465 | 14.5637 | 1.0028 | 15.0015 | 2000 | 2000
2012-03-28 17:10 | 14.79 | 14.66 | 14.4 | 14.14 | 13.88 | 13.52 | 13.18 | 12.88 | 12.6 | 12.23 | 292.6 | 292.6 | 292.5 | 292.5 | 292.4 | 292.4 | 292.1 | 292.6 | 292.8 | 293.2 | 285.3 | 13.58 | 1.85 | 13.38 | 11.76 | 13.62% | 292.355 | 13.5059 | 0.23536 | 13.4708 | 1.0026 | 13.6154 | 1999.58 | 1999.62
2012-03-28 17:20 | 15.15 | 15.13 | 14.94 | 14.75 | 14.55 | 14.29 | 14.1 | 13.92 | 13.73 | 13.25 | 291.4 | 291.4 | 291.2 | 291.5 | 291.9 | 291.9 | 291.8 | 291.7 | 291.6 | 291.3 | 283.6 | 14.42 | 1.7 | 14.35 | 12.6 | 11.79% | 291.885 | 14.3021 | 0.12369 | 14.2626 | 1.0028 | 14.4599 | 2000 | 2000
2012-03-28 17:30 | 13.41 | 13.26 | 13.1 | 12.96 | 12.8 | 12.61 | 12.39 | 12.14 | 11.93 | 11.49 | 290.6 | 290.2 | 289.9 | 290 | 290.3 | 290.6 | 290.6 | 290.3 | 290.2 | 290.4 | 282.8 | 12.96 | 1.71 | 12.86 | 11.45 | 13.19% | 290.6 | 12.538 | 0.16265 | 12.5782 | 0.9968 | 12.9185 | 1998.56 | 1998.12
2012-03-28 17:40 | 14.95 | 14.85 | 14.71 | 14.58 | 14.46 | 14.28 | 14.07 | 13.89 | 13.77 | 13.54 | 297.6 | 297.6 | 297.3 | 297.3 | 297.3 | 297 | 296.7 | 296.5 | 296.4 | 295.5 | 289 | 14.58 | 1.72 | 14.51 | 12.91 | 11.8% | 296.955 | 14.2363 | 0.13691 | 14.2497 | 0.99906 | 14.5663 | 2000 | 2000
2012-03-28 17:50 | 13.47 | 13.42 | 13.3 | 13.11 | 12.88 | 12.71 | 12.6 | 12.46 | 12.22 | 11.65 | 296.6 | 296.4 | 296 | 295.6 | 294.8 | 294.1 | 293.9 | 293.9 | 293.9 | 293.8 | 287.9 | 12.76 | 1.74 | 12.71 | 11.36 | 13.64% | 294.07 | 12.721 | 0.080325 | 12.6942 | 1.0021 | 12.787 | 1996.36 | 1996.69
2012-03-28 18:00 | 13.48 | 13.39 | 13.19 | 12.98 | 12.79 | 12.58 | 12.33 | 12.03 | 11.71 | 11.28 | 295 | 295 | 295 | 294.8 | 294.7 | 294.7 | 294.9 | 295.2 | 295.4 | 296.1 | 287.4 | 12.86 | 1.43 | 12.7 | 10.96 | 11.12% | 294.73 | 12.4958 | 0.18549 | 12.5439 | 0.99617 | 12.8107 | 1997.46 | 1996.91
2012-03-28 18:10 | 13.51 | 13.4 | 13.17 | 12.89 | 12.62 | 12.4 | 12.32 | 12.3 | 12.21 | 11.81 | 295.3 | 295.3 | 295.3 | 295.2 | 294.9 | 294.5 | 294 | 293.6 | 293.3 | 293.2 | 288.3 | 13.13 | 1.48 | 13.08 | 11.64 | 11.27% | 294.425 | 12.5471 | 0.059812 | 12.3885 | 1.0128 | 13.2981 | 1999.13 | 1999.3
2012-03-28 18:20 | 13.55 | 13.41 | 13.13 | 12.91 | 12.81 | 12.71 | 12.6 | 12.52 | 12.39 | 12.14 | 300.1 | 300.3 | 300.6 | 301.1 | 301.2 | 300.9 | 300.6 | 300.4 | 300.3 | 299.8 | 291.7 | 13.11 | 1.98 | 13.04 | 11.95 | 15.1% | 300.855 | 12.7189 | 0.080325 | 12.6942 | 1.002 | 13.1356 | 1999.11 | 1999.14
2012-03-28 18:30 | 13.48 | 13.28 | 13.03 | 12.9 | 12.86 | 12.76 | 12.58 | 12.44 | 12.24 | 11.77 | 301.8 | 301.7 | 301.5 | 301.4 | 301.3 | 300.9 | 300.5 | 300.4 | 300.6 | 300.5 | 291.5 | 12.97 | 1.58 | 12.91 | 11.65 | 12.18% | 300.84 | 12.6659 | 0.13129 | 12.7341 | 0.99464 | 12.9005 | 1998.67 | 1997.9
2012-03-28 18:40 | 13.79 | 13.65 | 13.41 | 13.25 | 13.08 | 12.88 | 12.63 | 12.47 | 12.44 | 12.22 | 302.7 | 302.5 | 302.2 | 302.1 | 301.5 | 300.9 | 300.4 | 299.9 | 299.1 | 298.5 | 293.7 | 13.42 | 1.41 | 13.35 | 12.54 | 10.51% | 300.825 | 12.8731 | 0.18113 | 12.8439 | 1.0023 | 13.4505 | 1999.42 | 1999.45
2012-03-28 18:50 | 13.28 | 13.16 | 12.96 | 12.75 | 12.62 | 12.47 | 12.22 | 11.94 | 11.75 | 11.38 | 302.5 | 302.2 | 301.8 | 301.6 | 301.7 | 302 | 302.4 | 302.4 | 301.9 | 301.4 | 293.7 | 12.64 | 1.48 | 12.5 | 11.02 | 11.71% | 302.06 | 12.3708 | 0.18715 | 12.4339 | 0.99493 | 12.5759 | 1995.04 | 1994.38
2012-03-28 19:00 | 11.91 | 11.82 | 11.63 | 11.42 | 11.18 | 10.89 | 10.67 | 10.59 | 10.52 | 10.33 | 304.7 | 304.6 | 304.7 | 304.8 | 304.7 | 304.5 | 304.7 | 305 | 305.1 | 304.8 | 296.4 | 11.3 | 1.43 | 11.12 | 10.24 | 12.65% | 304.53 | 10.9843 | 0.1886 | 10.8582 | 1.0116 | 11.4312 | 1929.2 | 1940.12
2012-03-28 19:10 | 12.5 | 12.37 | 12.12 | 11.83 | 11.58 | 11.29 | 11.04 | 10.85 | 10.66 | 10.49 | 303.8 | 303.8 | 303.7 | 303.5 | 303.2 | 302.8 | 302.3 | 301.6 | 300.8 | 299.7 | 293.3 | 12.17 | 1.31 | 12.05 | 10.52 | 10.76% | 302.725 | 11.3393 | 0.20693 | 11.2538 | 1.0076 | 12.2624 | 1989.87 | 1990.86
2012-03-28 19:20 | 13.16 | 13.06 | 12.84 | 12.6 | 12.3 | 11.99 | 11.81 | 11.64 | 11.43 | 11.11 | 299.3 | 299.3 | 299.1 | 298.9 | 298.8 | 299.1 | 299.5 | 299.6 | 299.4 | 299.1 | 291.2 | 12.31 | 1.58 | 12.25 | 10.92 | 12.84% | 299.16 | 12.0784 | 0.13978 | 11.964 | 1.0096 | 12.4277 | 1991.41 | 1992.73
2012-03-28 19:30 | 13.24 | 13.15 | 13.01 | 12.84 | 12.65 | 12.47 | 12.32 | 12.08 | 11.75 | 11.27 | 303.6 | 303.6 | 303.5 | 303.6 | 303.4 | 302.8 | 302.3 | 302.3 | 302.4 | 302.4 | 295.3 | 12.56 | 1.45 | 12.46 | 11.16 | 11.54% | 302.725 | 12.4171 | 0.11183 | 12.4484 | 0.99749 | 12.5284 | 1994.16 | 1993.83
2012-03-28 19:40 | 14.19 | 14 | 13.72 | 13.51 | 13.35 | 13.15 | 12.93 | 12.69 | 12.42 | 11.96 | 301.5 | 301.3 | 301.4 | 301.4 | 301.3 | 301.4 | 301.5 | 301.4 | 301.5 | 301.6 | 294.2 | 13.58 | 1.62 | 13.35 | 11.28 | 11.93% | 301.415 | 13.092 | 0.15591 | 13.1183 | 0.998 | 13.5529 | 1999.58 | 1999.55
2012-03-28 19:50 | 14.43 | 14.27 | 14.02 | 13.8 | 13.63 | 13.41 | 13.26 | 13.12 | 12.98 | 12.59 | 303.2 | 303.2 | 303.4 | 303.5 | 303.7 | 303.8 | 303.7 | 303.4 | 303.1 | 301.8 | 294.7 | 13.79 | 1.43 | 13.63 | 12.07 | 10.37% | 303.785 | 13.4455 | 0.10395 | 13.3884 | 1.0043 | 13.8488 | 1999.79 | 1999.85
2012-03-28 20:00 | 14.96 | 14.83 | 14.63 | 14.39 | 14.17 | 13.91 | 13.66 | 13.38 | 13.03 | 12.5 | 307.9 | 307.8 | 307.6 | 307.9 | 308.2 | 308.3 | 308.3 | 308.4 | 308.4 | 308 | 300.7 | 14.38 | 1.5 | 14.07 | 12.36 | 10.43% | 308.3 | 13.856 | 0.1676 | 13.8739 | 0.99871 | 14.3614 | 2000 | 2000
2012-03-28 20:10 | 14.75 | 14.69 | 14.58 | 14.47 | 14.36 | 14.25 | 14.12 | 13.87 | 13.57 | 12.97 | 309 | 309 | 308.9 | 308.8 | 308.8 | 308.9 | 309 | 309.3 | 310 | 310.7 | 302.2 | 14.86 | 1.57 | 14.61 | 13.41 | 10.57% | 308.915 | 14.1355 | 0.084691 | 14.2313 | 0.99327 | 14.76 | 2000 | 2000
2012-03-28 20:20 | 13.12 | 13.03 | 12.82 | 12.64 | 12.49 | 12.32 | 12.27 | 12.26 | 12.19 | 11.84 | 301.8 | 301.7 | 301.5 | 301.4 | 301.2 | 301.3 | 301.4 | 301.5 | 301.4 | 301.3 | 293 | 12.64 | 1.31 | 12.52 | 11.17 | 10.36% | 301.315 | 12.416 | 0.03758 | 12.3128 | 1.0084 | 12.746 | 1995.04 | 1996.25
2012-03-28 20:30 | 14.51 | 14.44 | 14.27 | 14.02 | 13.73 | 13.43 | 13.16 | 12.84 | 12.46 | 11.79 | 301.7 | 301.4 | 300.8 | 300.4 | 300 | 299.7 | 299.3 | 298.9 | 298.5 | 298.1 | 291.5 | 13.31 | 1.7 | 13.13 | 11.34 | 12.77% | 299.64 | 13.3851 | 0.18768 | 13.391 | 0.99956 | 13.3042 | 1999.31 | 1999.3
2012-03-28 20:40 | 14.79 | 14.7 | 14.53 | 14.34 | 14.15 | 13.89 | 13.58 | 13.27 | 13.01 | 12.63 | 302.8 | 302.5 | 301.9 | 301.4 | 301.1 | 301 | 300.8 | 300.5 | 300.3 | 300.5 | 293.5 | 14.07 | 1.79 | 13.94 | 12.28 | 12.72% | 300.97 | 13.8042 | 0.20858 | 13.8452 | 0.99704 | 14.0284 | 2000 | 2000
2012-03-28 20:50 | 13.69 | 13.6 | 13.36 | 13.17 | 12.95 | 12.73 | 12.49 | 12.26 | 12.04 | 11.62 | 300.2 | 300.1 | 299.8 | 299.3 | 298.7 | 298.2 | 298.6 | 299.6 | 300.1 | 300 | 292 | 13.42 | 1.75 | 13.26 | 11.42 | 13.04% | 298.26 | 12.6955 | 0.17588 | 12.6953 | 1 | 13.4202 | 1999.42 | 1999.42
2012-03-28 21:00 | 11.96 | 11.93 | 11.86 | 11.78 | 11.73 | 11.61 | 11.41 | 11.17 | 10.93 | 10.57 | 298.8 | 298.8 | 298.7 | 299.2 | 299.6 | 299.7 | 299.6 | 299.6 | 299.2 | 298.7 | 290.6 | 11.69 | 1.12 | 11.51 | 9.92 | 9.581% | 299.685 | 11.4719 | 0.16058 | 11.5811 | 0.99057 | 11.5797 | 1961.96 | 1952.72
2012-03-28 21:10 | 13.14 | 13.05 | 12.84 | 12.59 | 12.32 | 12.07 | 11.84 | 11.58 | 11.25 | 10.75 | 300.8 | 300.6 | 300.2 | 299.7 | 299.2 | 299.3 | 299.9 | 300.2 | 300 | 299.4 | 291.5 | 12.24 | 1.26 | 12 | 10.5 | 10.29% | 299.39 | 12.0507 | 0.17779 | 12.0368 | 1.0012 | 12.2541 | 1990.64 | 1990.75
2012-03-28 21:20 | 12.62 | 12.53 | 12.36 | 12.15 | 11.8 | 11.37 | 11.04 | 10.7 | 10.4 | 10.02 | 299.8 | 300.1 | 300.2 | 300.1 | 300 | 299.8 | 299.3 | 298.5 | 298 | 298.2 | 291 | 11.56 | 1.54 | 11.44 | 9.49 | 13.32% | 299.725 | 11.3979 | 0.27218 | 11.3221 | 1.0067 | 11.6374 | 1951.04 | 1957.76
2012-03-28 21:30 | 11.88 | 11.8 | 11.6 | 11.4 | 11.28 | 11.17 | 10.95 | 10.74 | 10.61 | 10.42 | 302.6 | 302.5 | 302.5 | 302.6 | 302.2 | 301.7 | 301.4 | 301.2 | 301.1 | 301.1 | 291.8 | 10.73 | 1.36 | 10.62 | 9.36 | 12.67% | 301.655 | 11.1004 | 0.18382 | 11.1382 | 0.9966 | 10.6936 | 1831.91 | 1821.23
2012-03-28 21:40 | 12.59 | 12.44 | 12.25 | 12.13 | 12.01 | 11.8 | 11.57 | 11.48 | 11.39 | 11.21 | 301.9 | 301.6 | 301 | 300.6 | 300.6 | 300.8 | 300.1 | 299.5 | 299.1 | 298.8 | 291.6 | 11.82 | 1.36 | 11.72 | 10.23 | 11.51% | 300.695 | 11.7965 | 0.1819 | 11.7668 | 1.0025 | 11.8499 | 1972.88 | 1975.4
2012-03-28 21:50 | 13.13 | 13 | 12.71 | 12.42 | 12.11 | 11.89 | 11.7 | 11.51 | 11.2 | 10.69 | 297 | 296.9 | 296.6 | 296 | 295.2 | 294.5 | 294.2 | 294.2 | 294.7 | 295.5 | 286.9 | 12.23 | 1.35 | 12.08 | 10.47 | 11.04% | 294.455 | 11.9177 | 0.14886 | 11.8626 | 1.0046 | 12.2868 | 1990.53 | 1991.19
2012-03-28 22:00 | 13.79 | 13.69 | 13.52 | 13.25 | 13.06 | 12.92 | 12.78 | 12.58 | 12.37 | 11.92 | 295.9 | 296 | 296 | 295.8 | 295.6 | 295.6 | 295.8 | 296.1 | 296.2 | 295.9 | 287.6 | 12.9 | 1.36 | 12.85 | 11.34 | 10.54% | 295.63 | 12.904 | 0.10068 | 12.8998 | 1.0003 | 12.9041 | 1997.9 | 1997.9
2012-03-28 22:10 | 12.25 | 12.16 | 11.92 | 11.78 | 11.65 | 11.51 | 11.4 | 11.3 | 11.19 | 10.94 | 297.5 | 297.3 | 296.7 | 296.4 | 295.5 | 294.6 | 294 | 294 | 294.4 | 294.9 | 288.4 | 11.78 | 1.37 | 11.68 | 10.27 | 11.63% | 294.51 | 11.5254 | 0.08874 | 11.4942 | 1.0027 | 11.812 | 1969.52 | 1972.04
2012-03-28 22:20 | 11.43 | 11.38 | 11.18 | 10.92 | 10.7 | 10.43 | 10.29 | 10.17 | 10.04 | 9.63 | 300.4 | 300.4 | 300.1 | 299.8 | 299.6 | 299.5 | 299 | 298.6 | 298.8 | 299.3 | 291.5 | 10.33 | 1.46 | 10.2 | 8.8 | 14.13% | 299.425 | 10.521 | 0.12488 | 10.4098 | 1.0107 | 10.4403 | 1725.11 | 1754.48
2012-03-28 22:30 | 11.39 | 11.35 | 11.11 | 10.93 | 10.7 | 10.45 | 10.24 | 10.02 | 9.71 | 9.12 | 299.6 | 299.2 | 298.6 | 297.9 | 297.6 | 297.3 | 296.8 | 296.2 | 295.9 | 295.4 | 288.9 | 10.14 | 1.36 | 10.06 | 8.82 | 13.41% | 297.225 | 10.43 | 0.1876 | 10.4197 | 1.001 | 10.1501 | 1674.38 | 1677.05
2012-03-28 22:40 | 9.66 | 9.59 | 9.52 | 9.35 | 9.25 | 9.1 | 8.88 | 8.67 | 8.46 | 8.17 | 300.3 | 299.9 | 299.9 | 299.3 | 299 | 299.1 | 298.9 | 299.5 | 300.4 | 301 | 291.8 | 9.5 | 1.04 | 9.38 | 8.17 | 10.95% | 299.07 | 9.0156 | 0.22615 | 9.0681 | 0.99421 | 9.445 | 1446.5 | 1423.64
2012-03-28 22:50 | 10.81 | 10.58 | 10.38 | 10.33 | 10.25 | 10.09 | 9.97 | 9.85 | 9.79 | 9.55 | 304.2 | 303.8 | 302.9 | 302.5 | 302.4 | 302.5 | 302.6 | 302.5 | 302.1 | 301.3 | 295 | 10.22 | 1.48 | 10.12 | 8.59 | 14.48% | 302.515 | 10.0854 | 0.11056 | 10.0727 | 1.0013 | 10.2329 | 1695.74 | 1698.41
2012-03-28 23:50 | 12.08 | 11.99 | 11.68 | 11.5 | 11.28 | 11.07 | 10.85 | 10.67 | 10.52 | 9.98 | 299.9 | 299.7 | 299.3 | 298.7 | 298.4 | 298.1 | 297.2 | 296.2 | 295.5 | 295 | 288 | 11.41 | 1.31 | 11.34 | 9.91 | 11.48% | 297.965 | 11.0641 | 0.1855 | 11.0382 | 1.0023 | 11.4368 | 1938.44 | 1940.96
2012-03-29 | 11.59 | 11.37 | 11.04 | 10.83 | 10.71 | 10.48 | 10.21 | 10.01 | 9.85 | 9.38 | 298.9 | 298.4 | 297.8 | 296.8 | 296.7 | 295.9 | 295.7 | 295.7 | 295.6 | 295.8 | 288.2 | 10.75 | 1.24 | 10.58 | 8.92 | 11.53% | 295.87 | 10.437 | 0.2412 | 10.4409 | 0.99963 | 10.746 | 1837.25 | 1837.25
2012-03-29 00:10 | 10.47 | 10.42 | 10.05 | 9.67 | 9.38 | 9.06 | 8.67 | 8.36 | 8.09 | 7.41 | 306.8 | 306.1 | 305.5 | 305.1 | 305.4 | 305.7 | 305.6 | 305.8 | 305.7 | 306.2 | 297.1 | 9.06 | 1.21 | 8.81 | 7.54 | 13.36% | 305.685 | 9.0512 | 0.40661 | 9.0031 | 1.0054 | 9.1085 | 1278.86 | 1297.91
2012-03-29 03:10 | 11.27 | 11.01 | 10.75 | 10.63 | 10.46 | 10.33 | 10.16 | 10.04 | 9.98 | 9.62 | 304.4 | 304.3 | 304.1 | 304.1 | 303.8 | 303.4 | 303.1 | 302.3 | 303 | 303.6 | 296.5 | 10.58 | 1.44 | 10.46 | 9.24 | 13.61% | 303.355 | 10.3259 | 0.15334 | 10.3055 | 1.002 | 10.6009 | 1791.86 | 1797.2
2012-03-29 03:20 | 10.79 | 10.61 | 10.33 | 10.05 | 9.86 | 9.7 | 9.54 | 9.38 | 9.3 | 9.05 | 303.9 | 304.1 | 303.8 | 303 | 302.1 | 301.8 | 301.5 | 301.4 | 302 | 302.1 | 296.1 | 10.32 | 1.36 | 10.18 | 8.9 | 13.18% | 301.755 | 9.7368 | 0.1537 | 9.6769 | 1.0062 | 10.3839 | 1722.44 | 1738.46
2012-03-29 03:30 | 10.76 | 10.7 | 10.52 | 10.23 | 9.96 | 9.59 | 9.21 | 8.85 | 8.56 | 8.2 | 304.4 | 304.8 | 305.1 | 305 | 305 | 304.3 | 303.6 | 303.6 | 304 | 304.4 | 296.4 | 9.5 | 1.35 | 9.35 | 8.04 | 14.21% | 304.195 | 9.5663 | 0.37362 | 9.5346 | 1.0033 | 9.5316 | 1446.5 | 1457.93
2012-03-29 03:40 | 10.87 | 10.71 | 10.44 | 10.17 | 10.01 | 9.8 | 9.48 | 9.19 | 8.89 | 8.53 | 304.9 | 304.7 | 303.9 | 303.4 | 303.1 | 303.5 | 303.9 | 303.8 | 304.1 | 303 | 295.4 | 10.12 | 1.23 | 9.94 | 8.96 | 12.15% | 303.56 | 9.7086 | 0.30678 | 9.7535 | 0.9954 | 10.0735 | 1669.04 | 1655.69
2012-03-29 04:10 | 10.59 | 10.48 | 10.17 | 9.92 | 9.59 | 9.3 | 9.04 | 8.83 | 8.6 | 8.33 | 306 | 305.5 | 305.2 | 305.1 | 305 | 304.6 | 304.7 | 304.4 | 304.5 | 304.8 | 295.7 | 9.42 | 1.22 | 9.18 | 8.06 | 12.95% | 304.615 | 9.3587 | 0.26203 | 9.2623 | 1.0104 | 9.5181 | 1416.02 | 1454.12
2012-03-29 14:50 | 13.61 | 13.5 | 13.19 | 12.99 | 12.8 | 12.63 | 12.45 | 12.3 | 12.16 | 12.19 | 308 | 308.5 | 308 | 307.6 | 307.4 | 306.7 | 306.1 | 306 | 306.1 | 306.7 | 297.7 | 13.01 | 1.51 | 12.9 | 11.66 | 11.61% | 306.61 | 12.6536 | 0.13265 | 12.6041 | 1.0039 | 13.0611 | 1999.01 | 1999.06
2012-03-29 15:30 | 13.63 | 13.48 | 13.14 | 12.89 | 12.78 | 12.69 | 12.54 | 12.39 | 12.21 | 12.06 | 302.5 | 301.9 | 301.6 | 301.5 | 300.9 | 300.4 | 300.4 | 300.2 | 299.9 | 300.3 | 294.2 | 12.74 | 1.5 | 12.7 | 11.37 | 11.77% | 300.4 | 12.6633 | 0.10988 | 12.6684 | 0.9996 | 12.7349 | 1996.14 | 1996.03
2012-03-29 16:00 | 11.51 | 11.35 | 11.12 | 10.97 | 10.74 | 10.55 | 10.44 | 10.31 | 10.18 | 10 | 307 | 306.6 | 305.2 | 304.6 | 304.8 | 305.2 | 305.7 | 305.9 | 306.2 | 306.1 | 298.3 | 10.59 | 1.31 | 10.5 | 9.72 | 12.37% | 305.275 | 10.6117 | 0.096857 | 10.5342 | 1.0074 | 10.668 | 1794.53 | 1815.89
2012-03-29 16:20 | 10.36 | 10.28 | 9.87 | 9.53 | 9.4 | 9.29 | 9.08 | 8.92 | 8.85 | 8.87 | 302.6 | 301.7 | 302.7 | 302.9 | 302.8 | 302.6 | 302.6 | 302.7 | 302.6 | 302.5 | 293.1 | 9.1 | 1.34 | 9.05 | 8.16 | 14.73% | 302.6 | 9.2999 | 0.21129 | 9.2596 | 1.0043 | 9.1396 | 1294.1 | 1309.34
2012-03-29 16:30 | 11.84 | 11.61 | 11.3 | 10.94 | 10.75 | 10.7 | 10.66 | 10.57 | 10.41 | 10.29 | 302.7 | 302.2 | 302.4 | 302.5 | 302.2 | 302.6 | 303.1 | 302.9 | 302.3 | 302.5 | 295.7 | 10.45 | 1.21 | 10.41 | 9.11 | 11.58% | 302.675 | 10.7679 | 0.03461 | 10.6943 | 1.0069 | 10.522 | 1757.15 | 1775.84
2012-03-29 16:40 | 11.38 | 11.11 | 10.69 | 10.52 | 10.38 | 10.22 | 10.05 | 9.93 | 9.82 | 9.64 | 302.5 | 302.2 | 301.9 | 301.5 | 301 | 300.3 | 299.9 | 299.8 | 299.4 | 298.8 | 291.9 | 10.22 | 1.32 | 10.13 | 9.21 | 12.92% | 300.24 | 10.2361 | 0.15501 | 10.1955 | 1.004 | 10.2607 | 1695.74 | 1706.42
2012-03-29 16:50 | 11.55 | 11.34 | 11.04 | 10.85 | 10.78 | 10.63 | 10.36 | 10.05 | 9.84 | 9.66 | 301.1 | 300.4 | 299.9 | 299.2 | 298.6 | 298 | 297.3 | 297 | 297.3 | 298.3 | 292.7 | 10.79 | 1.51 | 10.65 | 9.26 | 13.99% | 297.895 | 10.5047 | 0.23775 | 10.5909 | 0.99186 | 10.7022 | 1847.93 | 1823.9
2012-03-29 17:00 | 12 | 11.9 | 11.66 | 11.51 | 11.4 | 11.22 | 11.03 | 10.82 | 10.54 | 10.04 | 307.1 | 306.8 | 306 | 305.2 | 304.7 | 304.4 | 304.5 | 304.4 | 304.9 | 306.4 | 297.8 | 11.28 | 1.55 | 11.18 | 9.84 | 13.74% | 304.415 | 11.1455 | 0.15783 | 11.1926 | 0.9958 | 11.2326 | 1927.52 | 1923.32
2012-03-29 17:10 | 12.07 | 11.83 | 11.47 | 11.31 | 11.11 | 10.72 | 10.4 | 10.15 | 9.91 | 9.61 | 305.8 | 305.6 | 305.7 | 305.2 | 305 | 304.6 | 304.9 | 305.5 | 305.9 | 306.3 | 295.8 | 10.78 | 1.47 | 10.61 | 9.36 | 13.64% | 304.645 | 10.7277 | 0.28005 | 10.6736 | 1.0051 | 10.8346 | 1845.26 | 1858.61
2012-03-29 17:20 | 12.06 | 11.81 | 11.36 | 11.01 | 10.67 | 10.43 | 10.34 | 10.23 | 10.17 | 9.85 | 305.9 | 305.8 | 306 | 305.5 | 305.2 | 304.7 | 304.3 | 304.5 | 304 | 303.8 | 296.8 | 10.52 | 1.5 | 10.31 | 8.75 | 14.26% | 304.64 | 10.6127 | 0.080086 | 10.4171 | 1.0188 | 10.7176 | 1775.84 | 1829.24
2012-03-29 17:30 | 11.43 | 11.05 | 10.37 | 9.81 | 9.51 | 9.36 | 9.29 | 9.29 | 9.2 | 9.05 | 303.7 | 303.2 | 302.7 | 302.5 | 301.8 | 300.7 | 300.1 | 300 | 300.3 | 300.3 | 294.5 | 9.1 | 1.15 | 9.02 | 8.17 | 12.64% | 300.61 | 9.5851 | 0.06937 | 9.3499 | 1.0252 | 9.3289 | 1294.1 | 1381.73
2012-03-29 17:40 | 11.05 | 10.61 | 10.13 | 9.57 | 9.39 | 9.16 | 8.91 | 8.62 | 8.53 | 8.69 | 303.1 | 302.9 | 302.5 | 301.5 | 300.3 | 300.2 | 300.8 | 301.3 | 301.5 | 302.5 | 293.2 | 8.84 | 1.07 | 8.66 | 7.75 | 12.1% | 300.29 | 9.2314 | 0.25572 | 9.1238 | 1.0118 | 8.9443 | 1197.28 | 1233.98
2012-03-29 17:50 | 10.6 | 10.03 | 9.41 | 9.07 | 8.73 | 8.45 | 8.23 | 7.98 | 7.78 | 7.64 | 303.5 | 304.2 | 303.8 | 303.6 | 302.8 | 302.7 | 302.5 | 302.6 | 302.6 | 303.4 | 295 | 8.19 | 1.4 | 8.16 | 7.33 | 17.09% | 302.67 | 8.5618 | 0.24378 | 8.4181 | 1.0171 | 8.3298 | 958.73 | 1010.11
2012-03-29 18:00 | 11.06 | 10.7 | 10.14 | 9.58 | 9.2 | 9.03 | 9.01 | 8.93 | 8.78 | 8.46 | 307.2 | 306.8 | 305.7 | 305.5 | 304.9 | 304.4 | 303.9 | 303.5 | 304 | 304.7 | 297.2 | 9.31 | 1.14 | 9.15 | 8 | 12.24% | 304.325 | 9.2641 | 0.02049 | 9.0271 | 1.0263 | 9.5544 | 1374.11 | 1465.55
2012-03-29 21:50 | 7.71 | 7.6 | 7.35 | 7.14 | 6.99 | 6.83 | 6.65 | 6.46 | 6.22 | 5.84 | 300.8 | 300.4 | 299.7 | 299.6 | 299.4 | 299 | 298.2 | 297.2 | 296.9 | 296.3 | 289.9 | 6.68 | 0.87 | 6.56 | 5.48 | 13.02% | 298.88 | 6.8014 | 0.24681 | 6.8039 | 0.99964 | 6.6776 | 515.68 | 515.68
2012-03-29 22:00 | 7.24 | 7.11 | 6.88 | 6.71 | 6.6 | 6.52 | 6.43 | 6.33 | 6.2 | 5.92 | 302 | 301.8 | 301.6 | 301.4 | 300.5 | 299.5 | 298.2 | 296.9 | 296 | 296.4 | 291.2 | 6.81 | 1.05 | 6.7 | 5.62 | 15.42% | 299.305 | 6.5156 | 0.12845 | 6.507 | 1.0013 | 6.819 | 545.06 | 547.32
2012-03-29 22:10 | 8.06 | 7.99 | 7.84 | 7.67 | 7.51 | 7.35 | 7.21 | 7.05 | 6.83 | 6.42 | 302.6 | 302.4 | 302.1 | 301.7 | 301.2 | 300.7 | 300.2 | 299.7 | 299.2 | 299.1 | 294.4 | 7.64 | 0.92 | 7.54 | 6.54 | 12.04% | 300.625 | 7.3361 | 0.17772 | 7.3298 | 1.0009 | 7.6466 | 780.64 | 783.65
2012-03-29 22:20 | 7.71 | 7.56 | 7.29 | 7.03 | 6.75 | 6.47 | 6.27 | 6.13 | 6 | 5.72 | 301.1 | 300.8 | 300.3 | 299.9 | 299.7 | 299.4 | 299.7 | 300.5 | 301.5 | 302 | 293.5 | 6.72 | 1.21 | 6.54 | 5.59 | 18.01% | 299.445 | 6.5767 | 0.29016 | 6.441 | 1.0211 | 6.8616 | 524.72 | 556.36
2012-03-29 22:30 | 7.98 | 7.87 | 7.65 | 7.44 | 7.2 | 6.97 | 6.81 | 6.68 | 6.56 | 6.37 | 298.8 | 298.4 | 298.1 | 298.3 | 298.3 | 297.8 | 296.9 | 296.5 | 296.8 | 297.7 | 291.8 | 7.31 | 0.98 | 7.2 | 6.4 | 13.41% | 297.665 | 7.0503 | 0.2146 | 6.9468 | 1.0149 | 7.4189 | 681.31 | 714.42
2012-03-29 22:40 | 8.26 | 8.12 | 7.85 | 7.65 | 7.46 | 7.25 | 7.05 | 6.77 | 6.45 | 6.07 | 300 | 299.8 | 299.4 | 299.1 | 299 | 298.9 | 299.1 | 299.4 | 300.4 | 302.3 | 291.7 | 6.94 | 1.06 | 6.79 | 5.62 | 15.27% | 298.93 | 7.2124 | 0.25851 | 7.221 | 0.99882 | 6.9318 | 574.44 | 572.18
2012-03-29 22:50 | 7.67 | 7.54 | 7.26 | 7.02 | 6.89 | 6.77 | 6.63 | 6.43 | 6.17 | 5.51 | 298.2 | 298.1 | 297.6 | 297 | 296.6 | 296.1 | 295.7 | 295.4 | 295 | 294.8 | 289.4 | 6.76 | 0.9 | 6.58 | 5.26 | 13.31% | 296.04 | 6.7247 | 0.1931 | 6.7498 | 0.99629 | 6.7349 | 533.76 | 526.98
2012-03-29 23:00 | 8.19 | 8.1 | 7.88 | 7.61 | 7.39 | 7.17 | 6.93 | 6.72 | 6.45 | 5.88 | 300.4 | 299.9 | 299.1 | 298.3 | 298 | 297.7 | 296.9 | 296.3 | 296.2 | 295.6 | 291.2 | 6.97 | 0.82 | 6.81 | 5.22 | 11.76% | 297.58 | 7.1588 | 0.31462 | 7.1351 | 1.0033 | 6.9931 | 581.22 | 585.74
2012-03-29 23:10 | 7.03 | 6.85 | 6.53 | 6.29 | 6.14 | 5.97 | 5.74 | 5.5 | 5.28 | 4.99 | 301 | 300.6 | 299.9 | 299.3 | 299.1 | 299.5 | 300.1 | 300.3 | 299.9 | 297.5 | 291.4 | 6.32 | 0.9 | 6.18 | 5 | 14.24% | 299.59 | 5.9352 | 0.36306 | 5.9365 | 0.99979 | 6.3186 | 434.32 | 434.32
2012-03-29 23:20 | 7.92 | 7.75 | 7.41 | 7.2 | 6.99 | 6.72 | 6.46 | 6.24 | 5.95 | 5.36 | 303.9 | 303.7 | 303.4 | 303.1 | 303.2 | 303.7 | 304.6 | 305.8 | 306.3 | 304.5 | 296.2 | 6.42 | 1.03 | 6.17 | 5.09 | 16.04% | 303.835 | 6.7152 | 0.36464 | 6.6821 | 1.0049 | 6.4517 | 456.92 | 463.7
2012-03-29 23:30 | 7.83 | 7.7 | 7.42 | 7.16 | 6.93 | 6.78 | 6.61 | 6.47 | 6.31 | 5.96 | 304.3 | 304.3 | 304.7 | 305 | 305 | 304.8 | 304.8 | 305.2 | 305.3 | 305 | 294.7 | 6.75 | 1.02 | 6.59 | 5.42 | 15.11% | 304.8 | 6.8148 | 0.23466 | 6.7554 | 1.0088 | 6.8093 | 531.5 | 545.06
2012-03-29 23:40 | 8.18 | 8.08 | 7.91 | 7.7 | 7.39 | 6.99 | 6.66 | 6.44 | 6.29 | 6.11 | 306.9 | 306.8 | 306.2 | 305.8 | 305.5 | 304.8 | 304.5 | 304.9 | 305.4 | 305.7 | 297.7 | 6.89 | 1.02 | 6.67 | 5.62 | 14.8% | 304.755 | 7.0762 | 0.4469 | 6.9417 | 1.0194 | 7.0235 | 563.14 | 594.02
2012-03-29 23:50 | 8.26 | 8.16 | 7.96 | 7.68 | 7.33 | 6.97 | 6.65 | 6.39 | 6.25 | 6.08 | 305.2 | 304.9 | 304.8 | 304.6 | 304.6 | 304.4 | 304.2 | 303.7 | 303.6 | 304.2 | 297.6 | 7.3 | 0.83 | 7.12 | 6.11 | 11.37% | 304.37 | 7.062 | 0.43431 | 6.9232 | 1.02 | 7.4464 | 678.3 | 723.45
2012-03-30 | 8.42 | 8.32 | 8.12 | 7.91 | 7.67 | 7.36 | 7.07 | 6.84 | 6.65 | 6.45 | 304.3 | 304 | 304 | 303.5 | 303.1 | 303.3 | 303.7 | 304.1 | 304.2 | 303.6 | 296.9 | 7.55 | 0.73 | 7.37 | 6.57 | 9.669% | 303.36 | 7.3864 | 0.37148 | 7.3177 | 1.0094 | 7.6209 | 753.55 | 774.62
2012-03-30 00:10 | 8.19 | 8.08 | 7.87 | 7.68 | 7.53 | 7.4 | 7.23 | 7.03 | 6.8 | 6.4 | 305.5 | 305.4 | 304.9 | 304.8 | 304.3 | 304.2 | 303.9 | 303.5 | 303.4 | 303.7 | 295.9 | 7.55 | 0.93 | 7.42 | 6.44 | 12.32% | 304.155 | 7.353 | 0.21477 | 7.3754 | 0.99696 | 7.5271 | 753.55 | 747.53
2012-03-30 00:20 | 8.42 | 8.25 | 7.94 | 7.66 | 7.45 | 7.26 | 7.06 | 6.85 | 6.58 | 6.16 | 306.2 | 305.8 | 305.1 | 304.4 | 303.8 | 303.6 | 303.6 | 304.8 | 305.6 | 305.2 | 296.9 | 7.5 | 1.09 | 7.29 | 5.79 | 14.53% | 303.6 | 7.2593 | 0.25814 | 7.231 | 1.0039 | 7.5294 | 738.5 | 747.53
2012-03-30 00:30 | 7.82 | 7.69 | 7.45 | 7.13 | 6.83 | 6.62 | 6.44 | 6.17 | 5.95 | 5.68 | 304.7 | 304.3 | 303.8 | 303.6 | 303.6 | 303.3 | 303 | 302.8 | 302.6 | 302.5 | 296.7 | 7 | 0.8 | 6.8 | 5.42 | 11.43% | 303.255 | 6.6711 | 0.25474 | 6.5939 | 1.0117 | 7.0819 | 588 | 612.08
2012-03-30 00:40 | 7.73 | 7.6 | 7.47 | 7.24 | 6.97 | 6.7 | 6.4 | 6.21 | 6.04 | 5.63 | 305 | 304.8 | 304.2 | 304.3 | 304.7 | 304.2 | 303.4 | 303 | 303 | 302.5 | 295.5 | 6.9 | 0.73 | 6.69 | 5.5 | 10.58% | 304.08 | 6.7218 | 0.42333 | 6.6562 | 1.0099 | 6.968 | 565.4 | 581.22
2012-03-30 00:50 | 8.19 | 8.11 | 7.87 | 7.6 | 7.39 | 7.11 | 6.83 | 6.61 | 6.41 | 6.04 | 303.3 | 303.3 | 303.7 | 304.3 | 304 | 303.3 | 302.5 | 302.6 | 303.1 | 304.1 | 295 | 6.91 | 0.81 | 6.73 | 5.74 | 11.72% | 303.18 | 7.1256 | 0.37128 | 7.0692 | 1.008 | 6.9651 | 567.66 | 581.22
2012-03-30 01:00 | 8.01 | 7.96 | 7.79 | 7.58 | 7.34 | 7.11 | 6.85 | 6.62 | 6.33 | 6 | 305.6 | 305.3 | 304.7 | 304.3 | 303.9 | 303.7 | 303.3 | 302.6 | 302.5 | 303.3 | 295.6 | 7.35 | 0.75 | 7.09 | 5.91 | 10.2% | 303.64 | 7.0901 | 0.34426 | 7.0722 | 1.0025 | 7.3686 | 693.35 | 699.37
2012-03-30 01:10 | 7.93 | 7.8 | 7.57 | 7.31 | 7.13 | 6.95 | 6.76 | 6.6 | 6.35 | 6 | 304.7 | 304.3 | 303.6 | 302.9 | 302.3 | 302 | 302 | 302.2 | 301.7 | 300.9 | 294.4 | 6.75 | 0.86 | 6.68 | 5.66 | 12.74% | 302 | 6.9513 | 0.25615 | 6.9225 | 1.0042 | 6.7782 | 531.5 | 538.28
2012-03-30 01:20 | 8.38 | 8.32 | 8.16 | 7.95 | 7.69 | 7.42 | 7.23 | 6.97 | 6.66 | 6.21 | 304.4 | 304.7 | 305.3 | 305.3 | 305.1 | 304.8 | 304.4 | 303.2 | 302 | 301 | 295 | 7.34 | 0.96 | 7.21 | 5.82 | 13.08% | 304.74 | 7.4339 | 0.23971 | 7.3925 | 1.0056 | 7.3812 | 690.34 | 702.38
2012-03-30 01:30 | 9 | 8.89 | 8.61 | 8.4 | 8.23 | 8.07 | 7.91 | 7.75 | 7.53 | 7.08 | 305.3 | 305.1 | 304.9 | 304.6 | 303.3 | 301.9 | 300.9 | 300.8 | 301.3 | 302.2 | 295.1 | 7.96 | 0.96 | 7.97 | 6.81 | 12.06% | 301.75 | 8.0585 | 0.18506 | 8.0469 | 1.0014 | 7.9715 | 876.96 | 879.97
2012-03-30 01:40 | 9.2 | 9.1 | 8.84 | 8.61 | 8.43 | 8.18 | 7.91 | 7.66 | 7.38 | 7.03 | 308 | 308.1 | 308.3 | 307.5 | 306.2 | 305.5 | 305.7 | 306.2 | 306.2 | 305.7 | 297.8 | 7.91 | 1.01 | 7.73 | 6.57 | 12.77% | 305.53 | 8.1434 | 0.31017 | 8.1408 | 1.0003 | 7.9126 | 861.91 | 861.91
2012-03-30 01:50 | 8.67 | 8.61 | 8.41 | 8.22 | 7.98 | 7.72 | 7.5 | 7.3 | 7.1 | 6.71 | 306.8 | 306.7 | 306.5 | 306.5 | 306.3 | 305.6 | 304.7 | 304.4 | 304.8 | 306.7 | 295.4 | 7.54 | 0.97 | 7.46 | 6.29 | 12.86% | 305.465 | 7.7431 | 0.26717 | 7.6881 | 1.0072 | 7.594 | 750.54 | 765.59
2012-03-30 02:00 | 8.67 | 8.55 | 8.31 | 8.08 | 7.86 | 7.63 | 7.4 | 7.14 | 6.85 | 6.45 | 305.3 | 305.2 | 304.8 | 304.2 | 303.9 | 303.7 | 303.6 | 303.5 | 303.6 | 304.9 | 297.1 | 7.6 | 0.94 | 7.56 | 6.44 | 12.37% | 303.685 | 7.6102 | 0.28285 | 7.5966 | 1.0018 | 7.6136 | 768.6 | 771.61
2012-03-30 02:10 | 8.78 | 8.7 | 8.55 | 8.32 | 8.03 | 7.82 | 7.7 | 7.55 | 7.32 | 6.81 | 307.8 | 307.4 | 306.9 | 306.4 | 306.2 | 305.9 | 305.3 | 305.1 | 305.7 | 306.7 | 296 | 7.5 | 1.18 | 7.43 | 6.47 | 15.73% | 305.81 | 7.884 | 0.1429 | 7.8027 | 1.0104 | 7.5781 | 738.5 | 762.58
2012-03-30 02:20 | 9.72 | 9.6 | 9.38 | 9.18 | 9.08 | 8.88 | 8.63 | 8.36 | 8.03 | 7.64 | 303.6 | 303.5 | 303.2 | 302.7 | 302.5 | 302.8 | 303.1 | 303.1 | 303.4 | 303.9 | 296.2 | 8.74 | 1.18 | 8.59 | 7.38 | 13.5% | 302.845 | 8.7814 | 0.2639 | 8.8437 | 0.99296 | 8.6784 | 1160.58 | 1138.56
2012-03-30 02:30 | 8.83 | 8.72 | 8.51 | 8.29 | 8.17 | 8.05 | 7.89 | 7.72 | 7.54 | 7.12 | 304.5 | 304.4 | 303.9 | 303.3 | 302.5 | 301.6 | 301.1 | 301 | 301.2 | 302 | 295 | 7.99 | 1.19 | 7.88 | 6.57 | 14.89% | 301.525 | 8.0101 | 0.18552 | 8.0269 | 0.99791 | 7.9733 | 885.99 | 879.97
2012-03-30 02:40 | 8.94 | 8.77 | 8.41 | 8.12 | 7.93 | 7.74 | 7.54 | 7.35 | 7.08 | 6.64 | 304 | 303.9 | 303.7 | 302.9 | 302.3 | 301.9 | 301.8 | 301.9 | 302 | 301.7 | 294.8 | 7.8 | 1.18 | 7.69 | 6.55 | 15.13% | 301.885 | 7.7406 | 0.24192 | 7.711 | 1.0038 | 7.8299 | 828.8 | 837.83
2012-03-30 06:10 | 9.24 | 9.2 | 9.13 | 9.09 | 9.04 | 8.91 | 8.76 | 8.52 | 8.37 | 8.2 | 303.2 | 303.2 | 303 | 302.4 | 302 | 301.8 | 301.7 | 302 | 302.4 | 304.4 | 295.7 | 9.08 | 1.56 | 9 | 7.92 | 17.18% | 301.785 | 8.8166 | 0.1569 | 8.8884 | 0.99193 | 9.0067 | 1286.48 | 1259.81
2012-03-30 06:20 | 9.41 | 9.29 | 9.09 | 8.92 | 8.78 | 8.65 | 8.55 | 8.53 | 8.52 | 8.33 | 301.9 | 301.7 | 301.6 | 301.9 | 302.7 | 303.7 | 304.7 | 305.5 | 306.2 | 306.5 | 295 | 8.95 | 1.18 | 8.86 | 8.13 | 13.18% | 303.85 | 8.7156 | 0.10745 | 8.6356 | 1.0093 | 9.0329 | 1237.65 | 1267.43
2012-03-30 06:30 | 9.79 | 9.72 | 9.58 | 9.43 | 9.34 | 9.26 | 9.16 | 9.01 | 8.85 | 8.5 | 306.2 | 306 | 306 | 305.9 | 305.8 | 305.6 | 305.5 | 305.4 | 305.4 | 306.3 | 295.4 | 9.26 | 1.1 | 9.1 | 7.84 | 11.88% | 305.585 | 9.2156 | 0.10034 | 9.2456 | 0.99675 | 9.2299 | 1355.06 | 1343.63
2012-03-30 06:40 | 9.54 | 9.46 | 9.3 | 9.1 | 8.88 | 8.7 | 8.6 | 8.49 | 8.33 | 8.08 | 306 | 306 | 305.8 | 305.6 | 305.1 | 304.6 | 304.4 | 304.3 | 304.2 | 303.7 | 296.8 | 9.06 | 1.15 | 8.94 | 8.18 | 12.69% | 304.57 | 8.7631 | 0.10683 | 8.6856 | 1.0089 | 9.1408 | 1278.86 | 1309.34
2012-03-30 06:50 | 9.45 | 9.35 | 9.13 | 8.95 | 8.83 | 8.73 | 8.63 | 8.53 | 8.41 | 8.13 | 304.1 | 303.8 | 303.3 | 303 | 303 | 303.3 | 303.7 | 303.9 | 304.1 | 303.7 | 295.8 | 8.99 | 0.93 | 8.87 | 7.73 | 10.34% | 303.36 | 8.7368 | 0.10646 | 8.7156 | 1.0024 | 9.0119 | 1252.33 | 1259.81
2012-03-30 07:00 | 8.94 | 8.84 | 8.68 | 8.56 | 8.49 | 8.41 | 8.28 | 8.12 | 7.95 | 7.67 | 305 | 304.7 | 304.9 | 305.1 | 304.8 | 304.2 | 303.7 | 303.2 | 302.5 | 301.6 | 295.9 | 8.9 | 0.8 | 8.8 | 7.83 | 8.989% | 304.125 | 8.3416 | 0.14396 | 8.3912 | 0.99409 | 8.8474 | 1219.3 | 1200.95
2012-03-30 07:10 | 8.67 | 8.55 | 8.35 | 8.21 | 8.08 | 7.92 | 7.72 | 7.53 | 7.31 | 7.01 | 303.9 | 303.8 | 303.7 | 303.5 | 303.3 | 302.9 | 302.9 | 303.2 | 303.7 | 305.2 | 296.1 | 7.71 | 0.89 | 7.59 | 6.47 | 11.54% | 302.9 | 7.8657 | 0.23636 | 7.891 | 0.99679 | 7.6853 | 801.71 | 795.69
2012-03-30 07:20 | 8.1 | 8.07 | 8.04 | 7.98 | 7.9 | 7.86 | 7.84 | 7.79 | 7.75 | 7.66 | 307.1 | 307.1 | 307 | 306.8 | 306.4 | 306.1 | 305.9 | 305.5 | 304.9 | 303.7 | 297.7 | 8.12 | 1.36 | 8.08 | 7.22 | 16.75% | 306.07 | 7.8724 | 0.023544 | 7.8571 | 1.0019 | 8.1358 | 933.04 | 940.38
2012-03-30 07:30 | 8.38 | 8.31 | 8.14 | 7.97 | 7.82 | 7.63 | 7.5 | 7.38 | 7.23 | 7.01 | 306.2 | 306.3 | 306.1 | 305.8 | 306 | 306.7 | 306.9 | 306.1 | 305.1 | 304.2 | 297 | 7.79 | 1.12 | 7.67 | 6.91 | 14.38% | 306.73 | 7.6612 | 0.1588 | 7.6112 | 1.0066 | 7.8412 | 825.79 | 840.84
2012-03-30 07:40 | 8.25 | 8.21 | 8.04 | 7.9 | 7.76 | 7.58 | 7.45 | 7.33 | 7.22 | 6.93 | 304.6 | 304.5 | 304.4 | 303.9 | 303 | 302.5 | 302 | 302.1 | 302.5 | 301.3 | 296.2 | 7.99 | 0.85 | 7.88 | 6.89 | 10.64% | 302.425 | 7.6019 | 0.15986 | 7.5612 | 1.0054 | 8.0329 | 885.99 | 900.01
2012-03-30 07:50 | 8.31 | 8.23 | 8.07 | 7.95 | 7.79 | 7.57 | 7.4 | 7.29 | 7.15 | 6.88 | 305.1 | 304.7 | 304.1 | 304 | 303.8 | 304.4 | 305.1 | 305.5 | 305.4 | 305.4 | 297.6 | 7.72 | 1.02 | 7.58 | 6.97 | 13.21% | 304.505 | 7.5951 | 0.20989 | 7.5454 | 1.0066 | 7.7708 | 804.72 | 819.77
2012-03-30 08:00 | 8.35 | 8.31 | 8.2 | 8.1 | 8.11 | 8.05 | 7.9 | 7.87 | 7.83 | 7.7 | 305.2 | 305.1 | 305.2 | 305.5 | 305.5 | 305.5 | 305.4 | 305.3 | 305.7 | 306.6 | 299.4 | 8.55 | 0.97 | 8.46 | 7.77 | 11.35% | 305.485 | 8.0037 | 0.17382 | 8.0283 | 0.99693 | 8.5238 | 1090.85 | 1079.84
2012-03-30 08:10 | 8.34 | 8.34 | 8.18 | 8.03 | 7.87 | 7.67 | 7.5 | 7.37 | 7.2 | 6.98 | 309.6 | 309.7 | 309 | 308.9 | 308.6 | 308.5 | 308.4 | 309 | 309.9 | 310.5 | 301.4 | 7.68 | 1.18 | 7.65 | 7.14 | 15.36% | 308.485 | 7.6827 | 0.20712 | 7.6454 | 1.0049 | 7.7174 | 792.68 | 804.72
2012-03-30 08:20 | 7.75 | 7.65 | 7.55 | 7.54 | 7.43 | 7.27 | 7.34 | 7.36 | 7.38 | 7.28 | 307.6 | 307.2 | 306.9 | 307.1 | 306.8 | 306.4 | 305.9 | 305.6 | 305 | 305.3 | 299 | 7.89 | 1.15 | 7.86 | 7.21 | 14.58% | 306.325 | 7.4087 | -0.088552 | 7.28 | 1.0177 | 8.0295 | 855.89 | 900.01
2012-03-30 08:30 | 8.13 | 8 | 7.94 | 7.87 | 7.84 | 7.82 | 7.83 | 7.86 | 7.86 | 7.61 | 310.9 | 311.4 | 312.2 | 313.8 | 315.4 | 316.4 | 316.9 | 316.8 | 317.2 | 317.8 | 303.6 | 7.78 | 1.41 | 7.76 | 7.36 | 18.12% | 316.475 | 7.8458 | -0.01181 | 7.8214 | 1.0031 | 7.8042 | 822.78 | 828.8
2012-03-30 08:40 | 7.52 | 7.54 | 7.44 | 7.33 | 7.23 | 7.13 | 7.04 | 6.96 | 6.75 | 6.49 | 312.3 | 312.4 | 312.7 | 312.7 | 312.1 | 311.3 | 310.5 | 310.3 | 310.8 | 312.7 | 301.4 | 7.24 | 1.12 | 7.11 | 6.48 | 15.47% | 311.18 | 7.11 | 0.11739 | 7.117 | 0.99901 | 7.2328 | 660.24 | 657.23
2012-03-30 10:10 | 8.89 | 8.88 | 8.96 | 9.06 | 9.05 | 9.02 | 8.91 | 8.73 | 8.47 | 8.08 | 334.8 | 334.5 | 334.9 | 335.8 | 336 | 336.1 | 335.8 | 335.8 | 335.5 | 335.2 | 324.3 | 9.01 | 1 | 8.78 | 7.9 | 11.1% | 336.055 | 8.8498 | 0.11339 | 9.0042 | 0.98286 | 8.8556 | 1259.81 | 1204.62
2012-03-30 10:20 | 9.42 | 9.36 | 9.26 | 9.16 | 9.05 | 8.98 | 8.92 | 8.83 | 8.74 | 8.39 | 331.6 | 331.6 | 332.1 | 332.7 | 333.2 | 333.3 | 333.3 | 333.3 | 333.6 | 333.9 | 325.4 | 9.1 | 1.04 | 8.92 | 8.26 | 11.43% | 333.3 | 8.9731 | 0.061951 | 8.9714 | 1.0002 | 9.1017 | 1294.1 | 1294.1
2012-03-30 10:30 | 8.95 | 8.87 | 8.7 | 8.51 | 8.4 | 8.3 | 8.21 | 8.14 | 8.03 | 7.73 | 337.3 | 337.1 | 337.3 | 337.5 | 337.6 | 337.2 | 336.6 | 336.1 | 335.8 | 335.7 | 327 | 8.4 | 1.06 | 8.28 | 7.42 | 12.62% | 337.11 | 8.3165 | 0.10075 | 8.287 | 1.0036 | 8.4299 | 1035.8 | 1046.81
2012-03-30 10:40 | 9.45 | 9.4 | 9.31 | 9.23 | 9.15 | 9.1 | 9.06 | 9.03 | 8.93 | 8.6 | 335.7 | 335.6 | 335.4 | 335.2 | 334.9 | 334.8 | 335.2 | 335.5 | 335.7 | 336.1 | 325.8 | 9.3 | 1.13 | 9.11 | 8.31 | 12.15% | 334.86 | 9.0982 | 0.040709 | 9.0943 | 1.0004 | 9.304 | 1370.3 | 1370.3
2012-03-30 10:50 | 9.26 | 9.23 | 9.15 | 9.07 | 9.02 | 8.96 | 8.85 | 8.67 | 8.47 | 8.15 | 337.2 | 337 | 336.7 | 336.7 | 336.5 | 335.9 | 335.2 | 334.7 | 334.4 | 333.8 | 326.6 | 9.04 | 1.04 | 8.86 | 7.92 | 11.5% | 335.795 | 8.862 | 0.11415 | 8.9442 | 0.99082 | 8.957 | 1271.24 | 1241.32
2012-03-30 11:00 | 8.27 | 8.26 | 8.2 | 8.16 | 8.15 | 8.08 | 7.97 | 7.86 | 7.75 | 7.43 | 343.7 | 343.7 | 344 | 344.2 | 344.3 | 344.1 | 343.9 | 344 | 344.5 | 344.7 | 333.9 | 8.27 | 0.92 | 8.09 | 7 | 11.12% | 344.07 | 8.0045 | 0.12667 | 8.0641 | 0.99261 | 8.2089 | 988.09 | 966.07
2012-03-30 11:10 | 8.16 | 8.07 | 7.82 | 7.63 | 7.48 | 7.32 | 7.15 | 6.99 | 6.82 | 6.45 | 348.5 | 348.9 | 349.2 | 349 | 349 | 349.2 | 348.9 | 348.4 | 348.4 | 348.3 | 339.2 | 7.44 | 0.83 | 7.22 | 5.91 | 11.16% | 349.155 | 7.3105 | 0.21714 | 7.2954 | 1.0021 | 7.4554 | 720.44 | 726.46
2012-03-30 11:20 | 7.65 | 7.53 | 7.31 | 7.14 | 7.01 | 6.79 | 6.6 | 6.4 | 6.14 | 5.78 | 352 | 352.6 | 353.2 | 353.3 | 353.1 | 353.3 | 353.3 | 353.7 | 354.5 | 354.5 | 343 | 6.84 | 1.14 | 6.6 | 5.15 | 16.67% | 353.3 | 6.7664 | 0.26227 | 6.7624 | 1.0006 | 6.844 | 551.84 | 551.84
2012-03-30 11:30 | 7.06 | 6.89 | 6.67 | 6.54 | 6.43 | 6.37 | 6.31 | 6.29 | 6.28 | 5.9 | 354.3 | 355 | 355.7 | 355.6 | 354.9 | 354.5 | 353.7 | 352.6 | 351.7 | 350.6 | 345.5 | 6.5 | 1.04 | 6.34 | 5.65 | 16% | 354.38 | 6.4031 | 0.087455 | 6.3614 | 1.0066 | 6.5426 | 475 | 484.04
2012-03-30 11:40 | 6.36 | 6.33 | 6.28 | 6.29 | 6.25 | 6.1 | 6 | 5.94 | 5.85 | 5.45 | 357.4 | 358.3 | 359.9 | 1.5 | 3.1 | 4.8 | 5.9 | 6.2 | 6.4 | 5.1 | 352 | 6.28 | 0.81 | 6.13 | 4.96 | 12.9% | 4.965 | 6.0723 | 0.15275 | 6.0856 | 0.99782 | 6.2663 | 425.28 | 423.02
2012-03-30 11:50 | 6.96 | 6.84 | 6.6 | 6.4 | 6.28 | 6.25 | 6.25 | 6.2 | 6.08 | 5.74 | 351.6 | 351.4 | 351.1 | 350.9 | 350.9 | 351.8 | 352.8 | 353.8 | 354.9 | 355.8 | 339.8 | 6.36 | 1.22 | 6.21 | 5.2 | 19.18% | 351.95 | 6.286 | 0 | 6.25 | 1.0058 | 6.3966 | 443.36 | 452.4
2012-03-30 12:00 | 7.79 | 7.77 | 7.73 | 7.65 | 7.54 | 7.45 | 7.37 | 7.32 | 7.21 | 6.83 | 348.9 | 348.9 | 349.2 | 349.5 | 350 | 350.3 | 350.6 | 350.6 | 350.5 | 349.5 | 338.9 | 7.6 | 0.73 | 7.45 | 6.55 | 9.605% | 350.345 | 7.4449 | 0.099769 | 7.4385 | 1.0009 | 7.6066 | 768.6 | 771.61
2012-03-30 12:10 | 7.78 | 7.77 | 7.78 | 7.82 | 7.83 | 7.84 | 7.78 | 7.67 | 7.48 | 7.05 | 351.8 | 351.8 | 351.7 | 351.8 | 352.5 | 353.4 | 353.8 | 353.8 | 353.6 | 353.2 | 342 | 7.98 | 0.71 | 7.89 | 6.45 | 8.897% | 353.46 | 7.7118 | 0.070994 | 7.8314 | 0.98473 | 7.8582 | 882.98 | 846.86
2012-03-30 12:20 | 7.92 | 7.87 | 7.82 | 7.79 | 7.71 | 7.6 | 7.47 | 7.34 | 7.19 | 6.78 | 343.3 | 343.4 | 343.8 | 344.6 | 345.2 | 345.8 | 346 | 346.1 | 346.2 | 347.5 | 336 | 7.8 | 1.05 | 7.59 | 6.05 | 13.46% | 345.83 | 7.5343 | 0.15944 | 7.5812 | 0.99381 | 7.7517 | 828.8 | 813.75
2012-03-31 03:50 | 5.83 | 5.74 | 5.51 | 5.26 | 5.01 | 4.7 | 4.39 | 4.13 | 3.83 | 3.47 | 14.9 | 14.7 | 13.7 | 12.4 | 10.6 | 8 | 5.3 | 2.4 | 359.3 | 357.2 | 353.4 | 4.73 | 0.97 | 4.42 | 3.14 | 20.51% | 7.595 | 4.7141 | 0.63054 | 4.6543 | 1.0128 | 4.7907 | 170.57 | 177.11
2012-03-31 04:00 | 5.55 | 5.41 | 5.13 | 4.81 | 4.46 | 4.03 | 3.65 | 3.38 | 3.15 | 2.81 | 7.9 | 7.3 | 6.8 | 6.2 | 4.8 | 2.9 | 0.9 | 359.8 | 0.3 | 359.9 | 351.8 | 4.14 | 0.89 | 3.77 | 2.42 | 21.5% | 2.6 | 4.1767 | 0.91522 | 3.9732 | 1.0512 | 4.352 | 106.26 | 129.15
2012-03-31 04:10 | 7.62 | 7.31 | 6.82 | 6.32 | 5.85 | 5.45 | 5.07 | 4.58 | 4.07 | 3.38 | 11.4 | 11 | 9.6 | 8.3 | 7.1 | 5.1 | 3.1 | 1.8 | 1.1 | 359.1 | 354.5 | 5.08 | 0.99 | 4.75 | 2.87 | 19.49% | 4.8 | 5.5626 | 0.66789 | 5.3939 | 1.0313 | 5.2389 | 212.96 | 238.88
2012-03-31 04:20 | 7.99 | 7.7 | 7.17 | 6.63 | 6.12 | 5.8 | 5.44 | 5.15 | 4.82 | 4.18 | 9.8 | 9.1 | 8.2 | 7.6 | 7.2 | 6.5 | 5.6 | 4.3 | 2.9 | 1.9 | 356.3 | 5.81 | 0.91 | 5.46 | 3.42 | 15.66% | 6.365 | 5.9604 | 0.59215 | 5.747 | 1.0371 | 6.0257 | 331.22 | 368.78
2012-03-31 04:30 | 8.23 | 7.92 | 7.4 | 6.83 | 6.32 | 5.79 | 5.31 | 4.85 | 4.4 | 3.8 | 9.7 | 8.8 | 7.1 | 5.6 | 4.6 | 4.1 | 3.9 | 3.6 | 3.1 | 2.3 | 353.3 | 5.62 | 0.84 | 5.16 | 3.15 | 14.95% | 4.07 | 5.9876 | 0.79972 | 5.7187 | 1.047 | 5.8843 | 300.44 | 342.56
2012-03-31 04:40 | 7.22 | 7.1 | 6.79 | 6.49 | 6.16 | 5.88 | 5.59 | 5.28 | 4.95 | 4.29 | 7.1 | 6.6 | 5.8 | 4.6 | 3.6 | 2.6 | 2.4 | 2.2 | 2.9 | 3.7 | 350.7 | 5.95 | 0.71 | 5.55 | 3.46 | 11.93% | 2.57 | 5.9035 | 0.46739 | 5.8375 | 1.0113 | 6.0172 | 353.9 | 366.52
2012-03-31 04:50 | 6.16 | 6.07 | 5.74 | 5.39 | 5.14 | 4.85 | 4.59 | 4.37 | 4.18 | 3.86 | 2.7 | 1.8 | 0.4 | 358.7 | 356.6 | 354.9 | 353.3 | 351.7 | 350.7 | 347.8 | 344 | 5 | 0.83 | 4.72 | 3.71 | 16.6% | 354.66 | 4.9255 | 0.50917 | 4.8119 | 1.0236 | 5.1181 | 200 | 219.44
2012-03-31 05:00 | 7.08 | 6.83 | 6.44 | 6.03 | 5.65 | 5.26 | 4.86 | 4.42 | 4.02 | 3.46 | 3.8 | 2.7 | 0.6 | 358.8 | 356.7 | 354.6 | 352.4 | 350.4 | 348.8 | 347.4 | 341.4 | 5.29 | 0.58 | 4.91 | 2.88 | 10.96% | 354.27 | 5.3186 | 0.73089 | 5.2007 | 1.0227 | 5.4099 | 246.98 | 266.42
2012-03-31 05:10 | 7.69 | 7.59 | 7.31 | 6.99 | 6.67 | 6.19 | 5.63 | 4.98 | 4.43 | 3.69 | 4.7 | 4.4 | 3.2 | 1 | 359.2 | 356.8 | 354.1 | 351.6 | 349.5 | 348.3 | 344.2 | 6.2 | 0.54 | 5.75 | 2.95 | 8.71% | 356.395 | 6.113 | 0.87628 | 6.1065 | 1.0011 | 6.2066 | 407.2 | 409.46
2012-03-31 05:20 | 7.16 | 7 | 6.67 | 6.29 | 5.96 | 5.64 | 5.32 | 4.91 | 4.55 | 4.05 | 4 | 3.2 | 1.6 | 359.7 | 357.9 | 355.2 | 352.7 | 350.4 | 348.5 | 346.6 | 343.8 | 5.56 | 1.01 | 5.24 | 3.48 | 18.17% | 354.825 | 5.6565 | 0.53977 | 5.593 | 1.0114 | 5.6231 | 290.72 | 300.44
2012-03-31 05:30 | 7.14 | 7.1 | 6.82 | 6.61 | 6.39 | 6.12 | 5.75 | 5.39 | 4.97 | 4.4 | 360 | 359.1 | 357.4 | 355.4 | 353.6 | 352.3 | 351.2 | 349.9 | 348.9 | 345.9 | 338.5 | 6.08 | 0.85 | 5.69 | 3.9 | 13.98% | 352.135 | 6.0228 | 0.57629 | 6.0656 | 0.99295 | 6.0371 | 380.08 | 371.04
2012-03-31 05:40 | 7.19 | 7.18 | 7.04 | 6.83 | 6.44 | 5.9 | 5.37 | 4.84 | 4.34 | 3.63 | 353.2 | 352.7 | 350.9 | 348.5 | 346.5 | 344.2 | 342.3 | 341.1 | 340.2 | 336.9 | 333.3 | 6.06 | 0.74 | 5.5 | 3.04 | 12.21% | 343.915 | 5.8939 | 0.8698 | 5.821 | 1.0125 | 6.136 | 375.56 | 393.64
2012-03-31 05:50 | 6.97 | 6.9 | 6.84 | 6.64 | 6.37 | 5.9 | 5.34 | 4.63 | 3.88 | 2.85 | 355.5 | 354.9 | 353.3 | 350.3 | 348.2 | 346.1 | 343.5 | 340.9 | 337.8 | 332.8 | 335.3 | 6.02 | 0.4 | 5.56 | 2.23 | 6.645% | 345.71 | 5.7354 | 0.92157 | 5.8163 | 0.9861 | 5.9363 | 366.52 | 352.28
2012-03-31 06:00 | 6.68 | 6.66 | 6.7 | 6.52 | 6.41 | 6.11 | 5.6 | 4.97 | 4.25 | 3.23 | 355.5 | 354.2 | 351.6 | 349.8 | 348 | 346.5 | 345 | 343.5 | 340.6 | 336 | 336.1 | 6.32 | 0.25 | 5.88 | 2.68 | 3.956% | 346.275 | 5.8221 | 0.80545 | 6.0342 | 0.96485 | 6.0979 | 434.32 | 384.6
2012-03-31 06:10 | 6.69 | 6.58 | 6.34 | 5.95 | 5.49 | 5.1 | 4.75 | 4.4 | 3.99 | 3.29 | 348.1 | 347.5 | 346.5 | 344.4 | 342.1 | 339.8 | 336.4 | 333 | 329.3 | 325.1 | 329.5 | 5.27 | 0.45 | 4.92 | 2.85 | 8.539% | 339.29 | 5.1969 | 0.657 | 5.0483 | 1.0294 | 5.4251 | 243.74 | 269.66
2012-03-31 06:20 | 7 | 6.91 | 6.81 | 6.61 | 6.18 | 5.71 | 5.29 | 4.85 | 4.47 | 3.81 | 343.8 | 342.6 | 341.9 | 340.1 | 339.6 | 339.1 | 338.6 | 337 | 334.3 | 331.1 | 329.3 | 5.97 | 0.48 | 5.54 | 3.44 | 8.04% | 339.025 | 5.7591 | 0.70602 | 5.6478 | 1.0197 | 6.0876 | 357.14 | 382.34
2012-03-31 06:30 | 6.59 | 6.43 | 6.18 | 5.81 | 5.45 | 4.99 | 4.6 | 4.25 | 4.07 | 3.71 | 336.9 | 336.3 | 335.1 | 334.7 | 334.8 | 333.8 | 331.6 | 328.4 | 325.8 | 323.5 | 324.9 | 5.22 | 0.36 | 4.79 | 3.28 | 6.897% | 333.47 | 5.1243 | 0.75203 | 4.9322 | 1.039 | 5.4233 | 235.64 | 268.04
2012-03-31 06:40 | 6.43 | 6.3 | 6.11 | 5.92 | 5.83 | 5.61 | 5.33 | 4.95 | 4.57 | 4.08 | 329.3 | 328 | 325.8 | 323 | 321.8 | 320.6 | 319.8 | 319.3 | 318.6 | 318.3 | 311.7 | 5.94 | 0.38 | 5.7 | 3.87 | 6.397% | 320.48 | 5.4779 | 0.47313 | 5.569 | 0.98365 | 5.8429 | 352.28 | 336.08
2012-03-31 06:50 | 6.69 | 6.62 | 6.49 | 6.46 | 6.37 | 6.28 | 6.18 | 6 | 5.62 | 4.79 | 336.4 | 335.5 | 332.8 | 329.8 | 327.5 | 324.6 | 323.2 | 322.2 | 321.7 | 322.4 | 315.5 | 6.41 | 0.2 | 6.4 | 4.36 | 3.12% | 324.39 | 6.1445 | 0.14833 | 6.2656 | 0.98068 | 6.2861 | 454.66 | 427.54
2012-03-31 07:00 | 7.16 | 7.18 | 7.2 | 7.15 | 6.89 | 6.46 | 6.05 | 5.53 | 5.01 | 4.37 | 334.2 | 333.9 | 332.3 | 330.9 | 328.8 | 326.4 | 324.7 | 323.9 | 323.5 | 323 | 317.3 | 6.7 | 0.28 | 6.33 | 3.99 | 4.179% | 326.145 | 6.3369 | 0.60594 | 6.3996 | 0.9902 | 6.6343 | 520.2 | 504.38
2012-03-31 07:10 | 7.26 | 7.19 | 7.13 | 6.95 | 6.63 | 6.26 | 5.86 | 5.45 | 4.95 | 4.34 | 334.6 | 333.9 | 331.7 | 330 | 328.2 | 326.6 | 325.5 | 325.2 | 325.5 | 327.2 | 317.5 | 6.48 | 0.35 | 6.14 | 4.06 | 5.401% | 326.435 | 6.1947 | 0.61019 | 6.2011 | 0.99897 | 6.4734 | 470.48 | 468.22
2012-03-31 07:20 | 6.09 | 6.06 | 5.9 | 5.78 | 5.6 | 5.36 | 5.03 | 4.76 | 4.5 | 3.99 | 335.5 | 334.6 | 332.5 | 330.4 | 328.9 | 328.2 | 327.3 | 327.5 | 327.2 | 328 | 319.7 | 5.6 | 0.48 | 5.27 | 3.71 | 8.571% | 328.065 | 5.2794 | 0.58721 | 5.3114 | 0.99397 | 5.5662 | 297.2 | 292.34
2012-03-31 07:30 | 5.64 | 5.44 | 5.15 | 4.85 | 4.6 | 4.46 | 4.31 | 4.13 | 3.91 | 3.58 | 329.6 | 329.3 | 328.2 | 326.8 | 325 | 323.1 | 321.7 | 321.3 | 321 | 320 | 314 | 4.74 | 0.5 | 4.53 | 3.48 | 10.55% | 322.89 | 4.5017 | 0.31614 | 4.4382 | 1.0143 | 4.8078 | 171.66 | 179.29
2012-03-31 07:40 | 5.33 | 5.21 | 4.99 | 4.72 | 4.49 | 4.27 | 4.03 | 3.78 | 3.57 | 3.39 | 326 | 325.2 | 323.8 | 321.8 | 320.1 | 318.9 | 318 | 317.8 | 316 | 311.4 | 311.9 | 4.51 | 0.4 | 4.25 | 3.25 | 8.869% | 318.765 | 4.2942 | 0.53457 | 4.2348 | 1.014 | 4.5733 | 146.59 | 153.13
2012-03-31 07:50 | 5.84 | 5.77 | 5.6 | 5.34 | 5.1 | 4.78 | 4.45 | 4.15 | 3.89 | 3.65 | 322.5 | 321.6 | 320.1 | 319.1 | 318.1 | 316.6 | 315.2 | 314.1 | 313.8 | 312.8 | 308.3 | 4.83 | 0.54 | 4.63 | 3.76 | 11.18% | 316.39 | 4.7979 | 0.66107 | 4.7313 | 1.0141 | 4.898 | 181.47 | 189.1
2012-03-31 08:00 | 5.84 | 5.77 | 5.55 | 5.37 | 5.19 | 4.91 | 4.68 | 4.43 | 4.2 | 3.91 | 316.2 | 315.1 | 313.4 | 312 | 311.2 | 310.1 | 309 | 308.4 | 308 | 308 | 302.1 | 5.14 | 0.41 | 4.9 | 3.7 | 7.977% | 309.935 | 4.9216 | 0.44334 | 4.8764 | 1.0093 | 5.1876 | 222.68 | 230.78
2012-03-31 08:10 | 5.49 | 5.43 | 5.31 | 5.14 | 4.93 | 4.71 | 4.53 | 4.37 | 4.18 | 3.95 | 313.4 | 311.9 | 310.4 | 308.9 | 308.6 | 308.1 | 307.3 | 307.6 | 308.8 | 310.9 | 300.9 | 4.97 | 0.62 | 4.81 | 4 | 12.47% | 307.98 | 4.7455 | 0.36008 | 4.6838 | 1.0132 | 5.0355 | 196.73 | 206.48
2012-03-31 08:20 | 5.34 | 5.25 | 5.06 | 4.81 | 4.61 | 4.48 | 4.39 | 4.23 | 4.07 | 3.92 | 314.3 | 314 | 312.9 | 312.1 | 311 | 310.4 | 309.9 | 310.1 | 311.3 | 312.9 | 302 | 4.58 | 0.4 | 4.42 | 3.79 | 8.734% | 310.325 | 4.5318 | 0.18753 | 4.467 | 1.0145 | 4.6465 | 154.22 | 161.85
2012-03-31 08:30 | 5.78 | 5.65 | 5.34 | 5.19 | 5.06 | 4.93 | 4.79 | 4.63 | 4.45 | 4.28 | 314 | 313.7 | 313.8 | 313.9 | 313.6 | 313.5 | 313.3 | 313.3 | 314 | 313.6 | 306 | 4.87 | 0.55 | 4.72 | 4.19 | 11.29% | 313.47 | 4.9246 | 0.26622 | 4.9097 | 1.003 | 4.8848 | 185.83 | 186.92
2012-03-31 08:40 | 4.98 | 4.85 | 4.71 | 4.53 | 4.39 | 4.26 | 4.19 | 4.13 | 4.06 | 4.06 | 309 | 308.6 | 308.3 | 307.6 | 307.6 | 307.2 | 306.9 | 307.3 | 307.4 | 308.6 | 300.1 | 4.41 | 0.76 | 4.31 | 3.96 | 17.23% | 307.155 | 4.3339 | 0.15311 | 4.2499 | 1.0198 | 4.4972 | 135.69 | 145.5
2012-03-31 08:50 | 4.5 | 4.46 | 4.41 | 4.36 | 4.37 | 4.3 | 4.19 | 4.1 | 3.99 | 3.93 | 306.5 | 306.5 | 306.9 | 306.2 | 306.3 | 306.3 | 305.9 | 304.9 | 304.8 | 305.3 | 294.3 | 4.12 | 0.47 | 4.07 | 3.79 | 11.41% | 306.24 | 4.2405 | 0.23947 | 4.2841 | 0.98982 | 4.0781 | 104.08 | 99.72
2012-03-31 09:00 | 4.6 | 4.55 | 4.55 | 4.52 | 4.49 | 4.51 | 4.54 | 4.51 | 4.48 | 4.39 | 290 | 289.5 | 289.4 | 289.8 | 290.9 | 291.6 | 292.3 | 292.1 | 292.4 | 292.9 | 288.5 | 4.64 | 0.46 | 4.64 | 4.45 | 9.914% | 291.705 | 4.5076 | -0.061266 | 4.5143 | 0.99853 | 4.6332 | 160.76 | 159.67
2012-03-31 09:10 | 4.47 | 4.47 | 4.47 | 4.49 | 4.54 | 4.62 | 4.69 | 4.71 | 4.69 | 4.59 | 300.3 | 300.2 | 300.4 | 299.5 | 298.4 | 297.2 | 296.3 | 294.9 | 293.9 | 293.3 | 288.2 | 4.55 | 0.45 | 4.61 | 4.47 | 9.89% | 297.065 | 4.5978 | -0.13896 | 4.63 | 0.99306 | 4.5184 | 150.95 | 147.68
2012-03-31 09:20 | 4.61 | 4.55 | 4.55 | 4.51 | 4.49 | 4.49 | 4.49 | 4.48 | 4.55 | 4.62 | 290.8 | 290.5 | 291.5 | 291.5 | 291.8 | 290.8 | 290.7 | 290.4 | 290.2 | 289.6 | 285.4 | 4.51 | 0.33 | 4.55 | 4.59 | 7.317% | 290.785 | 4.5147 | 0 | 4.49 | 1.0055 | 4.5348 | 146.59 | 148.77
2012-03-31 09:30 | 4.66 | 4.64 | 4.57 | 4.46 | 4.44 | 4.48 | 4.47 | 4.45 | 4.45 | 4.4 | 298.2 | 298 | 298.4 | 298.4 | 298.5 | 298.8 | 298.5 | 298.6 | 299.3 | 300.7 | 292 | 4.71 | 0.4 | 4.65 | 4.34 | 8.493% | 298.755 | 4.4758 | 0.02065 | 4.4786 | 0.99939 | 4.7071 | 168.39 | 168.39
2012-03-31 09:40 | 4.62 | 4.65 | 4.7 | 4.77 | 4.83 | 4.82 | 4.76 | 4.79 | 4.83 | 4.74 | 300.2 | 300.7 | 300.3 | 299.5 | 299.6 | 299.7 | 299.3 | 299.3 | 299.5 | 299.3 | 293.1 | 4.97 | 0.28 | 4.92 | 4.62 | 5.634% | 299.64 | 4.7804 | 0.11575 | 4.8114 | 0.99357 | 4.938 | 196.73 | 193.46
2012-03-31 09:50 | 4.64 | 4.62 | 4.65 | 4.64 | 4.6 | 4.7 | 4.74 | 4.71 | 4.76 | 4.7 | 291.7 | 291.6 | 290.9 | 290.8 | 290.4 | 289.8 | 288.6 | 288 | 287.9 | 288.2 | 282.4 | 4.86 | 0.56 | 4.82 | 4.75 | 11.52% | 289.62 | 4.6843 | -0.078314 | 4.7057 | 0.99544 | 4.8378 | 184.74 | 182.56
2012-03-31 10:00 | 4.74 | 4.69 | 4.52 | 4.46 | 4.45 | 4.44 | 4.46 | 4.52 | 4.5 | 4.51 | 287.2 | 286.8 | 286.1 | 285.7 | 285.9 | 285.6 | 285.6 | 285.1 | 283.7 | 283.2 | 279.3 | 4.79 | 0.38 | 4.77 | 4.5 | 7.933% | 285.6 | 4.4884 | -0.041533 | 4.4429 | 1.0103 | 4.8391 | 177.11 | 182.56
2012-03-31 10:10 | 4.28 | 4.25 | 4.29 | 4.33 | 4.34 | 4.36 | 4.4 | 4.45 | 4.45 | 4.46 | 288 | 287.1 | 286.2 | 284.6 | 283.5 | 282.5 | 282.7 | 282.4 | 282.3 | 282.2 | 278.8 | 4.65 | 0.5 | 4.65 | 4.39 | 10.75% | 282.53 | 4.3744 | -0.084393 | 4.3657 | 1.002 | 4.6593 | 161.85 | 162.94
2012-03-31 10:20 | 4.7 | 4.62 | 4.49 | 4.46 | 4.35 | 4.27 | 4.25 | 4.26 | 4.27 | 4.22 | 296.6 | 296.2 | 297.2 | 296.6 | 296.1 | 296.6 | 297.5 | 298.4 | 299.6 | 303 | 286.6 | 3.96 | 0.53 | 3.92 | 3.86 | 13.38% | 296.735 | 4.3371 | 0.043385 | 4.2671 | 1.0164 | 4.0249 | 87.36 | 93.18
2012-03-31 10:30 | 4.29 | 4.39 | 4.32 | 4.34 | 4.43 | 4.49 | 4.57 | 4.59 | 4.58 | 4.5 | 287.5 | 287.3 | 285.9 | 286.2 | 286.6 | 287 | 286.8 | 286.1 | 286.2 | 285 | 283.8 | 4.84 | 0.4 | 4.84 | 4.54 | 8.264% | 286.97 | 4.4795 | -0.1632 | 4.5014 | 0.99513 | 4.8164 | 182.56 | 180.38
2012-03-31 10:50 | 3.69 | 3.68 | 3.78 | 3.84 | 3.81 | 3.7 | 3.78 | 3.78 | 3.72 | 3.75 | 293.6 | 293.4 | 294.7 | 295.3 | 295.2 | 296.9 | 298.3 | 298.7 | 300.1 | 301.7 | 289.4 | 3.81 | 0.49 | 3.76 | 3.59 | 12.86% | 297.11 | 3.7638 | -0.19768 | 3.7114 | 1.0141 | 3.8638 | 73.71 | 78.26
2012-03-31 11:30 | 5.41 | 5.21 | 5.11 | 4.91 | 4.91 | 4.92 | 4.93 | 4.8 | 4.73 | 4.55 | 285.4 | 286.1 | 286.5 | 287.2 | 286.3 | 285.1 | 283.6 | 282.7 | 283.4 | 286.3 | 280.1 | 4.94 | 0.74 | 4.9 | 4.45 | 14.98% | 284.875 | 4.8944 | -0.018763 | 4.9214 | 0.99451 | 4.9129 | 193.46 | 190.19
2012-03-31 13:10 | 8.38 | 8.35 | 8.27 | 8.24 | 8.18 | 8.11 | 8.06 | 7.93 | 7.69 | 7.43 | 321.2 | 321.4 | 321.5 | 321 | 320.7 | 320.9 | 321.2 | 321.3 | 321.3 | 321.2 | 311.7 | 8.37 | 1.17 | 8.25 | 7.33 | 13.98% | 320.945 | 8.0492 | 0.057149 | 8.1028 | 0.99339 | 8.3147 | 1024.79 | 1002.77
2012-03-31 13:20 | 7.37 | 7.34 | 7.32 | 7.29 | 7.25 | 7.15 | 7.03 | 6.93 | 6.78 | 6.56 | 321.9 | 322.2 | 322.4 | 322.6 | 322.8 | 322.9 | 323 | 323.4 | 323.6 | 324.5 | 313.9 | 7.21 | 0.87 | 7.08 | 6.52 | 12.07% | 322.915 | 7.0894 | 0.15641 | 7.1327 | 0.99393 | 7.1662 | 651.21 | 639.17
2012-03-31 13:30 | 6.07 | 6.04 | 5.96 | 5.86 | 5.79 | 5.73 | 5.68 | 5.64 | 5.65 | 5.56 | 308.9 | 309.1 | 309.7 | 309.9 | 310.2 | 310.2 | 310.3 | 310.5 | 311.2 | 312.3 | 301.1 | 5.95 | 1.16 | 5.88 | 5.45 | 19.5% | 310.215 | 5.7567 | 0.080991 | 5.7228 | 1.0059 | 5.9852 | 353.9 | 360.38
2012-03-31 13:40 | 6.73 | 6.7 | 6.64 | 6.54 | 6.49 | 6.36 | 6.27 | 6.21 | 6.14 | 5.89 | 296.5 | 296.9 | 297.2 | 297.2 | 297.1 | 297 | 296.6 | 296.1 | 295.7 | 296.4 | 289.7 | 6.48 | 0.65 | 6.47 | 6.06 | 10.03% | 296.94 | 6.3655 | 0.1317 | 6.347 | 1.0029 | 6.4988 | 470.48 | 475
2012-03-31 13:50 | 6.37 | 6.31 | 6.2 | 6.14 | 6.09 | 6.05 | 6.01 | 5.95 | 5.93 | 5.76 | 296.4 | 296.3 | 296.9 | 297.2 | 297 | 296.6 | 296.4 | 296.8 | 297.4 | 297.3 | 288.9 | 5.8 | 0.45 | 5.75 | 5.27 | 7.759% | 296.57 | 6.047 | 0.0613 | 6.0443 | 1.0005 | 5.8027 | 329.6 | 329.6
2012-03-31 14:00 | 6.68 | 6.54 | 6.21 | 6.1 | 6.03 | 5.98 | 5.9 | 5.79 | 5.67 | 5.43 | 302.9 | 303.2 | 303.7 | 303.3 | 303.8 | 304.1 | 303.6 | 302.9 | 302.2 | 302.5 | 292 | 5.63 | 0.69 | 5.62 | 5.15 | 12.26% | 304.025 | 5.9553 | 0.12446 | 5.9685 | 0.99779 | 5.6175 | 302.06 | 300.44
2012-03-31 14:10 | 6.71 | 6.55 | 6.31 | 6.1 | 5.89 | 5.69 | 5.67 | 5.63 | 5.61 | 5.56 | 308.9 | 308.6 | 308.1 | 308.3 | 308.1 | 307.3 | 306.7 | 306.5 | 306.7 | 307.5 | 300.3 | 5.86 | 0.88 | 5.65 | 5.09 | 15.02% | 307.21 | 5.8567 | 0.032539 | 5.6871 | 1.0298 | 6.0348 | 339.32 | 368.78
2012-03-31 14:20 | 6.54 | 6.44 | 6.21 | 6.05 | 5.93 | 5.85 | 5.72 | 5.55 | 5.41 | 5.12 | 308.3 | 308.1 | 307.4 | 306.5 | 305.8 | 305.2 | 304.6 | 304.1 | 302.9 | 302.9 | 296.1 | 5.94 | 0.76 | 5.87 | 5.18 | 12.79% | 305.11 | 5.8126 | 0.20767 | 5.8312 | 0.99682 | 5.9211 | 352.28 | 349.04
2012-03-31 14:30 | 7.45 | 7.5 | 7.43 | 7.43 | 7.39 | 7.27 | 7.06 | 6.88 | 6.71 | 6.35 | 301.6 | 301.2 | 300.9 | 300.6 | 300.1 | 299.6 | 299.7 | 299.9 | 300 | 299.5 | 292.6 | 7.14 | 1.26 | 7.02 | 5.93 | 17.65% | 299.615 | 7.1461 | 0.27086 | 7.2395 | 0.9871 | 7.0479 | 630.14 | 603.05
2012-03-31 14:40 | 10.34 | 10.18 | 9.93 | 9.71 | 9.53 | 9.34 | 9.13 | 8.85 | 8.55 | 8.36 | 306.3 | 306.2 | 306 | 305.9 | 305.9 | 306.2 | 306.5 | 306.3 | 305.9 | 305.1 | 297.3 | 9.68 | 1.15 | 9.54 | 8.34 | 11.88% | 306.245 | 9.2913 | 0.21015 | 9.3096 | 0.99803 | 9.661 | 1515.08 | 1507.46
2012-03-31 14:50 | 10.97 | 10.85 | 10.6 | 10.42 | 10.33 | 10.15 | 9.97 | 9.8 | 9.6 | 9.26 | 313.6 | 313.5 | 313.2 | 313 | 312.5 | 312 | 311.5 | 310.9 | 310.4 | 311.4 | 302.8 | 10.2 | 1.35 | 10.03 | 9.04 | 13.24% | 311.925 | 10.112 | 0.16535 | 10.124 | 0.99881 | 10.1879 | 1690.4 | 1687.73
2012-03-31 15:00 | 9.72 | 9.62 | 9.51 | 9.42 | 9.38 | 9.28 | 9.17 | 9.07 | 9.01 | 8.89 | 307.5 | 307.6 | 307.5 | 307.6 | 307.7 | 307.3 | 306.7 | 306.4 | 306.6 | 306.8 | 298.8 | 9.22 | 1.13 | 9.18 | 8.45 | 12.26% | 307.21 | 9.2561 | 0.11019 | 9.2642 | 0.99914 | 9.212 | 1339.82 | 1336.01
2012-03-31 15:10 | 7.88 | 7.81 | 7.63 | 7.54 | 7.51 | 7.45 | 7.34 | 7.23 | 7.12 | 6.88 | 305.7 | 305.7 | 305.8 | 306.2 | 306.5 | 306.2 | 305.5 | 304.6 | 304.5 | 305.7 | 297.4 | 7.39 | 1.11 | 7.38 | 6.92 | 15.02% | 306.095 | 7.3935 | 0.13746 | 7.4341 | 0.99454 | 7.3496 | 705.39 | 693.35
2012-03-31 15:20 | 7.97 | 7.96 | 7.82 | 7.67 | 7.6 | 7.52 | 7.35 | 7.16 | 7.02 | 6.87 | 304.6 | 304.6 | 304.1 | 303.7 | 303.3 | 302.6 | 301.3 | 300.2 | 299.8 | 298.6 | 293.6 | 7.46 | 1.03 | 7.39 | 6.78 | 13.81% | 302.405 | 7.4399 | 0.2113 | 7.4954 | 0.99259 | 7.4047 | 726.46 | 708.4
2012-03-31 15:30 | 10.27 | 10.07 | 9.76 | 9.59 | 9.5 | 9.44 | 9.35 | 9.28 | 9.08 | 8.73 | 310.1 | 310 | 309.4 | 309.4 | 310 | 310.3 | 310.4 | 310.7 | 311.2 | 311.8 | 301.4 | 9.17 | 1.19 | 9.02 | 8.09 | 12.98% | 310.315 | 9.4195 | 0.088525 | 9.4271 | 0.9992 | 9.1627 | 1320.77 | 1316.96
2012-03-31 15:40 | 8.34 | 8.25 | 8.11 | 7.97 | 7.89 | 7.82 | 7.78 | 7.71 | 7.61 | 7.39 | 302.8 | 302.4 | 301.9 | 301.3 | 301.1 | 301 | 301.2 | 301 | 300.8 | 300.4 | 292.5 | 8.02 | 0.9 | 7.9 | 7.42 | 11.22% | 301.03 | 7.8327 | 0.04739 | 7.8143 | 1.0024 | 8.0389 | 896.34 | 903.68
2012-03-31 15:50 | 8.39 | 8.29 | 8.09 | 7.92 | 7.88 | 7.85 | 7.72 | 7.47 | 7.24 | 7.01 | 304.8 | 304.5 | 303.7 | 302.8 | 302.1 | 301.6 | 301.5 | 301.2 | 300.7 | 301.8 | 292.5 | 7.77 | 0.95 | 7.61 | 6.57 | 12.23% | 301.585 | 7.729 | 0.15432 | 7.8312 | 0.98695 | 7.6686 | 819.77 | 789.67
2012-03-31 16:00 | 7.99 | 7.89 | 7.76 | 7.71 | 7.69 | 7.64 | 7.54 | 7.47 | 7.41 | 7.34 | 308.5 | 308 | 307.2 | 306.2 | 305.5 | 304.4 | 303.4 | 302.3 | 301.7 | 302 | 295.4 | 7.53 | 0.85 | 7.5 | 6.97 | 11.29% | 304.25 | 7.596 | 0.12175 | 7.6256 | 0.99612 | 7.5008 | 747.53 | 738.5
2012-03-31 16:10 | 8.92 | 8.77 | 8.59 | 8.36 | 8.14 | 8.02 | 7.89 | 7.73 | 7.59 | 7.41 | 303.4 | 303.4 | 303.4 | 303.1 | 302.9 | 302.6 | 302.5 | 302.1 | 301.7 | 301.3 | 295.2 | 8.05 | 0.8 | 7.93 | 6.72 | 9.938% | 302.585 | 8.0441 | 0.15102 | 8.0012 | 1.0054 | 8.0931 | 907.35 | 922.03
2012-03-31 16:20 | 9.52 | 9.47 | 9.32 | 9.21 | 9.13 | 9.03 | 8.92 | 8.83 | 8.69 | 8.51 | 303.8 | 303.5 | 302.9 | 302.2 | 301.9 | 301.5 | 300.7 | 300.1 | 299.6 | 299.4 | 294.4 | 9.28 | 0.92 | 9.23 | 8.37 | 9.914% | 301.38 | 9.0079 | 0.11326 | 9.0142 | 0.9993 | 9.2735 | 1362.68 | 1358.87
2012-03-31 16:30 | 8.83 | 8.73 | 8.58 | 8.45 | 8.35 | 8.2 | 8.14 | 8.07 | 7.88 | 7.51 | 301.6 | 301.4 | 301.2 | 301 | 300.7 | 300.3 | 300.2 | 300.2 | 300.2 | 299.8 | 291.6 | 8.31 | 1.05 | 8.25 | 7.34 | 12.64% | 300.285 | 8.2212 | 0.067866 | 8.1914 | 1.0036 | 8.3402 | 1002.77 | 1013.78
2012-03-31 16:40 | 7.7 | 7.57 | 7.33 | 7.17 | 7.07 | 6.92 | 6.74 | 6.56 | 6.46 | 6.3 | 306.9 | 306.7 | 305.7 | 305.3 | 305.1 | 304.5 | 303.5 | 302.5 | 301.8 | 300.5 | 294.3 | 6.71 | 1.05 | 6.6 | 5.95 | 15.65% | 304.35 | 6.8938 | 0.24355 | 6.8939 | 0.99998 | 6.7099 | 522.46 | 522.46
2012-03-31 16:50 | 7.05 | 6.95 | 6.67 | 6.4 | 6.22 | 6.01 | 5.86 | 5.7 | 5.5 | 5.2 | 303.1 | 302.6 | 301.9 | 301.6 | 301.7 | 301.5 | 300.7 | 300 | 299.6 | 297.9 | 290.7 | 5.89 | 0.88 | 5.81 | 4.95 | 14.94% | 301.38 | 6.0595 | 0.23357 | 5.9883 | 1.0119 | 5.96 | 344.18 | 355.52
2012-03-31 17:00 | 7.08 | 6.93 | 6.64 | 6.42 | 6.31 | 6.08 | 5.79 | 5.58 | 5.4 | 5.19 | 305.9 | 305.1 | 304.2 | 303.5 | 302.5 | 301.3 | 300.3 | 300.4 | 300.7 | 301 | 294.6 | 5.95 | 0.52 | 5.81 | 4.92 | 8.739% | 301.15 | 6.0447 | 0.45163 | 6.0376 | 1.0012 | 5.957 | 353.9 | 355.52
2012-03-31 17:10 | 7.04 | 6.89 | 6.68 | 6.43 | 6.16 | 5.95 | 5.72 | 5.47 | 5.24 | 4.87 | 307.4 | 307.1 | 306.7 | 305.7 | 305 | 304.2 | 303.3 | 302.6 | 302.1 | 303.3 | 297.3 | 5.85 | 0.78 | 5.65 | 4.34 | 13.33% | 304.065 | 5.9597 | 0.3643 | 5.9165 | 1.0073 | 5.8927 | 337.7 | 344.18
2012-03-31 17:20 | 7.4 | 7.21 | 7 | 6.87 | 6.75 | 6.55 | 6.32 | 6.06 | 5.84 | 5.52 | 308.9 | 308.7 | 308.1 | 306.9 | 306 | 305.9 | 305.8 | 304.9 | 303.3 | 300.8 | 296.8 | 6.26 | 0.79 | 6.1 | 4.74 | 12.62% | 305.885 | 6.4811 | 0.33033 | 6.5165 | 0.99456 | 6.2259 | 420.76 | 413.98
2012-03-31 17:30 | 7.37 | 7.21 | 6.91 | 6.69 | 6.57 | 6.43 | 6.28 | 6.12 | 5.9 | 5.57 | 307.7 | 307.2 | 306.4 | 305.4 | 304.2 | 302.9 | 301.9 | 301.2 | 300.1 | 298.4 | 294.5 | 6.37 | 0.48 | 6.27 | 5.13 | 7.535% | 302.75 | 6.4096 | 0.21813 | 6.4083 | 1.0002 | 6.3713 | 445.62 | 445.62
2012-03-31 17:40 | 7.45 | 7.33 | 7.02 | 6.78 | 6.57 | 6.32 | 6.15 | 5.96 | 5.73 | 5.34 | 309.2 | 308.9 | 309 | 309 | 308.7 | 308.1 | 307.7 | 307.7 | 307.1 | 305.7 | 299.4 | 6.19 | 0.71 | 6.04 | 5.26 | 11.47% | 308.04 | 6.3697 | 0.25198 | 6.2954 | 1.0118 | 6.2631 | 404.94 | 420.76
2012-03-31 17:50 | 8.21 | 7.9 | 7.38 | 7.04 | 6.68 | 6.26 | 5.94 | 5.69 | 5.47 | 5.17 | 313.6 | 312.9 | 312.3 | 311.9 | 310.8 | 309.9 | 308.8 | 308.3 | 307.8 | 308.6 | 301.5 | 6.21 | 0.93 | 5.9 | 4.96 | 14.98% | 309.735 | 6.41 | 0.48488 | 6.2131 | 1.0317 | 6.4068 | 409.46 | 454.66
2012-03-31 18:00 | 8.18 | 7.96 | 7.53 | 7.16 | 6.84 | 6.54 | 6.19 | 5.87 | 5.58 | 5.17 | 315.2 | 314.4 | 313.6 | 311.6 | 310.4 | 310 | 309.7 | 309.2 | 309.4 | 308.7 | 302.3 | 6.56 | 0.71 | 6.31 | 4.92 | 10.82% | 309.955 | 6.572 | 0.50827 | 6.4887 | 1.0128 | 6.6442 | 488.56 | 506.64
2012-03-31 18:10 | 6.65 | 6.4 | 6.02 | 5.71 | 5.4 | 5.1 | 4.85 | 4.6 | 4.41 | 4.07 | 308.8 | 308.4 | 308.5 | 308.5 | 307.6 | 305.7 | 303.7 | 302.1 | 301 | 299 | 297.3 | 5.27 | 0.78 | 5.1 | 3.95 | 14.8% | 305.4 | 5.1952 | 0.46447 | 5.0634 | 1.026 | 5.4072 | 243.74 | 266.42
2012-03-31 18:20 | 7.78 | 7.56 | 7.17 | 6.8 | 6.43 | 6.06 | 5.7 | 5.35 | 5 | 4.61 | 311.6 | 310.5 | 308.8 | 308.1 | 306.4 | 304.2 | 302.6 | 301.6 | 300.6 | 299.3 | 297.3 | 6.13 | 1.06 | 5.87 | 4.06 | 17.29% | 303.96 | 6.1243 | 0.56595 | 6.0071 | 1.0195 | 6.2496 | 391.38 | 418.5
2012-03-31 18:30 | 8.78 | 8.58 | 8.2 | 7.88 | 7.51 | 7.15 | 6.78 | 6.36 | 5.98 | 5.45 | 312 | 311.5 | 310.5 | 309.3 | 308.3 | 307.6 | 306.5 | 305.5 | 304.3 | 302.5 | 299.6 | 7.17 | 0.5 | 6.85 | 5.05 | 6.974% | 307.435 | 7.1619 | 0.49102 | 7.0958 | 1.0093 | 7.2368 | 639.17 | 660.24
2012-03-31 18:40 | 9.09 | 8.85 | 8.37 | 7.98 | 7.6 | 7.25 | 6.91 | 6.55 | 6.14 | 5.58 | 314.4 | 313.8 | 313 | 311.1 | 310.1 | 309.2 | 308.5 | 307.5 | 306.4 | 305.7 | 301.9 | 7.15 | 0.56 | 6.82 | 5.13 | 7.832% | 309.095 | 7.2984 | 0.44386 | 7.2003 | 1.0136 | 7.2474 | 633.15 | 663.25
2012-03-31 18:50 | 8.32 | 8.16 | 7.74 | 7.33 | 7.05 | 6.74 | 6.42 | 5.98 | 5.5 | 4.88 | 314.2 | 313.6 | 312.3 | 311.5 | 310.6 | 309.5 | 308.3 | 308 | 307.7 | 307.5 | 301.5 | 6.56 | 0.72 | 6.24 | 4.34 | 10.98% | 309.32 | 6.7218 | 0.4495 | 6.6932 | 1.0043 | 6.588 | 488.56 | 495.34
2012-03-31 19:00 | 7.4 | 7.17 | 6.81 | 6.5 | 6.18 | 5.87 | 5.46 | 5.02 | 4.62 | 4.05 | 307.7 | 306.5 | 305 | 303.4 | 301.4 | 300 | 299 | 298 | 296.3 | 294.7 | 291.7 | 5.79 | 0.68 | 5.52 | 3.6 | 11.74% | 299.85 | 5.8301 | 0.6691 | 5.8094 | 1.0036 | 5.8106 | 327.98 | 331.22
2012-03-31 19:10 | 8.35 | 8.14 | 7.79 | 7.36 | 6.9 | 6.44 | 6.03 | 5.64 | 5.32 | 4.85 | 306.2 | 305.1 | 302.9 | 300.7 | 299.3 | 298.1 | 297.1 | 296.1 | 295.1 | 292.3 | 290.6 | 6.65 | 0.65 | 6.3 | 4.29 | 9.774% | 297.95 | 6.5631 | 0.60789 | 6.3796 | 1.0288 | 6.8413 | 508.9 | 551.84
2012-03-31 19:20 | 8.93 | 8.86 | 8.63 | 8.36 | 8.01 | 7.66 | 7.29 | 6.89 | 6.44 | 5.78 | 302.4 | 301.9 | 300.7 | 299.8 | 298.8 | 297.6 | 296.4 | 294.9 | 293.6 | 292.7 | 289.1 | 7.79 | 0.8 | 7.45 | 5.45 | 10.27% | 297.42 | 7.6239 | 0.45751 | 7.6059 | 1.0024 | 7.8084 | 825.79 | 831.81
2012-03-31 19:30 | 9.38 | 9.31 | 9.1 | 8.88 | 8.57 | 8.33 | 8.05 | 7.64 | 7.19 | 6.43 | 302.7 | 302.3 | 300.8 | 299.4 | 298.4 | 296.8 | 295.1 | 293.9 | 293.1 | 292 | 288.6 | 8.63 | 0.53 | 8.34 | 5.79 | 6.141% | 296.545 | 8.2341 | 0.31596 | 8.2893 | 0.99334 | 8.5725 | 1120.21 | 1098.19
2012-03-31 19:40 | 9.29 | 9.11 | 8.94 | 8.76 | 8.52 | 8.23 | 7.92 | 7.54 | 7.18 | 6.59 | 304 | 303.4 | 301.9 | 300.3 | 298.5 | 296.9 | 295.2 | 293.4 | 291.9 | 290.3 | 288.9 | 8.58 | 0.58 | 8.35 | 6.23 | 6.76% | 296.645 | 8.134 | 0.35481 | 8.1849 | 0.99379 | 8.5267 | 1101.86 | 1083.51
2012-03-31 19:50 | 8.76 | 8.65 | 8.48 | 8.26 | 8.01 | 7.66 | 7.33 | 6.98 | 6.65 | 6.13 | 303.3 | 302.5 | 300.7 | 298.5 | 296.6 | 294.5 | 292.7 | 291.1 | 289.2 | 287.7 | 286.4 | 7.92 | 0.73 | 7.66 | 6.05 | 9.217% | 294.23 | 7.609 | 0.40694 | 7.6118 | 0.99962 | 7.917 | 864.92 | 864.92
2012-03-31 20:00 | 8.13 | 8.05 | 7.76 | 7.44 | 7.04 | 6.64 | 6.29 | 5.96 | 5.55 | 4.92 | 305.3 | 304.2 | 302.1 | 300.4 | 298.2 | 295.2 | 293.4 | 292.6 | 291.6 | 290.4 | 287.5 | 6.98 | 0.68 | 6.74 | 4.71 | 9.742% | 294.93 | 6.6855 | 0.50041 | 6.5887 | 1.0147 | 7.0826 | 583.48 | 612.08
2012-03-31 20:10 | 8.1 | 8.09 | 7.93 | 7.67 | 7.37 | 6.97 | 6.55 | 6.15 | 5.78 | 5.13 | 303.8 | 303.2 | 302.1 | 300.8 | 299.5 | 297.6 | 296.3 | 295.3 | 293.7 | 290.8 | 289.3 | 7.19 | 0.51 | 6.95 | 5.06 | 7.093% | 297.405 | 6.9324 | 0.57433 | 6.9082 | 1.0035 | 7.2152 | 645.19 | 654.22
2012-03-31 20:20 | 7.73 | 7.62 | 7.4 | 7.15 | 6.91 | 6.65 | 6.34 | 5.99 | 5.65 | 5.25 | 299.3 | 298.8 | 297.7 | 296.1 | 294.8 | 293.8 | 292.9 | 292.6 | 291.5 | 290.1 | 286.5 | 6.9 | 0.68 | 6.73 | 4.87 | 9.855% | 293.665 | 6.5955 | 0.44115 | 6.6047 | 0.99862 | 6.8905 | 565.4 | 563.14
2012-03-31 20:30 | 7.9 | 7.74 | 7.45 | 7.11 | 6.84 | 6.6 | 6.31 | 5.98 | 5.63 | 5 | 297.8 | 297.2 | 296.2 | 295.4 | 294.1 | 293.6 | 293.2 | 292.6 | 291.3 | 289 | 285.9 | 6.49 | 0.95 | 6.24 | 4.19 | 14.64% | 293.54 | 6.5743 | 0.41523 | 6.5576 | 1.0025 | 6.5065 | 472.74 | 477.26
2012-03-31 20:40 | 7.88 | 7.77 | 7.41 | 7.09 | 6.85 | 6.52 | 6.13 | 5.83 | 5.55 | 5.19 | 293.6 | 293.2 | 291.8 | 290.9 | 289.9 | 288.8 | 287.3 | 286.7 | 286.5 | 285.3 | 280.3 | 6.59 | 0.87 | 6.42 | 4.9 | 13.2% | 288.575 | 6.5168 | 0.56998 | 6.4626 | 1.0084 | 6.6452 | 495.34 | 508.9
2012-03-31 20:50 | 8.39 | 8.2 | 7.86 | 7.64 | 7.36 | 7 | 6.66 | 6.34 | 6.1 | 5.72 | 286 | 285.2 | 284 | 282.3 | 280.6 | 279.9 | 279.4 | 278.3 | 277.1 | 275.2 | 273.1 | 6.91 | 0.82 | 6.78 | 5.36 | 11.87% | 279.825 | 7.0149 | 0.46011 | 6.9502 | 1.0093 | 6.9743 | 567.66 | 581.22
2012-03-31 21:00 | 8.13 | 8.01 | 7.72 | 7.6 | 7.45 | 7.23 | 7.04 | 6.88 | 6.74 | 6.39 | 284.1 | 283.2 | 281.4 | 279.6 | 277.6 | 275.5 | 273.5 | 271.4 | 268.8 | 265.6 | 268.8 | 7.31 | 0.68 | 7.16 | 6.37 | 9.302% | 275.2 | 7.2115 | 0.2461 | 7.2025 | 1.0013 | 7.3192 | 681.31 | 684.32
2012-03-31 21:10 | 8.37 | 8.28 | 8.16 | 8.15 | 8.08 | 7.98 | 7.89 | 7.74 | 7.53 | 7.08 | 284 | 283.5 | 281.6 | 279.4 | 277.3 | 275.7 | 274.3 | 272.8 | 271.2 | 268 | 268.9 | 7.92 | 0.67 | 7.9 | 6.56 | 8.46% | 275.49 | 7.8897 | 0.10481 | 7.967 | 0.99029 | 7.8431 | 864.92 | 840.84
2012-03-31 21:20 | 8.31 | 8.16 | 7.94 | 7.78 | 7.64 | 7.4 | 7.13 | 6.94 | 6.65 | 6.23 | 286.5 | 285.7 | 284 | 282.9 | 281.2 | 279.6 | 278.6 | 278.1 | 277.2 | 274.6 | 272.4 | 7.08 | 1.31 | 6.95 | 5.84 | 18.5% | 279.45 | 7.3392 | 0.34348 | 7.3607 | 0.99708 | 7.0593 | 612.08 | 606.06
2012-03-31 21:30 | 7.63 | 7.5 | 7.3 | 7.08 | 6.89 | 6.8 | 6.68 | 6.5 | 6.23 | 5.76 | 279.8 | 279.3 | 277.7 | 276.4 | 275.4 | 274 | 272.8 | 271.2 | 269.5 | 266.4 | 265.9 | 6.12 | 1.61 | 6.05 | 5.43 | 26.31% | 273.82 | 6.7611 | 0.16453 | 6.7827 | 0.99682 | 6.1006 | 389.12 | 384.6
2012-03-31 21:40 | 8.06 | 7.96 | 7.88 | 7.84 | 7.76 | 7.63 | 7.5 | 7.34 | 7.24 | 6.75 | 285.6 | 285 | 284.1 | 282.6 | 281.4 | 279.9 | 278.4 | 276.5 | 274.4 | 270.4 | 271.6 | 7.65 | 0.44 | 7.62 | 6.11 | 5.752% | 279.675 | 7.5587 | 0.1588 | 7.6112 | 0.99309 | 7.5971 | 783.65 | 768.6
2012-03-31 21:50 | 7.84 | 7.75 | 7.59 | 7.52 | 7.36 | 7.2 | 7.07 | 6.98 | 6.89 | 6.59 | 289.3 | 288.3 | 286.6 | 285.1 | 283.6 | 282.4 | 280.9 | 279.3 | 277.6 | 274.8 | 276.6 | 7.44 | 0.82 | 7.38 | 6.28 | 11.02% | 282.175 | 7.2072 | 0.16838 | 7.1812 | 1.0036 | 7.4669 | 720.44 | 729.47
2012-03-31 22:00 | 6.8 | 6.68 | 6.45 | 6.25 | 6.15 | 5.93 | 5.75 | 5.62 | 5.46 | 5.22 | 290.2 | 288.7 | 286.4 | 285.2 | 284.2 | 283.3 | 281.8 | 280.5 | 279.2 | 276.9 | 274 | 5.64 | 1.13 | 5.52 | 4.65 | 20.04% | 283.075 | 5.9413 | 0.28485 | 5.9039 | 1.0063 | 5.6757 | 303.68 | 310.16
2012-03-31 22:10 | 6.04 | 5.97 | 5.85 | 5.72 | 5.59 | 5.47 | 5.39 | 5.24 | 5.11 | 4.85 | 286.3 | 285.7 | 284.6 | 283.6 | 281.5 | 279 | 277.6 | 276.7 | 276.4 | 273.6 | 273.9 | 5.63 | 0.87 | 5.46 | 4.44 | 15.45% | 278.79 | 5.4625 | 0.13615 | 5.4585 | 1.0007 | 5.6341 | 302.06 | 302.06
2012-03-31 22:20 | 6.26 | 6.2 | 6.05 | 5.92 | 5.71 | 5.4 | 5.18 | 5.03 | 4.87 | 4.48 | 295.6 | 294.6 | 293.3 | 292 | 291.1 | 289.5 | 287.9 | 286.9 | 285 | 279.9 | 281 | 5.41 | 0.65 | 5.3 | 4.51 | 12.01% | 289.26 | 5.4466 | 0.38437 | 5.3679 | 1.0147 | 5.4893 | 266.42 | 279.38
2012-03-31 22:30 | 5.86 | 5.78 | 5.59 | 5.41 | 5.2 | 4.99 | 4.81 | 4.67 | 4.59 | 4.51 | 297.3 | 296.7 | 295.2 | 294.2 | 292.7 | 290.8 | 288.7 | 286.8 | 284.8 | 281.4 | 284 | 5.15 | 0.57 | 5.04 | 4.23 | 11.07% | 290.485 | 5.0409 | 0.3395 | 4.9638 | 1.0155 | 5.23 | 224.3 | 237.26
2012-03-31 22:40 | 5.46 | 5.39 | 5.26 | 5.16 | 5.06 | 4.95 | 4.84 | 4.74 | 4.68 | 4.58 | 293.7 | 292.5 | 290.5 | 289.2 | 287.6 | 285.7 | 284.2 | 282.7 | 281.6 | 280.1 | 281.3 | 5.21 | 0.45 | 5.13 | 4.68 | 8.637% | 285.475 | 4.9468 | 0.20767 | 4.9341 | 1.0026 | 5.2235 | 234.02 | 235.64
2012-03-31 22:50 | 5.14 | 5.11 | 5.06 | 5.02 | 4.95 | 4.91 | 4.85 | 4.75 | 4.65 | 4.53 | 288.2 | 287.6 | 286.4 | 284.9 | 283.1 | 281.4 | 280 | 278.3 | 276.4 | 272.9 | 274.6 | 4.89 | 0.43 | 4.86 | 4.44 | 8.793% | 281.19 | 4.8653 | 0.11362 | 4.9014 | 0.99264 | 4.854 | 188.01 | 183.65
2012-03-31 23:00 | 4.11 | 4.09 | 4.05 | 4.04 | 4.07 | 4.13 | 4.21 | 4.28 | 4.35 | 4.46 | 276 | 275.7 | 275.1 | 274.3 | 273 | 272 | 271.3 | 270.7 | 270.1 | 268.5 | 266.5 | 3.72 | 0.76 | 3.75 | 4.53 | 20.43% | 271.895 | 4.1785 | -0.17729 | 4.1414 | 1.009 | 3.7534 | 65.52 | 68.25
2012-04-01 03:40 | 8.65 | 8.58 | 8.46 | 8.37 | 8.26 | 8.1 | 7.86 | 7.64 | 7.35 | 6.78 | 282.2 | 281.1 | 280.2 | 279.6 | 278.1 | 276.8 | 275.4 | 274.5 | 272.6 | 271.4 | 269.9 | 8.1 | 1.24 | 8.03 | 6.48 | 15.31% | 276.59 | 7.9721 | 0.27795 | 8.0652 | 0.98846 | 8.0065 | 925.7 | 892.67
2012-04-01 03:50 | 9.44 | 9.38 | 9.14 | 8.85 | 8.53 | 8.18 | 7.83 | 7.53 | 7.25 | 6.71 | 287.3 | 286.4 | 285.1 | 283.8 | 282.6 | 281.8 | 280.8 | 279.5 | 277.9 | 274.8 | 274 | 8.29 | 1.01 | 8.17 | 6.45 | 12.18% | 281.65 | 8.1889 | 0.4041 | 8.1289 | 1.0074 | 8.3512 | 995.43 | 1017.45
2012-04-01 04:00 | 9.36 | 9.32 | 9.05 | 8.75 | 8.46 | 8.1 | 7.74 | 7.39 | 7.2 | 6.81 | 289.7 | 289.7 | 289.5 | 288.1 | 287.6 | 287.6 | 287.3 | 287 | 285.8 | 283.2 | 280.5 | 8.36 | 1.08 | 8.25 | 6.62 | 12.92% | 287.555 | 8.1168 | 0.42012 | 8.0474 | 1.0086 | 8.4321 | 1021.12 | 1046.81
2012-04-01 04:10 | 9.18 | 9.05 | 8.83 | 8.59 | 8.36 | 8.04 | 7.72 | 7.45 | 7.14 | 6.76 | 293.5 | 293.2 | 292.9 | 292 | 290.9 | 289.2 | 288.1 | 287.9 | 287.1 | 285.7 | 282.1 | 7.97 | 1.23 | 7.74 | 6.48 | 15.43% | 289.035 | 8.0178 | 0.37532 | 7.9934 | 1.0031 | 7.9943 | 879.97 | 885.99
2012-04-01 04:20 | 8.76 | 8.58 | 8.24 | 7.94 | 7.68 | 7.39 | 7.13 | 6.92 | 6.79 | 6.47 | 294.8 | 294.3 | 293.5 | 292.9 | 292.5 | 292.3 | 291.7 | 291 | 290.2 | 287.5 | 285.1 | 7.78 | 0.98 | 7.53 | 5.98 | 12.6% | 292.21 | 7.4574 | 0.33098 | 7.3522 | 1.0143 | 7.8913 | 822.78 | 855.89
2012-04-01 04:30 | 9.38 | 9.21 | 8.97 | 8.75 | 8.53 | 8.31 | 8.04 | 7.77 | 7.51 | 6.93 | 300.7 | 300.3 | 299.9 | 299.4 | 298.9 | 298.5 | 298.1 | 297.3 | 296.5 | 295.5 | 290.7 | 8.2 | 1.03 | 7.98 | 6.33 | 12.56% | 298.44 | 8.2585 | 0.30523 | 8.2708 | 0.99852 | 8.1878 | 962.4 | 958.73
2012-04-01 04:40 | 9.8 | 9.69 | 9.48 | 9.14 | 8.88 | 8.56 | 8.19 | 7.94 | 7.69 | 7.1 | 304.6 | 304.5 | 304.1 | 303.9 | 304 | 304 | 303.8 | 303.4 | 303.3 | 303.7 | 295.9 | 8.55 | 1.06 | 8.34 | 6.74 | 12.4% | 303.97 | 8.556 | 0.40832 | 8.506 | 1.0059 | 8.6003 | 1090.85 | 1109.2
2012-04-01 04:50 | 10.02 | 9.89 | 9.6 | 9.32 | 9.06 | 8.84 | 8.61 | 8.38 | 8.12 | 7.72 | 302.1 | 301.9 | 301.6 | 301.4 | 300.9 | 300.7 | 300.7 | 301.1 | 301.7 | 301.4 | 293 | 8.84 | 1.07 | 8.68 | 7.08 | 12.1% | 300.7 | 8.8469 | 0.24362 | 8.8067 | 1.0046 | 8.8803 | 1197.28 | 1211.96
2012-04-01 05:00 | 9.96 | 9.8 | 9.52 | 9.16 | 8.87 | 8.58 | 8.21 | 7.82 | 7.52 | 7.05 | 301.3 | 301 | 300.5 | 300.3 | 299.8 | 298.9 | 297.9 | 297.2 | 297.2 | 296.9 | 291.5 | 8.84 | 1.15 | 8.63 | 6.78 | 13.01% | 298.75 | 8.5396 | 0.40735 | 8.526 | 1.0016 | 8.8541 | 1197.28 | 1200.95
2012-04-01 05:10 | 9.79 | 9.65 | 9.42 | 9.2 | 8.94 | 8.6 | 8.29 | 7.94 | 7.57 | 7 | 299.9 | 299.6 | 299.2 | 298.5 | 298.2 | 297.9 | 297.5 | 296.8 | 296.6 | 297 | 290 | 8.89 | 1.1 | 8.7 | 7.3 | 12.37% | 297.84 | 8.5652 | 0.33926 | 8.5549 | 1.0012 | 8.9007 | 1215.63 | 1219.3
2012-04-01 05:20 | 8.37 | 8.24 | 8.03 | 7.74 | 7.41 | 7.05 | 6.7 | 6.45 | 6.21 | 5.78 | 300.2 | 300.2 | 300.4 | 299.6 | 298.6 | 297.8 | 296.7 | 296.4 | 296.5 | 296.4 | 290.6 | 7.31 | 0.95 | 7.09 | 5.49 | 13% | 297.635 | 7.1024 | 0.47055 | 6.9988 | 1.0148 | 7.4183 | 681.31 | 714.42
2012-04-01 05:30 | 7.72 | 7.57 | 7.37 | 7.11 | 6.84 | 6.52 | 6.23 | 5.89 | 5.56 | 5.18 | 301 | 300.9 | 300.7 | 300.5 | 300.3 | 299.8 | 300 | 300.5 | 300.6 | 300.9 | 293 | 6.7 | 0.95 | 6.52 | 5.29 | 14.18% | 299.83 | 6.5242 | 0.42045 | 6.4776 | 1.0072 | 6.7481 | 520.2 | 531.5
2012-04-01 05:40 | 6.99 | 6.92 | 6.71 | 6.5 | 6.35 | 6.25 | 6.11 | 5.95 | 5.78 | 5.44 | 303.7 | 304.1 | 304.5 | 304.5 | 304.4 | 304.8 | 305.4 | 306.1 | 306.4 | 307.2 | 295.6 | 5.93 | 1.01 | 5.8 | 4.98 | 17.03% | 304.89 | 6.2307 | 0.20935 | 6.2297 | 1.0001 | 5.9309 | 350.66 | 350.66
2012-04-01 05:50 | 7.46 | 7.4 | 7.27 | 7.12 | 6.95 | 6.78 | 6.6 | 6.43 | 6.22 | 5.86 | 302.2 | 302.1 | 301.6 | 301 | 301.1 | 301.8 | 302.1 | 302.5 | 302.4 | 302.5 | 295.4 | 6.62 | 1.13 | 6.55 | 5.4 | 17.07% | 301.845 | 6.7565 | 0.24865 | 6.7539 | 1.0004 | 6.6226 | 502.12 | 502.12
2012-04-01 06:00 | 7.92 | 7.87 | 7.81 | 7.66 | 7.45 | 7.19 | 6.95 | 6.78 | 6.6 | 6.32 | 300.8 | 300.5 | 300.4 | 300.2 | 299.8 | 299.8 | 300.1 | 300.3 | 300.4 | 299.6 | 292.2 | 7.26 | 1.09 | 7.12 | 6.33 | 15.01% | 299.845 | 7.1988 | 0.31373 | 7.1551 | 1.0061 | 7.3043 | 666.26 | 678.3
2012-04-01 06:10 | 7.51 | 7.46 | 7.4 | 7.39 | 7.37 | 7.25 | 7.12 | 6.95 | 6.81 | 6.57 | 299.1 | 299.2 | 299.7 | 300.4 | 301.1 | 301.1 | 300.8 | 300.8 | 301 | 300.3 | 294.5 | 7.52 | 0.91 | 7.49 | 6.75 | 12.1% | 301.055 | 7.1673 | 0.1672 | 7.2312 | 0.99117 | 7.4536 | 744.52 | 723.45
2012-04-01 06:20 | 7 | 6.95 | 6.9 | 6.85 | 6.79 | 6.66 | 6.49 | 6.35 | 6.21 | 6.06 | 298.7 | 298.7 | 298.2 | 297.5 | 297.2 | 297.6 | 297.8 | 297.6 | 297.1 | 296.1 | 291.8 | 6.92 | 0.99 | 6.92 | 6.34 | 14.31% | 297.63 | 6.5962 | 0.23894 | 6.6354 | 0.99409 | 6.8791 | 569.92 | 560.88
2012-04-01 06:30 | 6.21 | 6.09 | 5.92 | 5.79 | 5.66 | 5.56 | 5.49 | 5.48 | 5.42 | 5.22 | 303.1 | 303.3 | 303.6 | 304 | 303.8 | 302.8 | 301.7 | 300.2 | 299.1 | 298 | 296.1 | 6.04 | 0.72 | 5.99 | 5.67 | 11.92% | 302.635 | 5.6118 | 0.11708 | 5.5499 | 1.0112 | 6.1074 | 371.04 | 386.86
2012-04-01 06:40 | 5.99 | 5.88 | 5.73 | 5.57 | 5.4 | 5.23 | 5.08 | 4.99 | 4.86 | 4.57 | 308.8 | 308.8 | 308.6 | 308.2 | 307.7 | 307.4 | 307.7 | 308 | 308.7 | 309 | 301.1 | 5.52 | 0.58 | 5.38 | 4.67 | 10.51% | 307.445 | 5.2632 | 0.26891 | 5.2082 | 1.0106 | 5.5782 | 284.24 | 293.96
2012-04-01 06:50 | 5.69 | 5.62 | 5.54 | 5.46 | 5.37 | 5.27 | 5.17 | 5.06 | 4.91 | 4.7 | 307.3 | 307.3 | 307.2 | 307.1 | 307 | 306.7 | 306.7 | 306.8 | 306.7 | 307.3 | 301.1 | 5.43 | 0.6 | 5.36 | 4.91 | 11.05% | 306.7 | 5.2442 | 0.17704 | 5.2556 | 0.99784 | 5.4183 | 269.66 | 268.04
2012-04-01 07:00 | 6.74 | 6.7 | 6.55 | 6.45 | 6.3 | 6.12 | 5.92 | 5.77 | 5.59 | 5.18 | 307.7 | 307.4 | 306.7 | 306.5 | 306 | 306.1 | 306.3 | 306.1 | 304.9 | 304.2 | 300 | 6.09 | 0.78 | 6.01 | 5.1 | 12.81% | 306.13 | 6.0897 | 0.30704 | 6.0909 | 0.99979 | 6.0887 | 382.34 | 382.34
2012-04-01 07:10 | 5.89 | 5.89 | 5.83 | 5.73 | 5.63 | 5.57 | 5.5 | 5.42 | 5.37 | 5.3 | 308.6 | 308.2 | 308 | 308 | 308.1 | 308.5 | 308.6 | 308.4 | 308.7 | 309.8 | 298.7 | 5.15 | 0.7 | 5.13 | 5.04 | 13.59% | 308.515 | 5.5749 | 0.11687 | 5.5599 | 1.0027 | 5.1639 | 224.3 | 225.92
2012-04-01 07:20 | 5.4 | 5.36 | 5.36 | 5.43 | 5.48 | 5.46 | 5.52 | 5.51 | 5.43 | 5.22 | 315.8 | 315.3 | 314.5 | 314.6 | 313.7 | 312.7 | 312.5 | 312.6 | 312.3 | 312.5 | 304.4 | 5.42 | 0.73 | 5.45 | 5.08 | 13.47% | 312.67 | 5.4424 | -0.101 | 5.4686 | 0.99522 | 5.3941 | 268.04 | 263.18
2012-04-01 07:30 | 7.41 | 7.37 | 7.36 | 7.26 | 7.15 | 7.03 | 6.9 | 6.8 | 6.64 | 6.36 | 318 | 317.7 | 317.5 | 317.9 | 318.1 | 318.3 | 318.3 | 318.8 | 319.8 | 320.7 | 310.6 | 7.04 | 0.75 | 6.92 | 6.18 | 10.65% | 318.3 | 7.0006 | 0.17249 | 7.0112 | 0.99849 | 7.0294 | 600.04 | 597.03
2012-04-01 07:40 | 7.98 | 7.94 | 7.87 | 7.74 | 7.65 | 7.51 | 7.4 | 7.32 | 7.25 | 7.09 | 314.6 | 314.4 | 314.1 | 314 | 313.6 | 313.9 | 314.9 | 315.2 | 315.5 | 316 | 306.2 | 7.75 | 0.99 | 7.7 | 7.15 | 12.77% | 314.05 | 7.5251 | 0.13636 | 7.4941 | 1.0041 | 7.782 | 813.75 | 822.78
2012-04-01 07:50 | 8.45 | 8.38 | 8.23 | 8.26 | 8.21 | 8.04 | 7.87 | 7.75 | 7.67 | 7.46 | 305.2 | 305.1 | 304.8 | 305.2 | 305.3 | 305.2 | 305.3 | 305.7 | 305.7 | 306.9 | 298.4 | 8.04 | 1.04 | 7.98 | 7.31 | 12.94% | 305.215 | 7.9942 | 0.19749 | 8.0154 | 0.99735 | 8.0187 | 903.68 | 896.34
2012-04-01 08:00 | 7.06 | 7.06 | 6.99 | 6.84 | 6.77 | 6.76 | 6.72 | 6.67 | 6.56 | 6.36 | 302.6 | 302.5 | 301.8 | 301.3 | 300.8 | 300.9 | 301.3 | 301.3 | 300.6 | 300.2 | 295.6 | 7.02 | 0.84 | 7.03 | 6.46 | 11.97% | 300.96 | 6.7479 | 0.054843 | 6.7543 | 0.99906 | 7.0134 | 594.02 | 591.01
2012-04-01 08:10 | 6.12 | 6.14 | 6.27 | 6.27 | 6.22 | 6.18 | 6.14 | 6.08 | 6.02 | 5.81 | 308 | 307.7 | 307.7 | 307.4 | 307.7 | 307.8 | 307.3 | 306.9 | 306.8 | 306.9 | 297.3 | 6.31 | 0.97 | 6.2 | 5.68 | 15.37% | 307.725 | 6.1469 | 0.060007 | 6.1743 | 0.99557 | 6.282 | 432.06 | 425.28
2012-04-01 08:20 | 6.14 | 6.14 | 6.12 | 6.13 | 6.17 | 6.17 | 6.2 | 6.21 | 6.21 | 6.22 | 313.4 | 312.6 | 312 | 312.1 | 311.6 | 311.7 | 311.2 | 310.9 | 310.4 | 310.8 | 299.8 | 6.32 | 0.68 | 6.32 | 5.8 | 10.76% | 311.625 | 6.1755 | -0.044823 | 6.1743 | 1.0002 | 6.3213 | 434.32 | 434.32
2012-04-01 08:30 | 7.12 | 7.1 | 7.05 | 6.99 | 7.01 | 6.98 | 7 | 6.99 | 6.93 | 6.84 | 305.8 | 305.7 | 305.2 | 305.5 | 305.9 | 306.4 | 307.2 | 307.9 | 308.8 | 309.9 | 298.3 | 7.07 | 0.9 | 7.01 | 6.52 | 12.73% | 306.52 | 6.9866 | -0.026441 | 6.9829 | 1.0005 | 7.0738 | 609.07 | 609.07
2012-04-01 08:40 | 7.5 | 7.51 | 7.49 | 7.54 | 7.56 | 7.51 | 7.46 | 7.42 | 7.38 | 7.27 | 310 | 309.6 | 309.2 | 308.9 | 308.5 | 307.8 | 307.4 | 307.5 | 307.5 | 307.4 | 300.6 | 7.71 | 0.62 | 7.69 | 7.18 | 8.042% | 307.74 | 7.4704 | 0.06173 | 7.5028 | 0.99569 | 7.6767 | 801.71 | 792.68
2012-04-01 08:50 | 5.95 | 5.96 | 5.87 | 5.84 | 5.79 | 5.72 | 5.59 | 5.42 | 5.34 | 5.3 | 320.9 | 320.7 | 320.6 | 319.3 | 319.1 | 318.6 | 317.8 | 316.5 | 315.6 | 314.7 | 302.6 | 5.76 | 0.71 | 5.66 | 5.44 | 12.33% | 318.48 | 5.6477 | 0.21245 | 5.7012 | 0.99062 | 5.706 | 323.12 | 315.02
2012-04-01 09:00 | 5.93 | 5.96 | 5.84 | 5.79 | 5.77 | 5.85 | 5.83 | 5.78 | 5.77 | 5.71 | 305.3 | 305.3 | 304.6 | 304.7 | 304.7 | 304.8 | 304.6 | 305.1 | 306.2 | 306.2 | 298.2 | 6.37 | 0.78 | 6.24 | 5.82 | 12.24% | 304.77 | 5.8064 | 0.031647 | 5.8471 | 0.99304 | 6.3257 | 445.62 | 436.58
2012-04-01 09:10 | 5.78 | 5.85 | 5.88 | 5.69 | 5.66 | 5.63 | 5.54 | 5.45 | 5.42 | 5.35 | 302.4 | 301.9 | 300.5 | 300.1 | 299.4 | 298.6 | 297.4 | 296.8 | 296.4 | 296.6 | 294 | 5.66 | 0.51 | 5.63 | 5.32 | 9.011% | 298.42 | 5.6012 | 0.14892 | 5.617 | 0.99718 | 5.644 | 306.92 | 303.68
2012-04-01 09:30 | 6.13 | 5.99 | 5.96 | 5.94 | 6.07 | 5.95 | 5.89 | 5.81 | 5.79 | 5.66 | 313 | 312.4 | 311.9 | 311.7 | 311.2 | 310.7 | 310.4 | 310.3 | 310.1 | 309.5 | 303.7 | 5.92 | 1 | 5.9 | 5.39 | 16.89% | 310.655 | 5.9069 | 0.093659 | 5.9414 | 0.9942 | 5.8857 | 349.04 | 344.18
2012-04-01 09:50 | 7.05 | 7.02 | 7.03 | 7.04 | 7.07 | 7.06 | 7.02 | 6.93 | 6.87 | 6.66 | 320.1 | 320 | 319.8 | 319.7 | 319.7 | 319.9 | 320.5 | 321 | 321.6 | 322.5 | 311.2 | 7.06 | 0.48 | 6.99 | 6.63 | 6.799% | 319.99 | 6.9865 | 0.052506 | 7.0543 | 0.9904 | 6.9922 | 606.06 | 585.74
2012-04-01 10:00 | 6.87 | 6.8 | 6.67 | 6.69 | 6.75 | 6.72 | 6.7 | 6.65 | 6.57 | 6.29 | 308.7 | 308.9 | 309 | 308.9 | 309.1 | 310 | 310.6 | 311 | 311.5 | 310.5 | 301.8 | 6.95 | 1 | 6.86 | 6.36 | 14.39% | 310.09 | 6.6661 | 0.027544 | 6.7171 | 0.9924 | 6.8972 | 576.7 | 565.4
2012-04-01 10:10 | 8.1 | 8 | 7.94 | 7.92 | 7.97 | 8.02 | 8 | 8.06 | 8.05 | 7.86 | 317.6 | 317.4 | 317.8 | 317.8 | 317.7 | 317.5 | 316.8 | 315.9 | 315.6 | 315.7 | 307.1 | 7.92 | 0.77 | 7.88 | 7.71 | 9.722% | 317.395 | 7.989 | 0.023074 | 8.0171 | 0.99649 | 7.8922 | 864.92 | 855.89
2012-04-01 10:20 | 7.84 | 7.82 | 7.74 | 7.72 | 7.68 | 7.64 | 7.59 | 7.54 | 7.57 | 7.47 | 312.7 | 312.5 | 312.5 | 312.6 | 312.3 | 312.9 | 312.9 | 312.6 | 312.2 | 312 | 303.4 | 7.91 | 1.09 | 7.86 | 7.5 | 13.78% | 312.9 | 7.6369 | 0.060676 | 7.6328 | 1.0005 | 7.9142 | 861.91 | 861.91
2012-04-01 10:30 | 7.11 | 7.09 | 7.12 | 7.11 | 7.11 | 6.99 | 6.87 | 6.77 | 6.77 | 6.66 | 311.4 | 311.4 | 311 | 310.6 | 310.4 | 310.2 | 309.8 | 309.5 | 309.7 | 309.8 | 301.7 | 7.06 | 0.78 | 6.97 | 6.43 | 11.05% | 310.14 | 6.9513 | 0.16002 | 6.9727 | 0.99693 | 7.0383 | 606.06 | 600.04
2012-04-01 10:40 | 9.12 | 9.11 | 9.12 | 9.09 | 9.05 | 9 | 8.88 | 8.82 | 8.71 | 8.5 | 306.2 | 306.4 | 306.8 | 306.6 | 306 | 305.3 | 304.9 | 304.5 | 304.1 | 302.9 | 297.7 | 9.12 | 1.07 | 9.08 | 8.28 | 11.73% | 305.24 | 8.933 | 0.12404 | 8.9827 | 0.99447 | 9.0696 | 1301.72 | 1282.67
2012-04-01 10:50 | 9.37 | 9.38 | 9.39 | 9.42 | 9.44 | 9.41 | 9.37 | 9.35 | 9.34 | 9.25 | 318.3 | 318.2 | 318.1 | 317.9 | 317.9 | 318 | 318.1 | 318 | 318 | 318 | 308.4 | 9.39 | 0.72 | 9.31 | 8.84 | 7.668% | 318.015 | 9.3813 | 0.039365 | 9.4043 | 0.99756 | 9.3671 | 1404.59 | 1396.97
2012-04-01 11:00 | 7.96 | 7.91 | 7.73 | 7.59 | 7.44 | 7.31 | 7.19 | 7.02 | 6.78 | 6.29 | 324.8 | 324.7 | 324.5 | 324.5 | 324.6 | 324.8 | 325 | 325.5 | 325.9 | 326.1 | 317.4 | 7.68 | 1.31 | 7.46 | 6.37 | 17.06% | 324.83 | 7.2764 | 0.15296 | 7.2927 | 0.99777 | 7.6629 | 792.68 | 786.66
2012-04-01 11:30 | 7.88 | 7.87 | 7.79 | 7.76 | 7.76 | 7.74 | 7.68 | 7.56 | 7.44 | 7.34 | 316.7 | 317.2 | 318 | 318.5 | 318.7 | 319.1 | 319 | 318.7 | 318 | 317.7 | 308.9 | 7.99 | 1.02 | 7.89 | 7.61 | 12.77% | 319.085 | 7.6667 | 0.071915 | 7.7314 | 0.99163 | 7.9231 | 885.99 | 864.92
2012-04-01 11:40 | 7.26 | 7.24 | 7.22 | 7.27 | 7.36 | 7.45 | 7.44 | 7.33 | 7.19 | 6.78 | 328 | 328.8 | 329.8 | 330.6 | 331.8 | 333.1 | 333.7 | 334 | 333.4 | 333.1 | 321.8 | 7.51 | 1.25 | 7.4 | 6.34 | 16.64% | 333.19 | 7.296 | 0.012412 | 7.4486 | 0.97952 | 7.3562 | 741.51 | 696.36
2012-04-01 11:50 | 5.48 | 5.41 | 5.3 | 5.42 | 5.5 | 5.5 | 5.45 | 5.37 | 5.3 | 4.96 | 346.2 | 347.2 | 349.1 | 350.4 | 351.9 | 353.5 | 355.3 | 357 | 357.6 | 356 | 344.5 | 5.43 | 1.06 | 5.31 | 4.17 | 19.52% | 353.77 | 5.3825 | 0.084393 | 5.4928 | 0.97992 | 5.321 | 269.66 | 251.84
2012-04-01 12:00 | 3.36 | 3.22 | 3.05 | 3.05 | 3.02 | 2.95 | 2.95 | 2.91 | 2.87 | 2.72 | 345.3 | 348.3 | 355.3 | 0.5 | 6.2 | 14.2 | 19.5 | 22.2 | 24.6 | 27.6 | 359.4 | 3.04 | 0.58 | 2.96 | 2.79 | 19.08% | 14.995 | 2.9051 | 0 | 2.95 | 0.98478 | 2.9937 | 3.64 | 0
2012-04-01 12:10 | 4.79 | 4.69 | 4.47 | 4.31 | 4.15 | 3.97 | 3.82 | 3.65 | 3.53 | 3.31 | 352.9 | 354.1 | 356 | 359.4 | 2.8 | 6.8 | 10.8 | 15.1 | 18.6 | 21.1 | 354.8 | 4.1 | 0.6 | 3.91 | 3.12 | 14.63% | 7.4 | 3.9589 | 0.35592 | 3.9482 | 1.0027 | 4.1112 | 101.9 | 102.99
2012-04-01 12:20 | 4 | 3.95 | 3.86 | 3.79 | 3.85 | 3.91 | 3.89 | 3.82 | 3.81 | 3.79 | 321.7 | 321.9 | 323.8 | 325.8 | 327.9 | 329.5 | 331.5 | 332.2 | 332 | 329.6 | 310 | 4.11 | 1.14 | 4.04 | 3.6 | 27.74% | 329.8 | 3.8443 | 0.04739 | 3.9071 | 0.98391 | 4.0439 | 102.99 | 95.36
2012-04-01 12:30 | 5.42 | 5.33 | 5.27 | 5.23 | 5.22 | 5.18 | 5.07 | 4.93 | 4.88 | 4.84 | 302.9 | 303.5 | 302.7 | 301.7 | 301.1 | 301.6 | 302.9 | 303.4 | 304.1 | 305.2 | 300.9 | 5.35 | 0.8 | 5.2 | 4.84 | 14.95% | 301.795 | 5.1066 | 0.19835 | 5.1641 | 0.98886 | 5.2904 | 256.7 | 246.98
2012-04-01 12:40 | 4.17 | 4.13 | 4.12 | 4.1 | 4.12 | 4.1 | 4.07 | 4 | 3.97 | 3.82 | 348.4 | 349.7 | 351.2 | 353 | 354.4 | 357.3 | 0.7 | 2.4 | 3.5 | 5.4 | 349.6 | 4.12 | 0.9 | 3.99 | 3.68 | 21.84% | -2.19 | 4.0449 | 0.067866 | 4.0957 | 0.98761 | 4.069 | 104.08 | 98.63
2012-04-01 12:50 | 3.42 | 3.29 | 3.09 | 2.92 | 2.79 | 2.76 | 2.72 | 2.58 | 2.43 | 2.17 | 303.2 | 303.1 | 304.9 | 309 | 314.5 | 318 | 321.7 | 323.9 | 325.3 | 328.6 | 305.7 | 3.65 | 0.97 | 3.63 | 2.61 | 26.58% | 318.555 | 2.7329 | 0.13491 | 2.7542 | 0.99227 | 3.6218 | 59.15 | 56.42
2012-04-01 13:00 | 5.77 | 5.73 | 5.7 | 5.6 | 5.52 | 5.5 | 5.49 | 5.43 | 5.37 | 5.3 | 300.7 | 300.4 | 300.5 | 300.4 | 300.3 | 300.6 | 301.3 | 302 | 303.5 | 305.7 | 293.8 | 5.38 | 1.24 | 5.34 | 5.02 | 23.05% | 300.705 | 5.5086 | 0.016817 | 5.4986 | 1.0018 | 5.3898 | 261.56 | 263.18
2012-04-01 13:10 | 6.34 | 6.37 | 6.34 | 6.36 | 6.39 | 6.4 | 6.38 | 6.37 | 6.31 | 6.16 | 287 | 286.6 | 286.1 | 286.1 | 286 | 286.1 | 286.4 | 287.2 | 287.5 | 288.2 | 278.4 | 6.55 | 0.75 | 6.55 | 6.04 | 11.45% | 286.145 | 6.3552 | 0.028923 | 6.3971 | 0.99344 | 6.507 | 486.3 | 477.26
2012-04-01 13:20 | 5.99 | 5.95 | 5.86 | 5.8 | 5.71 | 5.58 | 5.48 | 5.39 | 5.37 | 5.28 | 281.9 | 282.2 | 282.6 | 282.6 | 282.4 | 282 | 281.8 | 281.6 | 281.3 | 280.2 | 272.5 | 5.26 | 0.77 | 5.2 | 4.75 | 14.64% | 281.97 | 5.596 | 0.16711 | 5.5656 | 1.0055 | 5.2888 | 242.12 | 246.98
2012-04-01 13:30 | 4.76 | 4.67 | 4.61 | 4.64 | 4.66 | 4.62 | 4.61 | 4.53 | 4.49 | 4.43 | 284.4 | 283.8 | 282.7 | 282 | 282.2 | 282.6 | 283.6 | 284.4 | 284.4 | 285.2 | 277.2 | 4.42 | 0.64 | 4.42 | 4.22 | 14.48% | 282.75 | 4.5896 | 0.020024 | 4.6186 | 0.99372 | 4.3922 | 136.78 | 133.51
2012-04-01 13:40 | 4.38 | 4.37 | 4.47 | 4.47 | 4.5 | 4.48 | 4.49 | 4.47 | 4.46 | 4.41 | 293.6 | 292.7 | 292.7 | 292.8 | 293.5 | 293.5 | 293.4 | 293.7 | 293.9 | 293.3 | 287.1 | 4.24 | 0.45 | 4.28 | 4.13 | 10.61% | 293.485 | 4.4691 | -0.020604 | 4.4814 | 0.99725 | 4.2284 | 117.16 | 116.07
2012-04-01 13:50 | 4.21 | 4.15 | 4.08 | 4.04 | 4.13 | 4.11 | 4.08 | 4.12 | 4.1 | 4.03 | 298.7 | 298.8 | 297.5 | 296 | 296.5 | 296.4 | 296.5 | 296.6 | 296.4 | 297 | 290.8 | 4.43 | 0.55 | 4.49 | 4.08 | 12.42% | 296.415 | 4.0946 | 0.0677 | 4.1057 | 0.9973 | 4.418 | 137.87 | 136.78
2012-04-01 14:00 | 3.36 | 3.36 | 3.37 | 3.38 | 3.38 | 3.33 | 3.29 | 3.28 | 3.26 | 3.16 | 307.1 | 307.1 | 306.6 | 306.3 | 305.8 | 305.7 | 305.5 | 305.3 | 305 | 304.4 | 299.7 | 3.5 | 0.56 | 3.46 | 3.16 | 16% | 305.67 | 3.3193 | 0.11167 | 3.3242 | 0.99851 | 3.4948 | 45.5 | 44.59
2012-04-01 14:10 | 2.76 | 2.74 | 2.73 | 2.73 | 2.69 | 2.62 | 2.59 | 2.61 | 2.58 | 2.5 | 312.4 | 312.6 | 313.2 | 314.5 | 314.8 | 314.8 | 315.2 | 315.7 | 315.1 | 313.5 | 302.2 | 2.96 | 0.86 | 2.88 | 2.62 | 29.05% | 314.86 | 2.6444 | 0.10642 | 2.6157 | 1.011 | 2.9925 | 0 | 0
2012-04-01 14:20 | 3.93 | 3.97 | 4.05 | 4.15 | 4.23 | 4.23 | 4.19 | 4.22 | 4.23 | 4.11 | 327.8 | 327.7 | 326.9 | 326.4 | 326.2 | 325.6 | 325.3 | 325.8 | 326.5 | 326.2 | 314.2 | 3.99 | 0.49 | 3.94 | 4.02 | 12.28% | 325.555 | 4.1774 | 0.087801 | 4.2242 | 0.98891 | 3.9458 | 90.09 | 86.45
2012-04-01 14:30 | 3.57 | 3.55 | 3.54 | 3.52 | 3.51 | 3.56 | 3.64 | 3.64 | 3.61 | 3.56 | 320.6 | 319.9 | 319.6 | 319.9 | 320.2 | 320.2 | 320.1 | 319.3 | 318 | 315.2 | 314.2 | 3.77 | 0.5 | 3.75 | 3.7 | 13.26% | 320.185 | 3.5732 | -0.20536 | 3.5714 | 1.0005 | 3.772 | 70.07 | 70.07
2012-04-01 14:40 | 3.28 | 3.31 | 3.35 | 3.34 | 3.28 | 3.3 | 3.24 | 3.25 | 3.26 | 3.34 | 325.8 | 325.5 | 324 | 323 | 322.6 | 322.5 | 322.3 | 321.8 | 323.3 | 326 | 310 | 3.27 | 0.47 | 3.24 | 3.13 | 14.37% | 322.47 | 3.2895 | 0.16956 | 3.2913 | 0.99944 | 3.2682 | 24.57 | 24.57
2012-04-01 15:30 | 5.99 | 6 | 5.84 | 5.58 | 5.45 | 5.32 | 5.21 | 5.02 | 4.8 | 4.5 | 30.9 | 24.9 | 21.8 | 18.5 | 16.1 | 13.6 | 11.6 | 10.1 | 7.6 | 6.8 | 6 | 4.9 | 1.22 | 4.64 | 3.77 | 24.9% | 13.3 | 5.2926 | 0.19308 | 5.3041 | 0.99784 | 4.8894 | 189.1 | 188.01
2012-04-01 15:40 | 4.43 | 4.54 | 4.76 | 4.84 | 4.91 | 4.96 | 4.95 | 4.95 | 4.93 | 4.78 | 42.4 | 42.9 | 44 | 43.5 | 43.1 | 42.5 | 43.6 | 44.8 | 46.3 | 50.1 | 37.15 | 4.63 | 0.72 | 4.63 | 4.42 | 15.55% | 42.665 | 4.8802 | 0.01865 | 4.9586 | 0.9842 | 4.5568 | 159.67 | 152.04
2012-04-01 15:50 | 3.12 | 2.92 | 2.98 | 2.92 | 2.88 | 2.97 | 2.98 | 3.1 | 3.11 | 2.9 | 344.3 | 350.6 | 354.7 | 2.4 | 6.6 | 7.3 | 9.1 | 9.2 | 9.2 | 11.5 | 350 | 2.64 | 1.08 | 2.68 | 2.33 | 40.91% | 7.57 | 2.9699 | -0.031062 | 2.9714 | 0.99948 | 2.6386 | 0 | 0
2012-04-01 16:00 | 3.15 | 3.11 | 3.06 | 3.01 | 2.89 | 2.78 | 2.64 | 2.57 | 2.45 | 2.25 | 11.5 | 10.8 | 12.1 | 15.4 | 16.8 | 19.1 | 19.7 | 21 | 20.5 | 26.6 | 17 | 2.79 | 0.89 | 2.7 | 2.21 | 31.9% | 19.19 | 2.7637 | 0.4775 | 2.7595 | 1.0015 | 2.7942 | 0 | 0
2012-04-01 16:10 | 3.52 | 3.57 | 3.58 | 3.49 | 3.46 | 3.46 | 3.4 | 3.25 | 3.14 | 3.02 | 9.3 | 12.1 | 15.8 | 18.4 | 20 | 22.2 | 25.6 | 27.5 | 27.6 | 28 | 6.2 | 3.24 | 0.58 | 3.12 | 2.56 | 17.9% | 22.71 | 3.3765 | 0.16165 | 3.4513 | 0.97831 | 3.1697 | 21.84 | 15.47
2012-04-01 16:20 | 3.56 | 3.53 | 3.42 | 3.38 | 3.35 | 3.31 | 3.2 | 3.15 | 3.13 | 3.02 | 8.2 | 9.9 | 13.1 | 15.6 | 17.5 | 20 | 22.9 | 25.5 | 28.5 | 30.5 | 6.8 | 3.32 | 0.83 | 3.25 | 2.96 | 25% | 20.435 | 3.26 | 0.31232 | 3.294 | 0.98968 | 3.2857 | 29.12 | 26.39
2012-04-01 16:30 | 4.05 | 3.99 | 3.84 | 3.73 | 3.68 | 3.51 | 3.3 | 3.15 | 3.07 | 2.99 | 358.1 | 359.2 | 1.1 | 1.8 | 1.5 | 2.1 | 3.5 | 5.5 | 8.7 | 13.8 | 1.2 | 3.39 | 1.05 | 3.27 | 2.82 | 30.97% | 2.31 | 3.4771 | 0.57011 | 3.4791 | 0.99942 | 3.388 | 35.49 | 35.49
2012-04-01 16:40 | 5.2 | 5.14 | 4.98 | 4.77 | 4.62 | 4.37 | 4.18 | 3.94 | 3.75 | 3.64 | 339.7 | 339.7 | 340.2 | 339.6 | 339.2 | 339.8 | 340.7 | 340.4 | 339.2 | 336.8 | 328.5 | 4.41 | 1 | 4.2 | 3.48 | 22.68% | 339.935 | 4.3959 | 0.41078 | 4.3423 | 1.0124 | 4.4645 | 135.69 | 141.14
2012-04-01 16:50 | 4.82 | 4.7 | 4.62 | 4.44 | 4.34 | 4.09 | 3.81 | 3.63 | 3.48 | 3.24 | 339.8 | 339.3 | 338.4 | 339.4 | 340.2 | 341.1 | 341 | 341.5 | 341.3 | 341 | 330.4 | 4.15 | 0.84 | 3.97 | 3.08 | 20.24% | 341.085 | 4.0728 | 0.65533 | 4.0487 | 1.006 | 4.1748 | 107.35 | 109.53
2012-04-01 19:50 | 5.93 | 5.75 | 5.35 | 5.05 | 4.67 | 4.45 | 4.24 | 4 | 3.86 | 3.49 | 309.7 | 309.4 | 308.8 | 307.6 | 305.9 | 304 | 303.2 | 303.5 | 303.3 | 305.8 | 295.5 | 4.55 | 0.59 | 4.36 | 3.07 | 12.97% | 303.88 | 4.5606 | 0.44672 | 4.4193 | 1.032 | 4.6954 | 150.95 | 167.3
2012-04-01 20:00 | 6.48 | 6.32 | 5.91 | 5.37 | 4.92 | 4.56 | 4.27 | 4.07 | 3.88 | 3.37 | 312.7 | 312.3 | 311.6 | 310.4 | 308.7 | 306.6 | 305.1 | 304.7 | 303.9 | 302 | 300.8 | 4.91 | 0.66 | 4.62 | 3.49 | 13.44% | 306.375 | 4.7915 | 0.60721 | 4.5173 | 1.0607 | 5.2081 | 190.19 | 234.02
2012-04-01 20:10 | 6.72 | 6.61 | 6.34 | 5.96 | 5.59 | 5.17 | 4.79 | 4.42 | 4.08 | 3.73 | 312.4 | 312.4 | 312.7 | 312.5 | 312.1 | 311.7 | 311.3 | 310.9 | 310 | 307.9 | 303.7 | 5.07 | 0.61 | 4.77 | 3.06 | 12.03% | 311.64 | 5.2753 | 0.70548 | 5.1138 | 1.0316 | 5.2302 | 211.34 | 237.26
2012-04-01 20:20 | 6.53 | 6.32 | 5.92 | 5.6 | 5.35 | 5.07 | 4.59 | 3.95 | 3.44 | 2.86 | 312.6 | 312.3 | 311.6 | 311.3 | 311.6 | 311.6 | 311.1 | 311.6 | 311.5 | 311 | 303.3 | 4.55 | 0.34 | 4.19 | 2.84 | 7.473% | 311.525 | 4.9568 | 0.91912 | 4.9983 | 0.99171 | 4.5123 | 150.95 | 146.59
2012-04-01 20:30 | 6.4 | 6.21 | 5.83 | 5.47 | 5.17 | 4.87 | 4.52 | 4.03 | 3.62 | 3.13 | 314.5 | 314 | 314 | 313.8 | 312.9 | 311.7 | 311.2 | 311.5 | 311.7 | 311.8 | 303.3 | 4.66 | 0.58 | 4.39 | 2.62 | 12.45% | 311.625 | 4.872 | 0.68921 | 4.8182 | 1.0112 | 4.712 | 162.94 | 168.39
2012-04-01 20:40 | 6.12 | 6 | 5.66 | 5.36 | 5.14 | 4.78 | 4.39 | 3.95 | 3.49 | 2.93 | 315.1 | 314.8 | 315.1 | 315.5 | 315.9 | 316.4 | 316 | 315 | 314.1 | 312.6 | 305.8 | 4.49 | 0.59 | 4.22 | 2.64 | 13.14% | 316.34 | 4.7622 | 0.78651 | 4.7221 | 1.0085 | 4.5282 | 144.41 | 148.77
2012-04-01 20:50 | 5.71 | 5.6 | 5.4 | 5.1 | 4.9 | 4.6 | 4.29 | 3.94 | 3.6 | 3.17 | 316.9 | 316.5 | 316.2 | 315.8 | 316.4 | 316.4 | 316.6 | 316.2 | 316.2 | 316.2 | 308.3 | 4.29 | 0.67 | 4.02 | 2.56 | 15.62% | 316.43 | 4.5945 | 0.64474 | 4.5542 | 1.0088 | 4.3279 | 122.61 | 126.97
2012-04-01 21:20 | 5.09 | 5.06 | 4.95 | 4.73 | 4.42 | 4.06 | 3.71 | 3.38 | 3.07 | 2.67 | 325.7 | 324.5 | 323.4 | 322.8 | 322.8 | 322.5 | 322 | 321.3 | 320 | 316.8 | 314.2 | 3.9 | 0.16 | 3.63 | 2.16 | 4.103% | 322.425 | 4.1109 | 0.83308 | 4.0079 | 1.0257 | 4.0002 | 81.9 | 91
2012-04-01 21:30 | 4.53 | 4.49 | 4.46 | 4.3 | 4.11 | 3.88 | 3.61 | 3.37 | 3.13 | 2.73 | 336.2 | 335.9 | 335.7 | 336.6 | 337.2 | 337.8 | 338.2 | 339.4 | 339.8 | 340.8 | 328.6 | 3.63 | 0.27 | 3.35 | 2.39 | 7.438% | 337.86 | 3.8543 | 0.66653 | 3.8401 | 1.0037 | 3.6434 | 57.33 | 58.24
2012-04-01 23:00 | 4.54 | 4.33 | 4.13 | 3.8 | 3.59 | 3.19 | 2.75 | 2.55 | 2.3 | 2.15 | 4.9 | 4.6 | 3 | 2.4 | 2.2 | 358.7 | 356.6 | 355.2 | 351.2 | 348.8 | 348.5 | 3.14 | 0.44 | 2.81 | 1.89 | 14.01% | 358.385 | 3.2854 | 1.3715 | 3.1229 | 1.052 | 3.3034 | 12.74 | 27.3
2012-04-01 23:20 | 3.25 | 3.29 | 3.41 | 3.49 | 3.58 | 3.59 | 3.5 | 3.45 | 3.35 | 3.07 | 38.9 | 36 | 31.8 | 27.5 | 25.3 | 23.4 | 22.1 | 21.1 | 21 | 22.6 | 13.2 | 3.57 | 0.33 | 3.45 | 2.63 | 9.244% | 23.205 | 3.4499 | 0.23462 | 3.577 | 0.96446 | 3.4431 | 51.87 | 40.04
2012-04-01 23:30 | 2.45 | 2.42 | 2.37 | 2.35 | 2.41 | 2.48 | 2.59 | 2.75 | 2.81 | 2.84 | 70.5 | 67.8 | 63 | 55.8 | 48.7 | 43.4 | 39.8 | 35.3 | 33 | 29.7 | 34.71 | 2.48 | 0.3 | 2.55 | 2.56 | 12.1% | 42.86 | 2.5209 | -0.40105 | 2.4955 | 1.0102 | 2.5052 | 0 | 0
2012-04-01 23:40 | 2.31 | 2.28 | 2.15 | 2.09 | 2.07 | 2.09 | 2.18 | 2.31 | 2.45 | 2.65 | 77.3 | 74.2 | 65.5 | 55.8 | 48.4 | 41.2 | 36.5 | 31.6 | 29.6 | 27.1 | 34.8 | 2.12 | 0.27 | 2.13 | 2.42 | 12.74% | 40.495 | 2.1701 | -0.38961 | 2.1027 | 1.0321 | 2.188 | 0 | 0
2012-04-01 23:50 | 2.83 | 2.69 | 2.39 | 2.22 | 2 | 1.79 | 1.58 | 1.53 | 1.59 | 1.79 | 113.3 | 112.2 | 108.3 | 105.1 | 99.7 | 93.2 | 83 | 69.3 | 58.3 | 43.8 | 78.06 | 1.71 | 0.3 | 1.61 | 1.74 | 17.54% | 91.67 | 1.8541 | 1.1532 | 1.7583 | 1.0545 | 1.8032 | 0 | 0
2012-04-02 00:20 | 1.67 | 1.57 | 1.36 | 1.03 | 0.74 | 0.55 | 0.6 | 0.82 | 1.13 | 1.49 | 158.8 | 159.5 | 160.1 | 168.1 | 180.4 | 208.5 | 248 | 278.6 | 298.2 | 317 | 164.7 | 0.52 | 0.26 | 0.32 | 1.52 | 50% | 214.425 | 0.59053 | -0.80407 | 0.5569 | 1.0604 | 0.5514 | 0 | 0
2012-04-02 00:30 | 1.83 | 1.72 | 1.45 | 1.13 | 0.93 | 0.81 | 0.73 | 0.76 | 0.99 | 1.18 | 163.6 | 167 | 171.6 | 175.8 | 188.6 | 207.1 | 228.9 | 259.3 | 288.3 | 309.1 | 192.2 | 0.88 | 0.21 | 0.67 | 1.12 | 23.86% | 210.37 | 0.82595 | 0.96097 | 0.79802 | 1.035 | 0.9108 | 0 | 0
2012-04-02 00:40 | 1.73 | 1.73 | 1.61 | 1.52 | 1.35 | 1.23 | 1.1 | 1.05 | 1.04 | 0.99 | 170.5 | 169.7 | 170.6 | 171.7 | 176 | 181.6 | 191.4 | 210.1 | 240.7 | 288.3 | 187 | 1.28 | 0.42 | 1.12 | 0.91 | 32.81% | 183.07 | 1.2436 | 1.0323 | 1.2105 | 1.0274 | 1.3151 | 0 | 0
2012-04-02 00:50 | 2.25 | 2.27 | 2.24 | 2.21 | 2.17 | 2.13 | 2.1 | 2.07 | 2 | 1.74 | 167 | 165.1 | 162.8 | 159.5 | 157.4 | 155.2 | 152.8 | 150.8 | 148.8 | 146.2 | 146.5 | 2.26 | 0.2 | 2.23 | 1.4 | 8.85% | 154.84 | 2.1116 | 0.13108 | 2.1257 | 0.99339 | 2.2451 | 0 | 0
2012-04-02 01:00 | 2.23 | 2.27 | 2.2 | 2.13 | 2.08 | 1.98 | 1.82 | 1.56 | 1.32 | 1.08 | 183.3 | 182.6 | 180.8 | 180.8 | 179.7 | 180.2 | 180 | 180.2 | 182.7 | 193.2 | 169.6 | 2.14 | 0.11 | 2.03 | 0.86 | 5.14% | 180.17 | 1.8973 | 0.77865 | 1.9562 | 0.96989 | 2.0756 | 0 | 0
2012-04-02 01:10 | 3.48 | 3.5 | 3.47 | 3.43 | 3.36 | 3.32 | 3.34 | 3.29 | 3.2 | 3.01 | 162.6 | 162.1 | 161.7 | 160.5 | 159.9 | 159.3 | 158.5 | 158.2 | 157.4 | 155.9 | 151.9 | 3.29 | 0.33 | 3.32 | 2.66 | 10.03% | 159.18 | 3.3322 | -0.055502 | 3.3229 | 1.0028 | 3.2993 | 26.39 | 27.3
2012-04-02 01:20 | 3.58 | 3.6 | 3.64 | 3.64 | 3.6 | 3.55 | 3.57 | 3.58 | 3.57 | 3.57 | 186.3 | 184.9 | 183.1 | 181.6 | 180.2 | 178.2 | 176.8 | 175.4 | 173.9 | 170.6 | 167.6 | 3.58 | 0.38 | 3.53 | 3.45 | 10.61% | 177.99 | 3.5826 | -0.051916 | 3.5529 | 1.0084 | 3.61 | 52.78 | 55.51
2012-04-02 01:30 | 3.43 | 3.49 | 3.43 | 3.29 | 3.15 | 3.04 | 3.02 | 3.04 | 3.1 | 3.12 | 184.8 | 183.1 | 179.2 | 176 | 173.7 | 170.8 | 168.4 | 167.2 | 166.3 | 165.2 | 163.4 | 3.01 | 0.4 | 2.96 | 3.06 | 13.29% | 170.44 | 3.148 | 0.060997 | 3.0371 | 1.0365 | 3.1199 | 0.91 | 10.92
2012-04-02 01:40 | 1.95 | 2.03 | 2.14 | 2.28 | 2.42 | 2.52 | 2.65 | 2.8 | 3.01 | 3.26 | 192.2 | 191.1 | 188.2 | 184.7 | 182.6 | 180.9 | 179.5 | 176.3 | 172.7 | 168.5 | 173.1 | 2.65 | 0.32 | 2.64 | 3.45 | 12.08% | 180.69 | 2.5973 | -0.46483 | 2.5382 | 1.0233 | 2.7116 | 0 | 0
2012-04-02 01:50 | 1.44 | 1.51 | 1.7 | 1.81 | 1.88 | 2.04 | 2.23 | 2.43 | 2.68 | 3 | 216.7 | 212.7 | 208.1 | 201.8 | 195.2 | 189.6 | 185.4 | 179.8 | 174.6 | 168.4 | 180.2 | 2.19 | 0.32 | 2.14 | 3.34 | 14.61% | 188.97 | 2.1591 | -0.82293 | 2.0662 | 1.045 | 2.2884 | 0 | 0
2012-04-02 02:00 | 1.19 | 1.28 | 1.43 | 1.59 | 1.81 | 1.98 | 2.13 | 2.33 | 2.55 | 3.03 | 179.9 | 178.6 | 176.3 | 174.2 | 173.2 | 172.3 | 169.7 | 166 | 162 | 155.6 | 162.5 | 2.01 | 0.23 | 2.15 | 3.51 | 11.44% | 171.91 | 2.0868 | -0.67482 | 2.0008 | 1.043 | 2.0964 | 0 | 0
2012-04-02 02:10 | 1.36 | 1.48 | 1.64 | 1.78 | 2 | 2.22 | 2.51 | 2.82 | 3.18 | 3.83 | 161.5 | 161.9 | 161 | 159 | 158.6 | 158.1 | 157 | 155 | 152.8 | 149.4 | 150.4 | 2.34 | 0.31 | 2.5 | 4.28 | 13.25% | 157.935 | 2.5193 | -1.1346 | 2.2594 | 1.115 | 2.6092 | 0 | 0
2012-04-02 02:20 | 2.16 | 2.28 | 2.48 | 2.74 | 3.03 | 3.36 | 3.74 | 4.06 | 4.39 | 4.76 | 157.9 | 157.3 | 153.6 | 152 | 151.1 | 150.4 | 149.3 | 148.2 | 146.4 | 145.9 | 142.2 | 3.47 | 0.36 | 3.73 | 4.83 | 10.37% | 150.235 | 3.5883 | -0.99012 | 3.412 | 1.0517 | 3.6493 | 42.77 | 59.15
2012-04-02 02:50 | 3.59 | 3.64 | 3.81 | 3.95 | 4.15 | 4.32 | 4.42 | 4.54 | 4.71 | 4.9 | 157.3 | 156.6 | 155.1 | 154 | 153.1 | 152.8 | 152.3 | 151.4 | 149.9 | 148.4 | 145.7 | 4.4 | 0.41 | 4.59 | 4.85 | 9.318% | 152.725 | 4.3143 | -0.21147 | 4.3342 | 0.99542 | 4.3799 | 134.6 | 132.42
2012-04-02 07:00 | 4.17 | 4.02 | 3.79 | 3.66 | 3.61 | 3.54 | 3.51 | 3.47 | 3.43 | 3.39 | 108.1 | 107 | 103.6 | 99.6 | 96.6 | 93.5 | 90.2 | 87.3 | 84.6 | 80.6 | 84.89 | 3.3 | 0.56 | 3.26 | 2.78 | 16.97% | 93.005 | 3.5542 | 0.078647 | 3.5357 | 1.0052 | 3.3173 | 27.3 | 29.12
2012-04-02 07:10 | 4.15 | 4.01 | 3.82 | 3.74 | 3.69 | 3.61 | 3.53 | 3.42 | 3.29 | 3.07 | 107.7 | 106.6 | 103.6 | 99.8 | 97 | 94.5 | 92.1 | 90.8 | 89.3 | 87.1 | 83.32 | 3.19 | 0.7 | 3.21 | 2.26 | 21.94% | 94.14 | 3.5671 | 0.20709 | 3.5984 | 0.99129 | 3.1622 | 17.29 | 14.56
2012-04-02 07:30 | 3.88 | 3.73 | 3.37 | 3.14 | 2.99 | 2.85 | 2.75 | 2.72 | 2.62 | 2.47 | 105.7 | 104.3 | 100.7 | 97.9 | 95.3 | 93.1 | 90.4 | 87.1 | 83.3 | 77.9 | 82.99 | 2.94 | 0.43 | 2.78 | 2.29 | 14.63% | 92.695 | 2.9299 | 0.33007 | 2.8355 | 1.0333 | 3.0379 | 0 | 3.64
2012-04-02 07:40 | 3.06 | 2.9 | 2.66 | 2.59 | 2.55 | 2.53 | 2.57 | 2.63 | 2.75 | 2.91 | 104.1 | 102.7 | 97.5 | 92.8 | 88.1 | 84 | 80.8 | 77.7 | 74.3 | 70.4 | 77.22 | 2.49 | 0.33 | 2.55 | 2.53 | 13.25% | 83.52 | 2.609 | -0.14496 | 2.5357 | 1.0289 | 2.562 | 0 | 0
2012-04-02 07:50 | 2.83 | 2.75 | 2.58 | 2.48 | 2.46 | 2.46 | 2.47 | 2.43 | 2.36 | 2.21 | 98.5 | 96.5 | 92.6 | 88.2 | 84.4 | 81.5 | 79.3 | 76.9 | 75.3 | 72.1 | 79.05 | 2.54 | 0.44 | 2.52 | 2.18 | 17.32% | 81.17 | 2.4462 | -0.037489 | 2.4614 | 0.9938 | 2.5242 | 0 | 0
2012-04-02 08:00 | 3.17 | 3.05 | 2.91 | 2.83 | 2.79 | 2.78 | 2.78 | 2.82 | 2.82 | 2.84 | 98 | 97.1 | 93.6 | 90.4 | 87.2 | 83.8 | 80.9 | 78.1 | 74.9 | 71 | 76.06 | 2.66 | 0.6 | 2.5 | 2.1 | 22.56% | 83.365 | 2.806 | 0 | 2.78 | 1.0094 | 2.6849 | 0 | 0
2012-04-02 08:10 | 3.35 | 3.3 | 3.18 | 3.11 | 3.05 | 2.92 | 2.82 | 2.72 | 2.66 | 2.63 | 95 | 94.2 | 92.6 | 91.1 | 90 | 87.9 | 86.2 | 85.2 | 83.4 | 80.1 | 76.47 | 3.12 | 0.55 | 2.93 | 2.58 | 17.63% | 87.645 | 2.9245 | 0.32202 | 2.9055 | 1.0065 | 3.1404 | 10.92 | 12.74
2012-04-02 08:20 | 3.57 | 3.51 | 3.46 | 3.38 | 3.33 | 3.28 | 3.23 | 3.22 | 3.21 | 3.17 | 98 | 96 | 92.7 | 90.8 | 89.1 | 87.5 | 84.7 | 82.5 | 81.6 | 80.3 | 72.36 | 3.46 | 0.47 | 3.44 | 2.87 | 13.58% | 87.08 | 3.2916 | 0.14195 | 3.2728 | 1.0058 | 3.4799 | 41.86 | 43.68
2012-04-02 08:30 | 2.88 | 2.83 | 2.77 | 2.79 | 2.79 | 2.86 | 2.93 | 2.98 | 2.96 | 2.97 | 81.7 | 79.5 | 76.1 | 74.2 | 71.7 | 68.7 | 66.5 | 65.3 | 64.8 | 65 | 62.31 | 2.9 | 0.39 | 2.91 | 3.15 | 13.45% | 68.37 | 2.8686 | -0.22345 | 2.8699 | 0.99953 | 2.8986 | 0 | 0
2012-04-02 08:40 | 3.08 | 3.1 | 3.14 | 3.16 | 3.16 | 3.23 | 3.26 | 3.31 | 3.36 | 3.28 | 80.4 | 79.8 | 77.9 | 74.9 | 72 | 70.9 | 69.2 | 67 | 65.1 | 63.1 | 64.98 | 3.32 | 0.48 | 3.35 | 3.23 | 14.46% | 70.645 | 3.2225 | -0.085433 | 3.2343 | 0.99637 | 3.308 | 29.12 | 28.21
2012-04-02 08:50 | 3.08 | 3.1 | 3.13 | 3.1 | 3.08 | 3.12 | 3.1 | 3.03 | 2.96 | 2.83 | 83.5 | 82.5 | 80.6 | 79.6 | 80.1 | 81.2 | 81.4 | 80.5 | 80 | 80.4 | 67.76 | 2.98 | 0.49 | 2.89 | 2.58 | 16.44% | 81.23 | 3.0631 | 0.059428 | 3.1171 | 0.98266 | 2.9283 | 0 | 0
2012-04-02 09:00 | 3.27 | 3.28 | 3.27 | 3.31 | 3.37 | 3.38 | 3.38 | 3.39 | 3.34 | 3.29 | 61.8 | 61.5 | 63.3 | 63.9 | 64.2 | 64.1 | 64.7 | 66.7 | 68.6 | 70 | 60.59 | 3.28 | 0.57 | 3.25 | 2.88 | 17.38% | 64.19 | 3.3432 | 0 | 3.38 | 0.98912 | 3.2443 | 25.48 | 21.84
2012-04-02 09:10 | 2.98 | 3.02 | 3.04 | 3.01 | 3.01 | 3.04 | 3.06 | 2.98 | 2.93 | 2.84 | 70.8 | 70.7 | 70 | 70 | 69.7 | 68 | 67.5 | 67.4 | 67.9 | 67.5 | 53.75 | 3.36 | 0.59 | 3.3 | 3.01 | 17.56% | 67.925 | 3.0016 | -0.060597 | 3.0429 | 0.98643 | 3.3144 | 32.76 | 28.21
2012-04-02 09:20 | 3.59 | 3.57 | 3.57 | 3.57 | 3.57 | 3.65 | 3.73 | 3.69 | 3.6 | 3.5 | 76.8 | 76.1 | 75.4 | 74.4 | 73.8 | 73.2 | 71.8 | 70.1 | 68.7 | 68.6 | 57.43 | 3.83 | 0.48 | 3.73 | 3.22 | 12.53% | 72.99 | 3.6171 | -0.20035 | 3.6614 | 0.98791 | 3.7837 | 75.53 | 70.98
2012-04-02 09:30 | 4.11 | 4.14 | 4.13 | 4.07 | 4.12 | 4.09 | 4.02 | 3.97 | 3.91 | 3.83 | 72 | 72.7 | 73.6 | 74 | 74.9 | 75.1 | 76.4 | 77.4 | 77.5 | 76.3 | 68.9 | 4.19 | 0.62 | 4.15 | 3.72 | 14.8% | 75.295 | 4.0363 | 0.15953 | 4.0799 | 0.98931 | 4.1452 | 111.71 | 107.35
2012-04-02 09:40 | 4.13 | 4.09 | 3.97 | 3.86 | 3.75 | 3.66 | 3.62 | 3.6 | 3.53 | 3.18 | 79 | 79.6 | 79.4 | 79 | 79.1 | 78.4 | 76.3 | 75.7 | 76.3 | 75.4 | 69.37 | 3.95 | 0.6 | 3.93 | 3.08 | 15.19% | 78.085 | 3.7024 | 0.10155 | 3.6542 | 1.0132 | 4.002 | 86.45 | 91
2012-04-02 09:50 | 3.97 | 3.95 | 3.95 | 3.94 | 3.94 | 3.99 | 4.01 | 4.08 | 4.13 | 4.13 | 68.5 | 68.5 | 68.6 | 68.9 | 69.5 | 70.1 | 70.9 | 71.3 | 72.1 | 74.4 | 62.61 | 4.1 | 0.37 | 4.1 | 4.03 | 9.024% | 70.22 | 4.0109 | -0.046205 | 3.9929 | 1.0045 | 4.1185 | 101.9 | 104.08
2012-04-02 10:00 | 3.82 | 3.82 | 3.84 | 3.84 | 3.85 | 3.82 | 3.75 | 3.72 | 3.74 | 3.66 | 67.7 | 67.5 | 66.8 | 67 | 67.9 | 68.6 | 68.8 | 68.7 | 69.8 | 72.5 | 57.8 | 3.92 | 0.3 | 3.84 | 3.79 | 7.653% | 68.63 | 3.7871 | 0.17091 | 3.8099 | 0.99401 | 3.8965 | 83.72 | 81.9
2012-04-02 10:10 | 3.69 | 3.65 | 3.62 | 3.55 | 3.63 | 3.68 | 3.75 | 3.73 | 3.65 | 3.42 | 78 | 77.1 | 76.2 | 75.1 | 74.6 | 74.9 | 76.4 | 78 | 79.3 | 80.3 | 67.33 | 3.62 | 0.42 | 3.54 | 3.22 | 11.6% | 75.125 | 3.6472 | -0.17413 | 3.6899 | 0.98841 | 3.5781 | 56.42 | 52.78
2012-04-02 10:20 | 3.51 | 3.5 | 3.41 | 3.4 | 3.35 | 3.26 | 3.09 | 2.98 | 2.92 | 2.67 | 74.7 | 73.8 | 71.7 | 71 | 69.7 | 66.8 | 64 | 62.3 | 62.2 | 64.6 | 63.55 | 3.14 | 0.59 | 3.05 | 2.82 | 18.79% | 66.38 | 3.1888 | 0.49491 | 3.2351 | 0.98568 | 3.095 | 12.74 | 9.1
2012-04-02 10:30 | 4.08 | 4.09 | 4.05 | 3.97 | 3.9 | 3.85 | 3.79 | 3.72 | 3.56 | 3.45 | 77 | 77.3 | 77.4 | 77.5 | 77.1 | 76.8 | 76.8 | 77.6 | 78.4 | 79.3 | 64.81 | 3.85 | 0.34 | 3.74 | 3.24 | 8.831% | 76.8 | 3.8266 | 0.14515 | 3.8413 | 0.99617 | 3.8353 | 77.35 | 76.44
2012-04-02 10:40 | 3.42 | 3.36 | 3.29 | 3.22 | 3.17 | 3.16 | 3.09 | 2.99 | 2.9 | 2.72 | 85.3 | 84.4 | 83.3 | 83.1 | 85.2 | 84.5 | 83.8 | 82.5 | 81.6 | 80 | 72.57 | 3.32 | 0.62 | 3.22 | 2.59 | 18.67% | 84.395 | 3.1093 | 0.20701 | 3.1499 | 0.98713 | 3.2773 | 29.12 | 25.48
2012-04-02 10:50 | 3.79 | 3.76 | 3.67 | 3.59 | 3.55 | 3.49 | 3.43 | 3.45 | 3.4 | 3.16 | 92.6 | 91.6 | 89.1 | 86.4 | 84.5 | 82.6 | 81 | 80.8 | 80.5 | 82.6 | 72 | 3.71 | 0.54 | 3.61 | 3.07 | 14.56% | 82.36 | 3.4961 | 0.16025 | 3.4813 | 1.0042 | 3.7257 | 64.61 | 66.43
2012-04-02 11:00 | 3.02 | 3 | 2.95 | 2.85 | 2.77 | 2.7 | 2.52 | 2.4 | 2.23 | 2.08 | 17.7 | 17.7 | 20.6 | 23.1 | 22 | 23.3 | 24.4 | 25.4 | 26.8 | 28 | 25.3 | 2.67 | 0.74 | 2.58 | 2.06 | 27.72% | 23.465 | 2.6343 | 0.63756 | 2.6734 | 0.98537 | 2.6309 | 0 | 0
2012-04-02 11:10 | 3.91 | 3.86 | 3.78 | 3.71 | 3.63 | 3.5 | 3.35 | 3.32 | 3.36 | 3.21 | 43.1 | 44.4 | 46.9 | 48.4 | 50.7 | 51.8 | 52.6 | 52.3 | 52 | 53.3 | 32.71 | 3.48 | 0.62 | 3.33 | 2.9 | 17.82% | 51.92 | 3.5171 | 0.40478 | 3.4781 | 1.0112 | 3.5191 | 43.68 | 47.32
2012-04-02 11:20 | 2.89 | 2.85 | 2.86 | 2.84 | 2.87 | 2.83 | 2.8 | 2.73 | 2.65 | 2.56 | 63.6 | 62.3 | 61 | 59.9 | 59.2 | 59.1 | 57.8 | 56.9 | 56 | 57.3 | 38.4 | 2.87 | 0.49 | 2.86 | 2.44 | 17.07% | 58.905 | 2.7875 | 0.098484 | 2.8257 | 0.98649 | 2.8312 | 0 | 0
2012-04-02 11:30 | 2.82 | 2.81 | 2.82 | 2.93 | 3 | 2.97 | 2.94 | 2.96 | 2.99 | 2.93 | 51.7 | 51.4 | 52.3 | 52.8 | 53.7 | 54.3 | 55.1 | 56.4 | 56 | 54 | 29.8 | 2.95 | 0.5 | 2.91 | 3.06 | 16.95% | 54.42 | 2.9417 | 0.093818 | 2.9657 | 0.99192 | 2.9262 | 0 | 0
2012-04-02 11:40 | 3.42 | 3.44 | 3.44 | 3.44 | 3.44 | 3.36 | 3.34 | 3.32 | 3.21 | 2.99 | 29.7 | 29.2 | 27.9 | 27.1 | 28.1 | 30.2 | 33 | 36 | 38.5 | 41 | 26.93 | 3.37 | 0.82 | 3.27 | 2.97 | 24.33% | 30.62 | 3.3399 | 0.05517 | 3.3571 | 0.99486 | 3.3527 | 33.67 | 31.85
2012-04-02 11:50 | 2.72 | 2.73 | 2.74 | 2.73 | 2.75 | 2.84 | 2.87 | 2.9 | 2.95 | 2.94 | 44.7 | 44.2 | 43 | 42.3 | 41.5 | 40.6 | 41.1 | 42.8 | 44.4 | 43.9 | 25.7 | 2.86 | 0.72 | 2.81 | 2.86 | 25.17% | 40.675 | 2.8307 | -0.097104 | 2.8443 | 0.99523 | 2.8463 | 0 | 0
2012-04-02 12:00 | 3.33 | 3.32 | 3.31 | 3.27 | 3.18 | 3.08 | 3.02 | 2.96 | 3 | 3.19 | 47.5 | 47.8 | 49 | 49.3 | 47.7 | 46.3 | 46 | 46.8 | 47.7 | 47.2 | 22.3 | 3.4 | 0.56 | 3.3 | 3.15 | 16.47% | 46.255 | 3.1269 | 0.1818 | 3.0713 | 1.0181 | 3.4615 | 36.4 | 41.86
2012-04-02 12:10 | 2.41 | 2.46 | 2.51 | 2.56 | 2.65 | 2.7 | 2.79 | 2.84 | 2.72 | 2.53 | 14.2 | 12.7 | 11.5 | 10.4 | 8.1 | 6.4 | 5.8 | 5.6 | 4.8 | 0.6 | 1.5 | 2.64 | 0.59 | 2.57 | 2.48 | 22.35% | 6.31 | 2.6714 | -0.30301 | 2.7127 | 0.98476 | 2.5998 | 0 | 0
2012-04-02 12:20 | 2.51 | 2.48 | 2.42 | 2.4 | 2.42 | 2.41 | 2.31 | 2.28 | 2.3 | 2.36 | 16.8 | 16.6 | 16.3 | 13.7 | 11.9 | 9.3 | 6.7 | 2.3 | 358.1 | 356.1 | 0.4 | 2.62 | 0.38 | 2.53 | 2.59 | 14.5% | 8.91 | 2.3536 | 0.39163 | 2.3954 | 0.98254 | 2.5743 | 0 | 0
2012-04-02 12:30 | 3.31 | 3.31 | 3.4 | 3.47 | 3.4 | 3.17 | 2.88 | 2.69 | 2.55 | 2.41 | 34.5 | 34.3 | 34.1 | 32.6 | 31.3 | 26.5 | 22.1 | 20.1 | 16.9 | 15.4 | 2.9 | 2.69 | 0.7 | 2.6 | 2.27 | 26.02% | 25.84 | 3.0686 | 0.88659 | 3.1267 | 0.98142 | 2.64 | 0 | 0
2012-04-02 12:40 | 3.92 | 3.88 | 3.83 | 3.79 | 3.72 | 3.64 | 3.6 | 3.57 | 3.51 | 3.37 | 12.7 | 12.4 | 12.4 | 11.4 | 9.3 | 7.8 | 8.2 | 9 | 8.5 | 4.9 | 359.9 | 3.55 | 0.56 | 3.36 | 3.14 | 15.77% | 7.86 | 3.6555 | 0.10211 | 3.6342 | 1.0058 | 3.5708 | 50.05 | 51.87
2012-04-02 12:50 | 3.85 | 3.83 | 3.78 | 3.71 | 3.62 | 3.5 | 3.39 | 3.33 | 3.24 | 3.05 | 23.1 | 23 | 22.8 | 22.5 | 21.3 | 20.7 | 20.8 | 21.4 | 20.9 | 19.7 | 10.6 | 3.58 | 0.69 | 3.42 | 2.75 | 19.27% | 20.715 | 3.5036 | 0.29509 | 3.484 | 1.0056 | 3.6002 | 52.78 | 54.6
2012-04-02 13:00 | 3.44 | 3.43 | 3.42 | 3.4 | 3.38 | 3.32 | 3.25 | 3.2 | 3.14 | 2.86 | 30.8 | 30.2 | 29.5 | 29.6 | 29.8 | 30.4 | 31.2 | 30.9 | 30.4 | 29.3 | 21.9 | 3.36 | 0.76 | 3.21 | 2.87 | 22.62% | 30.52 | 3.2862 | 0.19692 | 3.3099 | 0.99283 | 3.3359 | 32.76 | 30.94
2012-04-02 13:10 | 2.92 | 2.84 | 2.7 | 2.66 | 2.65 | 2.62 | 2.54 | 2.47 | 2.43 | 2.42 | 28.5 | 28.8 | 28 | 27 | 27.6 | 29.8 | 31.5 | 33.7 | 34.3 | 35.9 | 24.5 | 2.33 | 0.6 | 2.28 | 2.37 | 25.75% | 30.055 | 2.5836 | 0.28657 | 2.6084 | 0.99048 | 2.3078 | 0 | 0
2012-04-02 13:20 | 2.96 | 2.94 | 2.94 | 2.88 | 2.82 | 2.7 | 2.55 | 2.43 | 2.29 | 2.18 | 24.2 | 22.5 | 19.3 | 17.9 | 17.3 | 17.5 | 20.1 | 22.1 | 22.1 | 21.1 | 20.5 | 2.49 | 0.86 | 2.4 | 1.97 | 34.54% | 17.89 | 2.6575 | 0.5282 | 2.678 | 0.99235 | 2.4709 | 0 | 0
2012-04-02 13:30 | 3.14 | 3.14 | 3.03 | 3.05 | 3.11 | 3.2 | 3.21 | 3.19 | 3.15 | 3.04 | 12.5 | 11.2 | 9.7 | 9.8 | 10.3 | 9.6 | 7.8 | 6.2 | 4.1 | 359.7 | 8.5 | 3.23 | 0.59 | 3.15 | 2.95 | 18.27% | 9.33 | 3.1311 | -0.028833 | 3.2014 | 0.97802 | 3.159 | 20.93 | 14.56
2012-04-02 13:40 | 3.06 | 2.93 | 2.79 | 2.71 | 2.61 | 2.58 | 2.58 | 2.52 | 2.42 | 2.39 | 3.6 | 3.9 | 3.5 | 2.4 | 1.3 | 359.2 | 356.7 | 355.7 | 354 | 354.8 | 9.3 | 2.68 | 0.61 | 2.61 | 2.21 | 22.76% | 358.825 | 2.6016 | 0 | 2.58 | 1.0084 | 2.7024 | 0 | 0
2012-04-02 13:50 | 2.79 | 2.63 | 2.44 | 2.35 | 2.32 | 2.24 | 2.15 | 2.09 | 2.04 | 2.13 | 18.3 | 16.8 | 14.8 | 8.2 | 4.4 | 357.2 | 347.2 | 337.7 | 328.4 | 326.4 | 348.6 | 2.25 | 0.6 | 2.16 | 2.11 | 26.67% | 355.7 | 2.163 | 0.37895 | 2.2269 | 0.97129 | 2.1854 | 0 | 0
2012-04-02 14:00 | 3.24 | 3.24 | 3.12 | 3.1 | 3.09 | 3.07 | 3.01 | 3 | 2.99 | 2.64 | 9.6 | 9.2 | 11.3 | 11.7 | 10.2 | 10.1 | 10 | 8.5 | 6.4 | 6.2 | 353.7 | 3.03 | 0.84 | 2.93 | 2.68 | 27.72% | 10.085 | 3.042 | 0.18239 | 3.0613 | 0.99367 | 3.0108 | 2.73 | 0.91
2012-04-02 14:20 | 3.87 | 3.8 | 3.7 | 3.68 | 3.61 | 3.6 | 3.56 | 3.48 | 3.36 | 3.01 | 16.7 | 13.9 | 13.1 | 14.2 | 13.8 | 14.1 | 12.8 | 11.2 | 9.6 | 4.2 | 5.9 | 3.26 | 0.71 | 3.11 | 2.79 | 21.78% | 13.905 | 3.5522 | 0.10325 | 3.5942 | 0.98831 | 3.2219 | 23.66 | 20.02
2012-04-02 14:30 | 3.84 | 3.77 | 3.63 | 3.52 | 3.49 | 3.48 | 3.42 | 3.41 | 3.39 | 3.27 | 50.2 | 48.4 | 47.2 | 45.7 | 44.2 | 41.9 | 40.9 | 39.6 | 38 | 35.1 | 31.32 | 3.44 | 0.56 | 3.37 | 3.04 | 16.28% | 41.75 | 3.4714 | 0.16072 | 3.4713 | 1 | 3.44 | 40.04 | 40.04
2012-04-02 14:40 | 2.31 | 2.2 | 2.13 | 2.11 | 2.05 | 1.93 | 1.77 | 1.7 | 1.75 | 1.93 | 45.9 | 48.6 | 52 | 52.6 | 51.6 | 55.3 | 61.5 | 65.7 | 70.9 | 75.6 | 39.28 | 1.84 | 0.55 | 1.76 | 1.79 | 29.89% | 56.23 | 1.9227 | 0.79972 | 1.9062 | 1.0086 | 1.8559 | 0 | 0
2012-04-02 14:50 | 2.49 | 2.43 | 2.25 | 2.24 | 2.17 | 2.11 | 2.15 | 2.19 | 2.17 | 2.1 | 9.4 | 12 | 14.1 | 12.6 | 18.1 | 24.7 | 28.4 | 35.1 | 34.6 | 29.9 | 2.4 | 1.81 | 0.57 | 1.83 | 1.69 | 31.49% | 25.255 | 2.1631 | -0.17354 | 2.1157 | 1.0224 | 1.8505 | 0 | 0
2012-04-02 15:10 | 1.85 | 1.87 | 1.92 | 1.95 | 2 | 1.91 | 1.83 | 1.86 | 1.91 | 1.94 | 287.3 | 291.6 | 291.5 | 291 | 295.6 | 299.9 | 301.9 | 302.2 | 300.8 | 300.5 | 317.5 | 1.62 | 0.71 | 1.54 | 1.76 | 43.83% | 300.2 | 1.9042 | 0.3954 | 1.8983 | 1.0031 | 1.625 | 0 | 0
2012-04-02 15:50 | 4.98 | 4.95 | 4.87 | 4.82 | 4.77 | 4.69 | 4.7 | 4.71 | 4.69 | 4.53 | 321.3 | 322.2 | 322.9 | 323.6 | 324.4 | 325.2 | 325.9 | 325.8 | 326.3 | 328.5 | 321.6 | 4.65 | 0.91 | 4.57 | 4.22 | 19.57% | 325.305 | 4.7432 | -0.019683 | 4.6914 | 1.011 | 4.7013 | 161.85 | 167.3
2012-04-02 16:00 | 4.93 | 4.87 | 4.78 | 4.73 | 4.72 | 4.76 | 4.8 | 4.81 | 4.79 | 4.67 | 314.1 | 314.6 | 315.1 | 315 | 314.8 | 314.4 | 314.5 | 314.2 | 314.3 | 314.8 | 306.9 | 4.86 | 0.68 | 4.79 | 4.58 | 13.99% | 314.415 | 4.7696 | -0.077331 | 4.7657 | 1.0008 | 4.864 | 184.74 | 184.74
2012-04-02 16:10 | 4.4 | 4.44 | 4.53 | 4.59 | 4.6 | 4.67 | 4.68 | 4.7 | 4.75 | 4.82 | 309 | 309.3 | 309.4 | 308.9 | 308 | 307 | 306.9 | 306.8 | 306.7 | 307.1 | 300.4 | 5.02 | 0.65 | 4.99 | 4.82 | 12.95% | 306.985 | 4.6497 | -0.019767 | 4.6714 | 0.99536 | 4.9967 | 203.24 | 200
2012-04-02 16:20 | 4.67 | 4.65 | 4.75 | 4.67 | 4.67 | 4.65 | 4.6 | 4.55 | 4.53 | 4.41 | 312.3 | 311.3 | 310.3 | 309.4 | 308.3 | 307.2 | 306.4 | 305.8 | 305.5 | 304.5 | 300 | 4.66 | 0.37 | 4.62 | 4.26 | 7.94% | 307.08 | 4.616 | 0.099904 | 4.6428 | 0.99422 | 4.633 | 162.94 | 159.67
2012-04-02 16:30 | 4.63 | 4.6 | 4.49 | 4.53 | 4.57 | 4.57 | 4.55 | 4.49 | 4.49 | 4.48 | 307.5 | 306.8 | 304.9 | 303.4 | 302.8 | 303 | 302.2 | 302.5 | 302.4 | 302.9 | 296.6 | 4.45 | 0.68 | 4.4 | 4.17 | 15.28% | 302.88 | 4.5296 | 0.040531 | 4.5671 | 0.99179 | 4.4135 | 140.05 | 135.69
2012-04-02 16:40 | 3.9 | 3.79 | 3.62 | 3.55 | 3.61 | 3.61 | 3.59 | 3.54 | 3.52 | 3.47 | 299.1 | 297.8 | 296 | 295.2 | 294.9 | 294.6 | 294 | 293.5 | 292.5 | 290.9 | 290.2 | 4.06 | 0.44 | 4.03 | 3.58 | 10.84% | 294.51 | 3.5812 | 0.051339 | 3.6071 | 0.99282 | 4.0308 | 97.54 | 94.27
2012-04-02 17:10 | 3.59 | 3.45 | 3.41 | 3.36 | 3.34 | 3.25 | 3.08 | 2.89 | 2.71 | 2.54 | 301.1 | 302.8 | 302.6 | 304.5 | 304.4 | 306.9 | 307.9 | 308.5 | 307.8 | 308.2 | 296.9 | 3.07 | 0.39 | 2.86 | 2.19 | 12.7% | 307.05 | 3.1446 | 0.49648 | 3.2251 | 0.97505 | 2.9934 | 6.37 | 0
2012-04-02 17:20 | 4.03 | 3.93 | 3.82 | 3.73 | 3.72 | 3.57 | 3.44 | 3.34 | 3.22 | 3.07 | 301.3 | 300.2 | 298.2 | 299.2 | 299.8 | 299.5 | 299.2 | 298.4 | 298.3 | 298.9 | 290.8 | 3.54 | 0.53 | 3.45 | 2.91 | 14.97% | 299.455 | 3.5483 | 0.34279 | 3.5511 | 0.99921 | 3.5372 | 49.14 | 49.14
2012-04-02 17:30 | 4.42 | 4.4 | 4.26 | 4.11 | 3.97 | 3.74 | 3.5 | 3.24 | 3 | 2.83 | 303.9 | 303.7 | 302.5 | 301.6 | 300.9 | 300.5 | 299.4 | 298.8 | 298.3 | 297.5 | 293.8 | 3.58 | 0.54 | 3.46 | 2.61 | 15.08% | 300.335 | 3.7161 | 0.61289 | 3.7046 | 1.0031 | 3.5911 | 52.78 | 53.69
2012-04-02 17:40 | 3.86 | 3.76 | 3.57 | 3.49 | 3.36 | 3.15 | 3.07 | 2.99 | 2.92 | 2.74 | 311.1 | 310.7 | 308.4 | 304.6 | 302.1 | 300.9 | 299.2 | 298.8 | 298.9 | 298.2 | 294.9 | 3.17 | 0.39 | 3.08 | 2.34 | 12.3% | 300.645 | 3.2218 | 0.23772 | 3.1384 | 1.0266 | 3.2542 | 15.47 | 22.75
2012-04-02 18:00 | 4.33 | 4.28 | 4.12 | 3.98 | 3.81 | 3.66 | 3.43 | 3.23 | 3.07 | 2.98 | 327 | 326.7 | 325.9 | 324.6 | 323.5 | 322.5 | 322 | 320.4 | 319.7 | 319.2 | 312.1 | 3.77 | 0.64 | 3.63 | 3.11 | 16.98% | 322.425 | 3.6347 | 0.59977 | 3.6261 | 1.0024 | 3.7789 | 70.07 | 70.98
2012-04-02 18:10 | 4.5 | 4.36 | 4.3 | 4.2 | 4 | 3.83 | 3.66 | 3.54 | 3.38 | 3.18 | 332.1 | 331.8 | 330.6 | 327.8 | 325.1 | 322.1 | 321.1 | 320.8 | 320.7 | 321.7 | 314.2 | 3.96 | 0.48 | 3.79 | 3.27 | 12.12% | 321.95 | 3.8345 | 0.41956 | 3.8052 | 1.0077 | 3.9905 | 87.36 | 90.09
2012-04-02 18:20 | 3.66 | 3.61 | 3.55 | 3.48 | 3.37 | 3.26 | 3.13 | 2.97 | 2.8 | 2.56 | 347.1 | 346 | 343 | 339.9 | 337.1 | 335.2 | 334.5 | 333.1 | 330.7 | 327 | 321.7 | 3.39 | 0.43 | 3.14 | 2.39 | 12.68% | 335.095 | 3.2098 | 0.37605 | 3.241 | 0.99037 | 3.3573 | 35.49 | 32.76
2012-04-02 18:30 | 2.64 | 2.58 | 2.5 | 2.41 | 2.33 | 2.27 | 2.21 | 2.13 | 2.06 | 1.92 | 351.2 | 351.6 | 351.8 | 351 | 349.9 | 348.5 | 346.5 | 343.5 | 340 | 335.7 | 335 | 2.41 | 0.52 | 2.3 | 1.77 | 21.58% | 348.2 | 2.2673 | 0.24754 | 2.2613 | 1.0027 | 2.4164 | 0 | 0
2012-04-02 18:40 | 4.24 | 4.13 | 3.95 | 3.8 | 3.62 | 3.4 | 3.22 | 3.04 | 2.85 | 2.48 | 328.8 | 328.7 | 328.1 | 326.1 | 324.6 | 323.8 | 323.9 | 324.2 | 324.5 | 325.1 | 317.1 | 3.44 | 0.61 | 3.22 | 2.18 | 17.73% | 323.815 | 3.4293 | 0.50265 | 3.3736 | 1.0165 | 3.4967 | 40.04 | 45.5
2012-04-03 03:10 | 4.29 | 4.23 | 4.24 | 4.24 | 4.18 | 4.02 | 3.84 | 3.55 | 3.3 | 3.16 | 305.1 | 305.1 | 303.9 | 303.1 | 301 | 298.5 | 294.8 | 291.9 | 288.1 | 280.5 | 290.7 | 4.04 | 0.18 | 3.94 | 2.87 | 4.455% | 297.945 | 3.8903 | 0.42333 | 3.9937 | 0.97411 | 3.9354 | 95.36 | 85.54
2012-04-03 03:20 | 4.55 | 4.39 | 4.2 | 3.92 | 3.65 | 3.48 | 3.34 | 3.19 | 3.04 | 2.97 | 303.6 | 301 | 296.6 | 293.5 | 291.3 | 289.1 | 286.9 | 283.2 | 280.2 | 274 | 279.7 | 3.49 | 0.3 | 3.32 | 2.65 | 8.596% | 288.77 | 3.5573 | 0.37945 | 3.4596 | 1.0282 | 3.5886 | 44.59 | 53.69
2012-04-03 03:30 | 5.71 | 5.44 | 4.89 | 4.41 | 4.1 | 3.87 | 3.7 | 3.49 | 3.26 | 3 | 311.4 | 309.8 | 305.5 | 299.1 | 292.7 | 287.9 | 284.2 | 280.4 | 276.2 | 269 | 278.3 | 3.89 | 0.34 | 3.74 | 2.73 | 8.74% | 287.345 | 3.945 | 0.41512 | 3.8452 | 1.026 | 3.991 | 80.99 | 90.09
2012-04-03 03:40 | 5.51 | 5.31 | 4.95 | 4.6 | 4.35 | 4.24 | 4.17 | 3.99 | 3.81 | 3.57 | 303.1 | 302.1 | 299.7 | 295.5 | 290.9 | 286.3 | 282.7 | 280 | 276.4 | 270.7 | 277.6 | 4.28 | 0.31 | 4.25 | 3.41 | 7.243% | 285.76 | 4.2726 | 0.15384 | 4.2299 | 1.0101 | 4.3232 | 121.52 | 125.88
2012-04-03 03:50 | 5.54 | 5.33 | 5.03 | 4.75 | 4.53 | 4.33 | 4.17 | 4.02 | 3.87 | 3.73 | 298 | 295.5 | 291.8 | 288.6 | 285.4 | 281.4 | 278 | 274.9 | 271.7 | 267.1 | 274 | 4.51 | 0.46 | 4.4 | 3.56 | 10.2% | 280.89 | 4.3726 | 0.34794 | 4.3067 | 1.0153 | 4.579 | 146.59 | 154.22
2012-04-03 04:00 | 5.78 | 5.69 | 5.46 | 5.18 | 4.89 | 4.6 | 4.35 | 4.11 | 3.95 | 3.67 | 302.1 | 301.7 | 300.8 | 299.1 | 296.7 | 293.2 | 289.5 | 286 | 283.2 | 276.7 | 285.2 | 4.68 | 0.44 | 4.51 | 3.68 | 9.402% | 292.645 | 4.6559 | 0.51639 | 4.5633 | 1.0203 | 4.775 | 165.12 | 174.93
2012-04-03 04:10 | 4.79 | 4.58 | 4.26 | 4.06 | 3.95 | 3.89 | 3.85 | 3.81 | 3.7 | 3.48 | 293.9 | 292.4 | 290 | 287.9 | 285.9 | 284.3 | 282.6 | 280.5 | 277.1 | 270.9 | 275.7 | 3.91 | 0.38 | 3.91 | 3.27 | 9.719% | 284.045 | 3.926 | 0.095515 | 3.8842 | 1.0107 | 3.952 | 82.81 | 86.45
2012-04-03 04:20 | 4.83 | 4.65 | 4.37 | 4.22 | 4.15 | 4.12 | 4.11 | 4.06 | 3.97 | 3.83 | 296.4 | 294.9 | 291.8 | 287.9 | 284.6 | 281.6 | 278 | 274.1 | 270.3 | 265.2 | 276.1 | 4.35 | 0.43 | 4.22 | 3.52 | 9.885% | 281.06 | 4.1095 | 0.022457 | 4.1186 | 0.99779 | 4.3404 | 129.15 | 128.06
2012-04-03 04:30 | 3.84 | 3.74 | 3.57 | 3.38 | 3.19 | 3.06 | 3.01 | 3.02 | 3.01 | 2.99 | 293.5 | 291.4 | 288.8 | 286 | 282.9 | 278.6 | 273.5 | 268.4 | 263.9 | 259.1 | 268.6 | 3.13 | 0.69 | 3.07 | 2.86 | 22.04% | 277.835 | 3.1506 | 0.15224 | 3.0528 | 1.0321 | 3.2303 | 11.83 | 20.93
2012-04-03 05:20 | 5.06 | 5.01 | 4.9 | 4.76 | 4.64 | 4.52 | 4.41 | 4.29 | 4.11 | 3.82 | 285.5 | 284.5 | 282.2 | 279.5 | 277.3 | 275.1 | 272.8 | 269.9 | 266.2 | 259.1 | 267.6 | 4.12 | 0.75 | 3.91 | 2.96 | 18.2% | 274.755 | 4.4882 | 0.22767 | 4.5041 | 0.99648 | 4.1055 | 104.08 | 102.99
2012-04-03 05:30 | 4.92 | 4.89 | 4.83 | 4.8 | 4.75 | 4.65 | 4.49 | 4.31 | 4.13 | 3.84 | 285 | 283.9 | 281.8 | 279.5 | 277 | 273.8 | 270.4 | 266 | 261.3 | 255.4 | 266.6 | 4.29 | 0.64 | 4.07 | 3.15 | 14.92% | 273.29 | 4.5169 | 0.32357 | 4.6267 | 0.97625 | 4.1881 | 122.61 | 111.71
2012-04-03 05:40 | 4.63 | 4.52 | 4.35 | 4.19 | 4.06 | 3.92 | 3.76 | 3.57 | 3.41 | 3.25 | 288.1 | 287.1 | 284.9 | 282.2 | 278.9 | 275.1 | 270.4 | 265.1 | 259.8 | 251.6 | 266.6 | 3.73 | 0.55 | 3.58 | 2.47 | 14.75% | 274.395 | 3.8576 | 0.3851 | 3.8967 | 0.98996 | 3.6926 | 66.43 | 62.79
2012-04-03 05:50 | 4.98 | 4.9 | 4.79 | 4.68 | 4.58 | 4.44 | 4.28 | 4.09 | 3.93 | 3.69 | 286.6 | 285.7 | 283.9 | 281.9 | 279.1 | 276.1 | 273.1 | 269.6 | 265.7 | 258.3 | 267.6 | 4.14 | 0.6 | 4.03 | 2.64 | 14.49% | 275.65 | 4.367 | 0.33916 | 4.4167 | 0.98875 | 4.0934 | 106.26 | 100.81
2012-04-03 06:00 | 4.86 | 4.82 | 4.77 | 4.72 | 4.67 | 4.61 | 4.54 | 4.45 | 4.34 | 4.14 | 280.9 | 280.3 | 279.1 | 278.4 | 277.9 | 277.3 | 276 | 273.6 | 269.7 | 261.2 | 266.9 | 3.67 | 0.72 | 3.79 | 2.68 | 19.62% | 277.105 | 4.5613 | 0.14139 | 4.5999 | 0.99162 | 3.6392 | 60.97 | 58.24
2012-04-03 06:20 | 5.62 | 5.54 | 5.4 | 5.28 | 5.15 | 5.02 | 4.85 | 4.68 | 4.51 | 4.21 | 287.3 | 286.6 | 285.3 | 284.3 | 283.4 | 281.9 | 280.2 | 278.2 | 275.4 | 270 | 274 | 4.64 | 0.59 | 4.53 | 3.49 | 12.72% | 281.645 | 4.9698 | 0.31836 | 4.9953 | 0.9949 | 4.6163 | 160.76 | 158.58
2012-04-03 06:30 | 5.46 | 5.39 | 5.23 | 5.07 | 4.92 | 4.78 | 4.67 | 4.58 | 4.44 | 4.23 | 288.5 | 287.5 | 284.9 | 281.9 | 278.9 | 276.1 | 273.2 | 270.6 | 268.1 | 263.7 | 269.2 | 4.77 | 0.45 | 4.62 | 3.65 | 9.434% | 275.665 | 4.783 | 0.21514 | 4.7641 | 1.004 | 4.7889 | 174.93 | 177.11
2012-04-03 06:40 | 5.97 | 5.85 | 5.7 | 5.56 | 5.38 | 5.23 | 5.11 | 5.04 | 4.97 | 4.72 | 290.8 | 289.5 | 287.3 | 284.9 | 282.4 | 279.5 | 277.1 | 274.9 | 272.4 | 268.4 | 273.1 | 5.53 | 0.34 | 5.48 | 4.36 | 6.148% | 279.14 | 5.2558 | 0.2145 | 5.2126 | 1.0083 | 5.5757 | 285.86 | 293.96
2012-04-03 06:50 | 5.87 | 5.74 | 5.5 | 5.19 | 4.92 | 4.72 | 4.54 | 4.4 | 4.22 | 3.91 | 291.9 | 290.8 | 288.7 | 286.7 | 284.7 | 282.8 | 280.8 | 278.9 | 277.4 | 274.8 | 275.3 | 4.92 | 0.27 | 4.77 | 3.65 | 5.488% | 282.5 | 4.7914 | 0.35931 | 4.6938 | 1.0208 | 5.0223 | 191.28 | 203.24
2012-04-03 07:00 | 5.74 | 5.62 | 5.35 | 5.06 | 4.76 | 4.45 | 4.16 | 3.88 | 3.7 | 3.42 | 292.6 | 291.7 | 289.8 | 287.2 | 284.1 | 280 | 275.7 | 271.7 | 268.1 | 263.6 | 272.4 | 4.48 | 0.38 | 4.28 | 3.06 | 8.482% | 279.355 | 4.4892 | 0.62274 | 4.4072 | 1.0186 | 4.5633 | 143.32 | 152.04
2012-04-03 07:10 | 5.8 | 5.72 | 5.55 | 5.33 | 5.12 | 4.89 | 4.6 | 4.35 | 4.11 | 3.77 | 290.1 | 289.6 | 288.4 | 286.8 | 285 | 282.6 | 280 | 276.7 | 272.4 | 265.8 | 274.1 | 5.04 | 0.46 | 4.87 | 3.58 | 9.127% | 282.21 | 4.8484 | 0.56496 | 4.8474 | 1.0002 | 5.0411 | 206.48 | 206.48
2012-04-03 07:20 | 5.78 | 5.69 | 5.44 | 5.31 | 5.16 | 5 | 4.84 | 4.68 | 4.47 | 4.07 | 288.5 | 287 | 284.1 | 281.5 | 278.7 | 275.8 | 272.8 | 269 | 265.9 | 262.3 | 267 | 4.72 | 0.77 | 4.5 | 3.63 | 16.31% | 275.35 | 4.9526 | 0.30055 | 4.9768 | 0.99514 | 4.6971 | 169.48 | 167.3
2012-04-03 07:30 | 6.44 | 6.3 | 6.05 | 5.84 | 5.68 | 5.57 | 5.42 | 5.26 | 5.09 | 4.83 | 296.4 | 295.1 | 293.2 | 291.5 | 289.6 | 288.2 | 285.9 | 283 | 280.5 | 275.5 | 276.8 | 5.53 | 0.66 | 5.49 | 4.21 | 11.93% | 287.855 | 5.5435 | 0.25227 | 5.5483 | 0.99914 | 5.5253 | 285.86 | 285.86
2012-04-03 07:40 | 5.74 | 5.69 | 5.57 | 5.42 | 5.25 | 5.07 | 4.92 | 4.75 | 4.65 | 4.47 | 289.1 | 288.3 | 287.1 | 285.6 | 283.9 | 281.9 | 279.5 | 278.1 | 277.4 | 276.4 | 275.3 | 5 | 0.5 | 4.91 | 4.27 | 10% | 281.54 | 5.0818 | 0.27753 | 5.0482 | 1.0066 | 5.0332 | 200 | 204.86
2012-04-03 07:50 | 5.74 | 5.63 | 5.47 | 5.3 | 5.21 | 5.19 | 5.1 | 4.97 | 4.83 | 4.62 | 284.1 | 282.9 | 280.9 | 279.2 | 277.2 | 274.5 | 273.2 | 272.2 | 270.6 | 267.7 | 267.6 | 5.08 | 0.62 | 4.97 | 4.19 | 12.2% | 274.305 | 5.1348 | 0.16165 | 5.177 | 0.99184 | 5.0385 | 212.96 | 206.48
2012-04-03 08:00 | 6.04 | 5.98 | 5.87 | 5.8 | 5.71 | 5.6 | 5.49 | 5.33 | 5.11 | 4.78 | 278.5 | 277.1 | 275.6 | 274.5 | 273.5 | 272.4 | 270.9 | 269.8 | 268.5 | 264.8 | 266.8 | 5.32 | 0.9 | 5.1 | 4.47 | 16.92% | 272.175 | 5.5379 | 0.18333 | 5.5841 | 0.99173 | 5.276 | 251.84 | 245.36
2012-04-03 08:50 | 3.61 | 3.45 | 3.19 | 2.93 | 2.68 | 2.53 | 2.49 | 2.47 | 2.46 | 2.48 | 276.9 | 276.5 | 275.4 | 273.9 | 272.2 | 272.3 | 273.6 | 274.6 | 275.4 | 276.4 | 267.9 | 2.54 | 0.68 | 2.51 | 2.18 | 26.77% | 272.495 | 2.7155 | 0.14727 | 2.5242 | 1.0758 | 2.7324 | 0 | 0
2012-04-03 09:20 | 2.91 | 2.85 | 2.73 | 2.61 | 2.51 | 2.42 | 2.39 | 2.37 | 2.31 | 2.19 | 277.8 | 278.2 | 279.2 | 277.8 | 276.7 | 278 | 279.5 | 280.8 | 283 | 286.8 | 269.3 | 2.39 | 0.57 | 2.28 | 2.33 | 23.85% | 278.225 | 2.4788 | 0.11527 | 2.4157 | 1.0261 | 2.4524 | 0 | 0
2012-04-03 09:30 | 3.13 | 3.09 | 3.01 | 2.93 | 2.86 | 2.73 | 2.64 | 2.68 | 2.75 | 2.77 | 272.8 | 273 | 273.8 | 276.5 | 280.1 | 283.7 | 288.3 | 291.8 | 294.3 | 297.5 | 276.9 | 2.5 | 0.68 | 2.47 | 2.72 | 27.2% | 284.39 | 2.7835 | 0.30978 | 2.7169 | 1.0245 | 2.5613 | 0 | 0
2012-04-03 09:40 | 3.06 | 3.04 | 3.05 | 3.08 | 3.09 | 3.07 | 3.02 | 2.96 | 2.89 | 2.77 | 264.6 | 265 | 266.2 | 268.4 | 271.2 | 273.4 | 275.2 | 277.4 | 280.1 | 284.4 | 269.3 | 2.66 | 0.54 | 2.77 | 2.66 | 20.3% | 273.67 | 3.001 | 0.15174 | 3.0628 | 0.97982 | 2.6063 | 0 | 0
2012-04-03 09:50 | 3.55 | 3.5 | 3.38 | 3.26 | 3.16 | 3.06 | 2.95 | 2.87 | 2.81 | 2.71 | 270.3 | 270.8 | 272.7 | 274.6 | 276.2 | 277.4 | 278.7 | 280.6 | 283.4 | 288.6 | 269.1 | 3.03 | 0.61 | 3.01 | 2.4 | 20.13% | 277.595 | 3.0683 | 0.33831 | 3.044 | 1.008 | 3.0542 | 2.73 | 4.55
2012-04-03 11:20 | 2.36 | 2.29 | 2.19 | 2.17 | 2.18 | 2.24 | 2.27 | 2.31 | 2.35 | 2.36 | 347.1 | 349 | 353.1 | 357.9 | 0.2 | 1.6 | 2.3 | 3.8 | 5.4 | 5 | 354.4 | 2.29 | 0.24 | 2.29 | 2.03 | 10.48% | 1.705 | 2.2495 | -0.12294 | 2.2443 | 1.0023 | 2.2953 | 0 | 0
2012-04-03 11:30 | 2.89 | 2.9 | 2.93 | 2.95 | 2.96 | 2.95 | 2.9 | 2.84 | 2.75 | 2.59 | 345.3 | 345.6 | 345.9 | 346.8 | 348 | 349.3 | 350.4 | 351.5 | 352.9 | 355.4 | 340 | 2.95 | 0.39 | 2.84 | 2.42 | 13.22% | 349.465 | 2.8812 | 0.15797 | 2.9428 | 0.97906 | 2.8882 | 0 | 0
2012-04-03 16:10 | 3.16 | 3.12 | 3.05 | 3 | 2.96 | 2.93 | 3 | 3.09 | 3.13 | 3.17 | 336.8 | 334.2 | 333 | 332.1 | 328.2 | 327.6 | 327.6 | 326.1 | 325.1 | 325.5 | 326.5 | 3.03 | 0.43 | 2.96 | 3.15 | 14.19% | 327.6 | 3.0305 | -0.21818 | 2.9399 | 1.0308 | 3.1234 | 2.73 | 10.92
2012-04-03 21:20 | 8.14 | 7.98 | 7.42 | 6.9 | 6.52 | 6.18 | 5.9 | 5.7 | 5.46 | 5.08 | 305.6 | 305.4 | 304.7 | 302.2 | 300.6 | 300 | 298.3 | 296.2 | 294 | 289.5 | 292.3 | 6.56 | 0.75 | 6.22 | 4.89 | 11.43% | 299.745 | 6.3479 | 0.42847 | 6.1391 | 1.034 | 6.7832 | 488.56 | 538.28
2012-04-03 21:30 | 7.8 | 7.51 | 7.14 | 6.71 | 6.26 | 6 | 5.69 | 5.4 | 5.11 | 4.72 | 305 | 304.1 | 302.7 | 302.6 | 301.3 | 299.5 | 297.8 | 296.5 | 295.2 | 294.3 | 290.7 | 6.25 | 0.88 | 6.03 | 4.55 | 14.08% | 299.245 | 6.0906 | 0.49023 | 5.9546 | 1.0228 | 6.3927 | 418.5 | 450.14
2012-04-03 21:40 | 7.43 | 7.31 | 7.1 | 6.83 | 6.46 | 6.11 | 5.79 | 5.55 | 5.35 | 4.87 | 299.1 | 298.2 | 297.3 | 296 | 294.8 | 293.4 | 292.3 | 290.9 | 289.3 | 285.9 | 284.8 | 6.22 | 0.67 | 5.94 | 4.47 | 10.77% | 293.235 | 6.1883 | 0.49711 | 6.0631 | 1.0206 | 6.3484 | 411.72 | 441.1
2012-04-03 21:50 | 7.25 | 7.13 | 6.98 | 6.83 | 6.67 | 6.46 | 6.24 | 6 | 5.79 | 5.34 | 295.4 | 294.1 | 291.7 | 290.4 | 290.1 | 289.2 | 287.3 | 285.7 | 284.4 | 283.6 | 281 | 6.42 | 1.44 | 6.28 | 4.68 | 22.43% | 288.915 | 6.4099 | 0.32019 | 6.428 | 0.99719 | 6.4019 | 456.92 | 452.4
2012-04-03 22:00 | 8.51 | 8.32 | 7.91 | 7.54 | 7.29 | 6.93 | 6.63 | 6.37 | 6.1 | 5.73 | 300 | 299.2 | 297.8 | 296.8 | 295.4 | 293.3 | 291.2 | 290.2 | 288.9 | 286.3 | 285.7 | 7.2 | 1.13 | 6.93 | 5.34 | 15.69% | 292.985 | 6.9877 | 0.40896 | 6.8862 | 1.0147 | 7.3061 | 648.2 | 681.31
2012-04-03 22:10 | 8.21 | 8.01 | 7.7 | 7.49 | 7.19 | 6.83 | 6.45 | 6.14 | 5.88 | 5.65 | 301 | 300 | 298.8 | 297.1 | 295.9 | 295.2 | 294.4 | 293.4 | 291.5 | 287 | 287.5 | 7.28 | 0.91 | 7.07 | 5.6 | 12.5% | 295.08 | 6.8395 | 0.529 | 6.7742 | 1.0096 | 7.3502 | 672.28 | 693.35
2012-04-03 22:20 | 8.63 | 8.51 | 8.23 | 7.92 | 7.59 | 7.2 | 6.79 | 6.33 | 5.86 | 5.26 | 304.4 | 304 | 303 | 301.4 | 299.6 | 297.3 | 295.1 | 292.4 | 289.5 | 285.5 | 288.3 | 7.06 | 0.88 | 6.76 | 4.83 | 12.46% | 296.97 | 7.1491 | 0.5418 | 7.1398 | 1.0013 | 7.0693 | 606.06 | 609.07
2012-04-03 22:30 | 7.53 | 7.36 | 7 | 6.59 | 6.22 | 5.83 | 5.52 | 5.23 | 4.9 | 4.48 | 306 | 305.4 | 303.9 | 302.4 | 300.7 | 298.6 | 297.1 | 296.2 | 294.3 | 289.1 | 291.1 | 6.01 | 0.7 | 5.77 | 4.12 | 11.65% | 298.375 | 5.9432 | 0.50492 | 5.7845 | 1.0274 | 6.1749 | 364.26 | 400.42
2012-04-03 22:40 | 7.86 | 7.69 | 7.4 | 7.09 | 6.77 | 6.39 | 6.04 | 5.72 | 5.48 | 5.08 | 306.5 | 306.1 | 305.1 | 303.8 | 302.7 | 301.7 | 300.4 | 298.7 | 296.9 | 294.7 | 293.8 | 6.48 | 0.6 | 6.2 | 4.36 | 9.259% | 301.505 | 6.4446 | 0.52055 | 6.3386 | 1.0167 | 6.5883 | 470.48 | 495.34
2012-04-03 22:50 | 7.07 | 6.92 | 6.61 | 6.35 | 6.09 | 5.78 | 5.54 | 5.28 | 5.02 | 4.61 | 300.4 | 300.1 | 299.2 | 298.6 | 297.6 | 296.1 | 294.1 | 291.8 | 289 | 285.5 | 288.7 | 5.96 | 0.63 | 5.74 | 4.5 | 10.57% | 295.8 | 5.8243 | 0.3919 | 5.745 | 1.0138 | 6.0423 | 355.52 | 371.04
2012-04-03 23:00 | 6.25 | 6.19 | 6.01 | 5.82 | 5.68 | 5.55 | 5.4 | 5.23 | 5.09 | 4.9 | 290.8 | 290.1 | 289.1 | 288.2 | 287.5 | 287.2 | 286.4 | 284 | 280.9 | 276.5 | 279.4 | 5.73 | 0.69 | 5.64 | 4.67 | 12.04% | 287.08 | 5.5343 | 0.25319 | 5.5283 | 1.0011 | 5.7363 | 318.26 | 319.88
2012-04-03 23:10 | 6.3 | 6.18 | 5.98 | 5.75 | 5.58 | 5.41 | 5.23 | 5.02 | 4.81 | 4.55 | 295.3 | 294.6 | 292.8 | 290.8 | 289.1 | 287.4 | 286 | 284.3 | 282.3 | 280.2 | 280.2 | 5.34 | 0.54 | 5.23 | 4.31 | 10.11% | 287.19 | 5.3926 | 0.31269 | 5.3838 | 1.0016 | 5.3487 | 255.08 | 256.7
2012-04-03 23:20 | 6.9 | 6.81 | 6.63 | 6.44 | 6.24 | 5.99 | 5.76 | 5.54 | 5.23 | 4.89 | 298.1 | 297.9 | 296.8 | 295.6 | 294.2 | 292.9 | 291.7 | 290.6 | 289.2 | 285.8 | 284.4 | 5.63 | 0.69 | 5.42 | 4.53 | 12.26% | 292.72 | 5.9743 | 0.36182 | 5.9565 | 1.003 | 5.6468 | 302.06 | 305.3
2012-04-03 23:30 | 7.36 | 7.28 | 7.06 | 6.82 | 6.57 | 6.27 | 5.97 | 5.62 | 5.3 | 4.96 | 295.8 | 295 | 293.9 | 293 | 292.2 | 291.1 | 289.6 | 287.5 | 285.9 | 284.4 | 283.8 | 6.28 | 0.92 | 6.2 | 4.74 | 14.65% | 290.875 | 6.2473 | 0.45308 | 6.2261 | 1.0034 | 6.3013 | 425.28 | 429.8
2012-04-03 23:40 | 6.82 | 6.6 | 6.25 | 5.93 | 5.74 | 5.54 | 5.4 | 5.2 | 5.03 | 4.91 | 288.6 | 287.7 | 286 | 284.2 | 283.6 | 283 | 282.5 | 281.1 | 279.2 | 276.6 | 275.6 | 5.88 | 0.73 | 5.73 | 4.73 | 12.41% | 282.925 | 5.6052 | 0.23653 | 5.5197 | 1.0155 | 5.971 | 342.56 | 357.14
2012-04-03 23:50 | 7.1 | 7.03 | 6.93 | 6.78 | 6.6 | 6.49 | 6.44 | 6.34 | 6.11 | 5.69 | 287 | 286.3 | 284.9 | 283.5 | 281.3 | 279.3 | 278.2 | 277.5 | 276.3 | 272.3 | 273.9 | 6.66 | 0.95 | 6.62 | 5.52 | 14.26% | 279.135 | 6.4953 | 0.07147 | 6.4828 | 1.0019 | 6.6728 | 511.16 | 513.42
2012-04-04 | 7.25 | 7.16 | 6.9 | 6.58 | 6.37 | 6.15 | 5.87 | 5.52 | 5.29 | 5.19 | 288.4 | 287.1 | 285 | 284.2 | 282.4 | 280.2 | 278.3 | 276.6 | 274.2 | 271.5 | 273.3 | 6.09 | 1.06 | 5.98 | 5.11 | 17.41% | 279.915 | 6.1125 | 0.43061 | 6.1091 | 1.0006 | 6.0934 | 382.34 | 382.34
2012-04-04 00:10 | 7.69 | 7.51 | 7.17 | 6.81 | 6.43 | 6.09 | 5.77 | 5.58 | 5.57 | 5.59 | 292.8 | 291.8 | 289.9 | 288.4 | 286.6 | 284 | 281.3 | 278.8 | 276.8 | 272.4 | 275.4 | 6.07 | 1.01 | 5.95 | 5.4 | 16.64% | 283.595 | 6.2324 | 0.49879 | 6.0431 | 1.0313 | 6.2602 | 377.82 | 420.76
2012-04-04 00:20 | 8.18 | 8.06 | 7.84 | 7.6 | 7.32 | 7.02 | 6.76 | 6.54 | 6.36 | 6.04 | 298 | 297.1 | 295.5 | 294 | 292.6 | 291.1 | 289.8 | 288.6 | 287.4 | 284.9 | 284.2 | 7.32 | 0.62 | 7.1 | 5.36 | 8.47% | 290.905 | 7.0632 | 0.34876 | 6.9821 | 1.0116 | 7.405 | 684.32 | 711.41
2012-04-04 00:30 | 8.71 | 8.51 | 8.11 | 7.71 | 7.37 | 6.97 | 6.64 | 6.43 | 6.18 | 5.84 | 300.9 | 300.6 | 300.5 | 300.3 | 298.7 | 296.7 | 295.3 | 294.2 | 293.2 | 290.8 | 289 | 6.88 | 0.71 | 6.68 | 5.29 | 10.32% | 296.49 | 7.092 | 0.44822 | 6.9217 | 1.0246 | 7.0492 | 560.88 | 603.05
2012-04-04 00:40 | 8.51 | 8.29 | 7.93 | 7.54 | 7.13 | 6.75 | 6.44 | 6.14 | 5.89 | 5.53 | 300.6 | 300.2 | 299.4 | 298.8 | 298 | 296.7 | 294.8 | 293 | 291.3 | 288.9 | 289.4 | 7 | 0.72 | 6.72 | 5.28 | 10.29% | 296.415 | 6.8702 | 0.43446 | 6.7047 | 1.0247 | 7.1728 | 588 | 639.17
2012-04-04 00:50 | 8.48 | 8.29 | 7.9 | 7.46 | 7.06 | 6.67 | 6.29 | 5.99 | 5.64 | 5.05 | 301 | 300.8 | 300.4 | 299.3 | 298.2 | 297.2 | 295.9 | 294.1 | 292.8 | 291.9 | 289.9 | 6.92 | 0.53 | 6.69 | 4.93 | 7.659% | 297.005 | 6.7633 | 0.54206 | 6.6142 | 1.0226 | 7.0761 | 569.92 | 612.08
2012-04-04 01:00 | 9.04 | 8.88 | 8.53 | 8.17 | 7.89 | 7.55 | 7.2 | 6.83 | 6.43 | 5.8 | 301.1 | 301.1 | 300.9 | 300.5 | 299.9 | 299.1 | 298.2 | 297.2 | 295.8 | 294 | 291.9 | 7.58 | 0.51 | 7.35 | 5.45 | 6.728% | 298.965 | 7.5369 | 0.43864 | 7.4988 | 1.0051 | 7.6185 | 762.58 | 774.62
2012-04-04 01:10 | 9.16 | 9.02 | 8.74 | 8.39 | 8.07 | 7.72 | 7.33 | 6.97 | 6.54 | 5.89 | 299.1 | 298.9 | 298.4 | 298.3 | 298.3 | 298.2 | 297.9 | 297.7 | 297.5 | 297 | 290.5 | 7.69 | 0.57 | 7.39 | 5.62 | 7.412% | 298.155 | 7.7041 | 0.47904 | 7.6629 | 1.0054 | 7.7313 | 795.69 | 807.73
2012-04-04 01:20 | 8.9 | 8.72 | 8.34 | 7.97 | 7.6 | 7.18 | 6.85 | 6.49 | 6.07 | 5.42 | 300.1 | 300 | 299.6 | 299.1 | 298.5 | 297.4 | 296.1 | 294.7 | 293.7 | 291.6 | 288.8 | 7.37 | 0.68 | 7.09 | 5.3 | 9.227% | 297.205 | 7.2509 | 0.4348 | 7.1318 | 1.0167 | 7.4931 | 699.37 | 735.49
2012-04-04 01:30 | 9.44 | 9.13 | 8.54 | 8.1 | 7.76 | 7.35 | 6.94 | 6.63 | 6.32 | 5.79 | 295.6 | 295 | 294.1 | 293 | 291.6 | 289.7 | 288.2 | 286.8 | 286.2 | 286.8 | 284.8 | 7.76 | 1.15 | 7.49 | 5.21 | 14.82% | 289.475 | 7.4261 | 0.53042 | 7.2898 | 1.0187 | 7.9051 | 816.76 | 861.91
2012-04-04 01:40 | 9.54 | 9.3 | 8.92 | 8.47 | 8.09 | 7.73 | 7.33 | 6.91 | 6.39 | 5.65 | 298.8 | 298.3 | 296.9 | 295.9 | 295 | 293.7 | 292.5 | 291.3 | 290.5 | 291 | 286.7 | 7.84 | 1.09 | 7.48 | 5.17 | 13.9% | 293.52 | 7.7285 | 0.491 | 7.6714 | 1.0074 | 7.8984 | 840.84 | 858.9
2012-04-04 01:50 | 9.2 | 9.04 | 8.66 | 8.24 | 7.78 | 7.32 | 6.94 | 6.6 | 6.24 | 5.62 | 296.4 | 296.1 | 295.3 | 294.3 | 293.5 | 292.3 | 291.2 | 290 | 288.9 | 288 | 284.3 | 7.66 | 0.88 | 7.3 | 5.26 | 11.49% | 292.135 | 7.4452 | 0.49262 | 7.2643 | 1.0249 | 7.8507 | 786.66 | 843.85
2012-04-04 02:00 | 9.45 | 9.32 | 9.04 | 8.78 | 8.49 | 8.13 | 7.77 | 7.38 | 6.93 | 6.24 | 293.7 | 293.2 | 291.9 | 290.6 | 289.5 | 288.8 | 288.6 | 288.3 | 288 | 286.4 | 281.2 | 8.05 | 0.83 | 7.95 | 6.19 | 10.31% | 288.77 | 8.083 | 0.41853 | 8.0774 | 1.0007 | 8.0555 | 907.35 | 911.02
2012-04-04 02:10 | 9.57 | 9.34 | 8.96 | 8.59 | 8.27 | 7.96 | 7.66 | 7.38 | 7.01 | 6.28 | 290.7 | 290 | 288.9 | 287.3 | 286 | 285.3 | 284.8 | 284.1 | 282.7 | 280 | 277.8 | 8.04 | 0.77 | 7.85 | 5.88 | 9.577% | 285.225 | 7.9826 | 0.35501 | 7.9163 | 1.0084 | 8.1073 | 903.68 | 929.37
2012-04-04 02:20 | 10.42 | 10.33 | 10.1 | 9.81 | 9.53 | 9.17 | 8.8 | 8.49 | 8.13 | 7.42 | 288.3 | 287.6 | 286.2 | 284.7 | 283.5 | 282.3 | 281.1 | 279.5 | 277.5 | 274.3 | 274.6 | 9.26 | 0.69 | 9.02 | 7.31 | 7.451% | 282.12 | 9.1308 | 0.3806 | 9.116 | 1.0016 | 9.275 | 1355.06 | 1362.68
2012-04-04 02:30 | 10.3 | 10.18 | 9.98 | 9.72 | 9.4 | 9.06 | 8.76 | 8.48 | 8.17 | 7.58 | 290.5 | 290.1 | 289.4 | 288.3 | 287.4 | 286.1 | 285 | 283.7 | 282.8 | 280.7 | 278.3 | 9.38 | 0.52 | 9.23 | 7.43 | 5.544% | 285.935 | 9.0686 | 0.31117 | 9.0164 | 1.0058 | 9.4343 | 1400.78 | 1419.83
2012-04-04 02:40 | 10.11 | 10.01 | 9.71 | 9.42 | 9.19 | 8.94 | 8.63 | 8.31 | 8.01 | 7.45 | 289.3 | 288.8 | 288.1 | 287.6 | 286.8 | 285.5 | 284.1 | 282.8 | 281.6 | 280.4 | 277.5 | 9.05 | 0.57 | 8.84 | 6.99 | 6.298% | 285.29 | 8.879 | 0.32612 | 8.8949 | 0.99821 | 9.0338 | 1275.05 | 1267.43
2012-04-04 02:50 | 9.66 | 9.54 | 9.33 | 9.1 | 8.83 | 8.5 | 8.2 | 7.89 | 7.59 | 7.05 | 290.6 | 290.3 | 289.7 | 289 | 287.9 | 286.6 | 285.2 | 284.1 | 283.1 | 280.8 | 278.2 | 8.79 | 0.55 | 8.58 | 6.47 | 6.257% | 286.39 | 8.4821 | 0.33205 | 8.4564 | 1.003 | 8.8168 | 1178.93 | 1189.94
2012-04-04 03:00 | 10.11 | 10 | 9.75 | 9.44 | 9.13 | 8.79 | 8.48 | 8.15 | 7.8 | 7.17 | 292.6 | 292 | 290.8 | 289.4 | 288.7 | 288.2 | 287.2 | 285.5 | 283.4 | 280.9 | 280.3 | 8.94 | 0.65 | 8.72 | 6.84 | 7.271% | 288.05 | 8.7857 | 0.33179 | 8.7449 | 1.0047 | 8.9817 | 1233.98 | 1248.66
2012-04-04 03:10 | 9.52 | 9.38 | 9.09 | 8.75 | 8.42 | 8.08 | 7.72 | 7.4 | 7.08 | 6.55 | 292.9 | 292.5 | 292 | 291.2 | 290.4 | 289.3 | 288 | 287 | 285.7 | 283.7 | 282.1 | 8.13 | 0.82 | 7.96 | 6.34 | 10.09% | 289.105 | 8.0897 | 0.42118 | 8.0274 | 1.0078 | 8.1931 | 936.71 | 958.73
2012-04-04 03:20 | 8.46 | 8.31 | 8.02 | 7.75 | 7.53 | 7.23 | 6.95 | 6.72 | 6.45 | 5.94 | 287.6 | 286.8 | 285.3 | 284.2 | 283.1 | 281.4 | 280.1 | 278.5 | 277.1 | 274.7 | 273.8 | 7.36 | 0.54 | 7.23 | 5.7 | 7.337% | 281.205 | 7.2325 | 0.36499 | 7.1892 | 1.006 | 7.4043 | 696.36 | 708.4
2012-04-04 03:30 | 9.26 | 9.19 | 8.95 | 8.73 | 8.48 | 8.17 | 7.89 | 7.6 | 7.17 | 6.57 | 290 | 289.4 | 288.2 | 287 | 286.1 | 285.4 | 283.9 | 282 | 280.2 | 277.3 | 277.4 | 8.2 | 0.64 | 7.98 | 6.26 | 7.805% | 285.175 | 8.1291 | 0.32226 | 8.1293 | 0.99998 | 8.1998 | 962.4 | 962.4
2012-04-04 03:40 | 9.06 | 8.95 | 8.66 | 8.39 | 8.13 | 7.88 | 7.6 | 7.29 | 6.95 | 6.37 | 284.7 | 284.3 | 283 | 282.2 | 281.2 | 280.3 | 279.6 | 278.7 | 277.7 | 275.5 | 272.6 | 8.06 | 0.71 | 7.94 | 6.01 | 8.809% | 280.195 | 7.8412 | 0.33434 | 7.8393 | 1.0002 | 8.062 | 911.02 | 911.02
2012-04-04 03:50 | 8.45 | 8.33 | 8.04 | 7.75 | 7.55 | 7.28 | 7.01 | 6.76 | 6.52 | 5.98 | 285.6 | 285 | 283.4 | 282.5 | 281.4 | 279.7 | 278 | 276.4 | 274.9 | 271.6 | 271.6 | 7.34 | 0.54 | 7.19 | 5.64 | 7.357% | 279.445 | 7.2658 | 0.34925 | 7.2407 | 1.0035 | 7.3654 | 690.34 | 699.37
2012-04-04 04:00 | 8.09 | 8.02 | 7.9 | 7.73 | 7.58 | 7.45 | 7.24 | 6.97 | 6.66 | 6.3 | 286.2 | 285.7 | 284.5 | 283.2 | 281.6 | 279.9 | 278.8 | 277.1 | 275.3 | 271.6 | 272.9 | 7.49 | 0.46 | 7.36 | 5.93 | 6.142% | 279.735 | 7.336 | 0.26423 | 7.4195 | 0.98874 | 7.4057 | 735.49 | 711.41
2012-04-04 04:10 | 8.09 | 8.03 | 7.85 | 7.68 | 7.51 | 7.24 | 7.05 | 6.89 | 6.7 | 6.34 | 279.8 | 279 | 278.2 | 276.7 | 274.7 | 273.3 | 272 | 270.8 | 268.7 | 265 | 265.5 | 7.16 | 0.88 | 6.87 | 6 | 12.29% | 273.105 | 7.2549 | 0.24575 | 7.2125 | 1.0059 | 7.2021 | 636.16 | 648.2
2012-04-04 11:00 | 10.21 | 10.2 | 10.21 | 10.09 | 9.97 | 9.82 | 9.66 | 9.59 | 9.56 | 9.47 | 282.4 | 282.3 | 283 | 283.3 | 283.8 | 283.9 | 283.8 | 284.1 | 284.9 | 286.3 | 276.1 | 9.5 | 1.37 | 9.56 | 8.55 | 14.42% | 283.885 | 9.8322 | 0.15181 | 9.7969 | 1.0036 | 9.5342 | 1446.5 | 1457.93
2012-04-04 11:30 | 10.03 | 9.93 | 9.77 | 9.75 | 9.83 | 9.89 | 9.89 | 9.59 | 9.29 | 8.85 | 282.7 | 282.6 | 282.4 | 282.6 | 282.7 | 283.1 | 283.6 | 284 | 284.3 | 285 | 276.1 | 9.67 | 1.62 | 9.74 | 8.6 | 16.75% | 283.175 | 9.6899 | 0 | 9.89 | 0.97976 | 9.4743 | 1511.27 | 1435.07
2012-04-04 11:40 | 11.25 | 11.22 | 11.12 | 11.03 | 11.04 | 11.08 | 11.09 | 11 | 10.89 | 10.67 | 284.8 | 284.7 | 284.5 | 284.3 | 284.6 | 285.2 | 285.3 | 285.2 | 285.5 | 285.8 | 278.1 | 10.57 | 1.42 | 10.54 | 10.15 | 13.43% | 285.215 | 11.0246 | -0.0083365 | 11.0814 | 0.99487 | 10.5158 | 1789.19 | 1775.84
2012-04-04 12:00 | 14.14 | 14.06 | 13.93 | 13.79 | 13.66 | 13.53 | 13.35 | 13.12 | 12.88 | 12.43 | 290.6 | 290.6 | 290.3 | 290 | 289.7 | 289.9 | 290 | 290.2 | 290 | 289.8 | 284.2 | 13.74 | 1.24 | 13.64 | 11.67 | 9.025% | 289.915 | 13.4378 | 0.12377 | 13.5041 | 0.9951 | 13.6726 | 1999.74 | 1999.67
2012-04-04 12:10 | 12.15 | 12.05 | 12.06 | 12 | 11.95 | 11.86 | 11.73 | 11.68 | 11.61 | 11.36 | 287.3 | 287.7 | 288.5 | 289.4 | 289.8 | 290.1 | 290.5 | 291.1 | 291.4 | 292.7 | 282.7 | 12.26 | 1.53 | 12.23 | 10.78 | 12.48% | 290.16 | 11.8194 | 0.10185 | 11.8413 | 0.99815 | 12.2373 | 1990.86 | 1990.64
2012-04-04 12:50 | 13.11 | 13.05 | 12.95 | 12.88 | 12.84 | 12.8 | 12.74 | 12.61 | 12.4 | 11.91 | 291.8 | 291.7 | 291.5 | 291.4 | 291.3 | 291.6 | 292.1 | 292.2 | 292.1 | 292.2 | 285.3 | 12.74 | 1.63 | 12.69 | 11.61 | 12.79% | 291.675 | 12.7156 | 0.043419 | 12.7914 | 0.99408 | 12.6646 | 1996.14 | 1995.26
2012-04-04 13:00 | 11.1 | 11.11 | 11.16 | 11.14 | 11.05 | 10.96 | 10.85 | 10.83 | 10.78 | 10.47 | 281.1 | 280.8 | 280.8 | 281.1 | 281.2 | 281.2 | 281.2 | 281.5 | 282 | 281.8 | 276.8 | 11.04 | 1.4 | 11.1 | 10.65 | 12.68% | 281.2 | 10.9432 | 0.093216 | 10.9442 | 0.99992 | 11.0391 | 1907.36 | 1907.36
2012-04-04 13:10 | 12.06 | 12.03 | 11.98 | 12 | 11.99 | 12.01 | 12 | 11.94 | 11.78 | 11.45 | 287.8 | 287.8 | 288 | 287.9 | 288.1 | 288.3 | 288.3 | 288.2 | 288.3 | 288.7 | 282.5 | 12.06 | 0.78 | 12.12 | 11.22 | 6.468% | 288.3 | 11.9357 | 0.0076976 | 12.0086 | 0.99393 | 11.9868 | 1988.66 | 1987.16
2012-04-04 13:20 | 10.87 | 10.89 | 10.85 | 10.75 | 10.65 | 10.57 | 10.53 | 10.41 | 10.18 | 9.8 | 288.1 | 288.3 | 288.5 | 288.9 | 289.2 | 289.6 | 290 | 290.5 | 291 | 291.5 | 283 | 10.57 | 0.84 | 10.54 | 9.51 | 7.947% | 289.66 | 10.5345 | 0.035037 | 10.5643 | 0.99718 | 10.5402 | 1789.19 | 1781.18
2012-04-04 13:30 | 9.69 | 9.67 | 9.59 | 9.44 | 9.29 | 9.19 | 9.13 | 9.02 | 8.83 | 8.54 | 287.9 | 287.8 | 287.4 | 286.7 | 286.4 | 286.5 | 286.6 | 286.4 | 286.7 | 287.1 | 280.2 | 9.75 | 1.12 | 9.71 | 8.81 | 11.49% | 286.515 | 9.1947 | 0.060531 | 9.1814 | 1.0015 | 9.7642 | 1541.75 | 1545.56
2012-04-04 13:40 | 10.14 | 10.1 | 10.01 | 9.91 | 9.86 | 9.78 | 9.63 | 9.49 | 9.38 | 9.16 | 286.4 | 286.1 | 285.7 | 285.7 | 285.8 | 285.6 | 285.5 | 285.5 | 285.7 | 286.5 | 279 | 10.02 | 0.95 | 9.99 | 8.85 | 9.481% | 285.585 | 9.7088 | 0.14283 | 9.7584 | 0.99492 | 9.9691 | 1642.34 | 1625.57
2012-04-04 13:50 | 9.16 | 9.18 | 9.19 | 9.19 | 9.17 | 9.12 | 9.08 | 8.97 | 8.79 | 8.41 | 290.6 | 290.7 | 291.2 | 291.5 | 291.9 | 292.3 | 292.4 | 292 | 291.7 | 291.4 | 283.1 | 9.09 | 1.21 | 9.15 | 8.28 | 13.31% | 292.315 | 9.0439 | 0.04062 | 9.1143 | 0.99228 | 9.0198 | 1290.29 | 1263.62
2012-04-04 14:00 | 9.51 | 9.44 | 9.33 | 9.37 | 9.51 | 9.56 | 9.49 | 9.41 | 9.35 | 8.91 | 274.9 | 275.3 | 276.2 | 276.1 | 275.9 | 275.8 | 276.4 | 277.3 | 278.2 | 279.3 | 268.1 | 9.48 | 1.55 | 9.61 | 8.96 | 16.35% | 275.89 | 9.4104 | 0.067913 | 9.5499 | 0.98538 | 9.3414 | 1438.88 | 1385.54
2012-04-04 14:10 | 12.87 | 12.75 | 12.59 | 12.56 | 12.57 | 12.5 | 12.26 | 12.01 | 11.81 | 11.22 | 288.1 | 288.1 | 288.2 | 288.2 | 288.7 | 289.1 | 289 | 289.1 | 289.8 | 290.2 | 279.4 | 12.58 | 2.02 | 12.57 | 10.87 | 16.06% | 289.085 | 12.2954 | 0.17915 | 12.4653 | 0.98637 | 12.4086 | 1994.38 | 1992.51
2012-04-04 14:20 | 13.14 | 13.12 | 13 | 12.83 | 12.63 | 12.42 | 12.26 | 12.08 | 11.94 | 11.54 | 289.9 | 290.1 | 290.2 | 290.6 | 291.1 | 291.5 | 291.9 | 292.2 | 292.4 | 292.2 | 284.7 | 12.86 | 1.5 | 12.75 | 11.28 | 11.66% | 291.56 | 12.429 | 0.11982 | 12.3969 | 1.0026 | 12.8932 | 1997.46 | 1997.79
2012-04-04 14:30 | 11.55 | 11.54 | 11.56 | 11.54 | 11.5 | 11.45 | 11.43 | 11.4 | 11.3 | 10.95 | 282.5 | 283 | 283.5 | 283.8 | 284.2 | 284.2 | 284.3 | 284.5 | 284.6 | 284.6 | 276.5 | 11.38 | 2.16 | 11.38 | 10.14 | 18.98% | 284.215 | 11.4297 | 0.016156 | 11.4471 | 0.99848 | 11.3627 | 1935.92 | 1934.24
2012-04-04 14:40 | 12.43 | 12.35 | 12.29 | 12.21 | 12.18 | 12.16 | 12.09 | 12 | 11.8 | 11.28 | 281.8 | 282.1 | 282.1 | 281.7 | 281.8 | 282.1 | 282.6 | 283.3 | 283.3 | 283 | 277 | 12.27 | 1.62 | 12.26 | 11.23 | 13.2% | 282.175 | 12.0716 | 0.05335 | 12.1499 | 0.99355 | 12.1908 | 1990.97 | 1990.09
2012-04-04 14:50 | 13.84 | 13.87 | 13.81 | 13.73 | 13.59 | 13.39 | 13.12 | 12.83 | 12.57 | 11.97 | 288.6 | 288.9 | 289.3 | 289.4 | 289.3 | 288.9 | 288.5 | 288.2 | 287.9 | 287.3 | 281.1 | 13.24 | 1.12 | 13.11 | 11.41 | 8.459% | 288.84 | 13.2528 | 0.18824 | 13.351 | 0.99264 | 13.1426 | 1999.24 | 1999.14
2012-04-04 15:00 | 9.49 | 9.43 | 9.27 | 9.24 | 9.26 | 9.22 | 9.1 | 9.01 | 8.85 | 8.54 | 278.8 | 279.1 | 279.6 | 279.9 | 280 | 280 | 280.1 | 280.6 | 281.2 | 281.5 | 272.7 | 8.95 | 2.13 | 9.04 | 8.65 | 23.8% | 280.015 | 9.1194 | 0.12106 | 9.2027 | 0.99094 | 8.869 | 1237.65 | 1208.29
2012-04-04 15:10 | 11.78 | 11.73 | 11.67 | 11.61 | 11.49 | 11.36 | 11.16 | 10.94 | 10.64 | 10.21 | 272.9 | 272.6 | 272.3 | 272.3 | 272.5 | 272.4 | 272.7 | 272.9 | 273.5 | 274.2 | 266.3 | 10.9 | 1.43 | 10.88 | 9.78 | 13.12% | 272.445 | 11.236 | 0.16414 | 11.3311 | 0.99161 | 10.8085 | 1877.3 | 1853.27
2012-04-04 15:20 | 10.51 | 10.4 | 10.24 | 10.24 | 10.16 | 10.05 | 9.98 | 9.94 | 9.89 | 9.85 | 273.6 | 273.4 | 273.1 | 272.7 | 272.2 | 271.9 | 271.9 | 272.3 | 272.6 | 272.8 | 268 | 10.48 | 1.75 | 10.67 | 9.75 | 16.7% | 271.9 | 10.0706 | 0.06459 | 10.0399 | 1.0031 | 10.512 | 1765.16 | 1773.17
2012-04-04 15:30 | 14.44 | 14.38 | 14.33 | 14.31 | 14.16 | 13.99 | 13.78 | 13.42 | 13.14 | 12.6 | 281.5 | 281.5 | 281.2 | 280.9 | 280.7 | 280.7 | 280.9 | 280.8 | 281 | 281.8 | 274 | 13.66 | 1.42 | 13.64 | 12.15 | 10.4% | 280.73 | 13.8368 | 0.13977 | 13.9597 | 0.9912 | 13.5398 | 1999.66 | 1999.54
2012-04-04 15:40 | 13.82 | 13.82 | 13.8 | 13.82 | 13.66 | 13.31 | 12.99 | 12.76 | 12.53 | 12.04 | 280.3 | 279.8 | 279.9 | 280.4 | 280.5 | 280.5 | 280.5 | 280.8 | 280.7 | 281.3 | 274.1 | 13.46 | 1.84 | 13.32 | 11.65 | 13.67% | 280.5 | 13.2326 | 0.22489 | 13.2637 | 0.99766 | 13.4285 | 1999.46 | 1999.43
2012-04-04 15:50 | 13.74 | 13.53 | 13.44 | 13.45 | 13.4 | 13.28 | 13.14 | 12.97 | 12.74 | 12.24 | 275.9 | 276.1 | 276 | 275.7 | 275.8 | 275.6 | 275.2 | 274.9 | 275.3 | 276.1 | 269.2 | 13.09 | 1.6 | 13.07 | 11.59 | 12.22% | 275.54 | 13.1689 | 0.097937 | 13.2599 | 0.99314 | 13.0002 | 1999.09 | 1999
2012-04-04 16:10 | 12.37 | 12.28 | 12.23 | 12.27 | 12.41 | 12.5 | 12.67 | 12.7 | 12.58 | 12.21 | 277.8 | 277.8 | 278 | 277.5 | 277.2 | 276.6 | 276.6 | 276.7 | 276.5 | 276 | 269.4 | 12.4 | 1.81 | 12.51 | 11.85 | 14.6% | 276.6 | 12.468 | -0.12483 | 12.5242 | 0.99551 | 12.3443 | 1992.4 | 1991.74
2012-04-04 16:20 | 11.46 | 11.39 | 11.21 | 11.2 | 11.2 | 11.18 | 11.04 | 10.95 | 10.87 | 10.43 | 280.8 | 280.6 | 280.5 | 281 | 281.2 | 280.6 | 280 | 280 | 280.5 | 281.3 | 271.8 | 10.94 | 1.6 | 10.99 | 9.94 | 14.63% | 280.51 | 11.0729 | 0.11645 | 11.1598 | 0.99221 | 10.8548 | 1887.98 | 1863.95
2012-04-04 16:30 | 13.77 | 13.68 | 13.58 | 13.44 | 13.28 | 13.11 | 12.88 | 12.61 | 12.28 | 11.71 | 281.5 | 281.4 | 281.4 | 280.6 | 280.2 | 280 | 280.4 | 280.8 | 281 | 281.7 | 275.7 | 12.83 | 1.97 | 12.88 | 11.87 | 15.35% | 280.06 | 12.9896 | 0.16356 | 13.0768 | 0.99333 | 12.7444 | 1997.13 | 1996.14
2012-04-04 16:40 | 12.6 | 12.53 | 12.48 | 12.56 | 12.62 | 12.6 | 12.5 | 12.38 | 12.23 | 11.82 | 285.8 | 285.8 | 286.1 | 286.4 | 286.4 | 286.5 | 286.5 | 286.4 | 286.7 | 288.1 | 277.4 | 11.77 | 2.12 | 11.85 | 10.81 | 18.01% | 286.5 | 12.4537 | 0.073634 | 12.5856 | 0.98952 | 11.6466 | 1968.68 | 1958.6
2012-04-04 16:50 | 11.45 | 11.43 | 11.33 | 11.26 | 11.13 | 10.98 | 10.77 | 10.58 | 10.39 | 10.25 | 282.6 | 282.7 | 282.7 | 282.6 | 282.6 | 282.8 | 283.1 | 283.5 | 284.2 | 285.2 | 275.2 | 10.53 | 1.2 | 10.57 | 9.71 | 11.4% | 282.845 | 10.9066 | 0.17845 | 10.9497 | 0.99606 | 10.4885 | 1778.51 | 1767.83
2012-04-04 17:00 | 10.3 | 10.29 | 10.27 | 10.24 | 10.16 | 10.09 | 9.95 | 9.75 | 9.58 | 9.35 | 283.4 | 283.6 | 283.9 | 284 | 284 | 283.7 | 283.9 | 284.6 | 285.1 | 285.7 | 275.1 | 10.17 | 1.73 | 10.14 | 8.97 | 17.01% | 283.73 | 9.9839 | 0.12912 | 10.0698 | 0.99147 | 10.0833 | 1682.39 | 1658.36
2012-04-04 17:10 | 10.22 | 10.25 | 10.24 | 10.28 | 10.24 | 10.2 | 10.21 | 10.15 | 10.06 | 9.73 | 271.1 | 270.8 | 270.8 | 271 | 271.5 | 272.5 | 273.5 | 274.2 | 274.8 | 275.3 | 266.6 | 9.71 | 1.61 | 9.84 | 8.72 | 16.58% | 272.65 | 10.1717 | -0.0090554 | 10.2014 | 0.99708 | 9.6817 | 1526.51 | 1515.08
2012-04-04 17:30 | 11.67 | 11.59 | 11.44 | 11.43 | 11.35 | 11.19 | 11.06 | 10.99 | 10.82 | 10.3 | 272.6 | 271.9 | 270.9 | 270.1 | 269.7 | 269.5 | 269.4 | 269.7 | 270.7 | 272.1 | 266 | 11 | 1.97 | 10.97 | 9.93 | 17.91% | 269.485 | 11.1533 | 0.10799 | 11.1713 | 0.99839 | 10.9823 | 1904 | 1898.66
2012-04-04 17:40 | 10.88 | 10.87 | 10.64 | 10.39 | 10.18 | 9.86 | 9.66 | 9.6 | 9.41 | 9.03 | 276.1 | 275.6 | 275.3 | 275.4 | 275.1 | 275 | 275.3 | 275.4 | 275.5 | 274.5 | 268.2 | 10.12 | 1.22 | 10.26 | 9.15 | 12.06% | 275.045 | 9.9554 | 0.18937 | 9.8311 | 1.0126 | 10.248 | 1669.04 | 1703.75
2012-04-04 18:10 | 11.1 | 11 | 10.79 | 10.63 | 10.47 | 10.25 | 10.09 | 9.95 | 9.81 | 9.47 | 274.5 | 274.4 | 274.6 | 274.5 | 274.6 | 274.9 | 275.5 | 275.8 | 276 | 275.5 | 268.8 | 10.17 | 1.39 | 10.2 | 9.09 | 13.67% | 274.99 | 10.2723 | 0.14539 | 10.2269 | 1.0044 | 10.2151 | 1682.39 | 1695.74
2012-04-04 18:20 | 10.33 | 10.25 | 9.98 | 9.68 | 9.51 | 9.34 | 9.16 | 9.01 | 8.82 | 8.51 | 274.4 | 274.1 | 273.4 | 272.8 | 272.9 | 273.3 | 273 | 272.5 | 273.1 | 273.4 | 266.9 | 9.12 | 1.74 | 9.18 | 8.37 | 19.08% | 273.255 | 9.3541 | 0.17983 | 9.314 | 1.0043 | 9.1593 | 1301.72 | 1316.96
2012-04-05 00:40 | 7.74 | 7.56 | 7.34 | 7.09 | 6.87 | 6.69 | 6.5 | 6.29 | 6.07 | 5.65 | 300.6 | 300.2 | 299.4 | 298.7 | 298.1 | 297.3 | 296.5 | 296.3 | 296.4 | 294.7 | 289.1 | 6.57 | 0.8 | 6.43 | 5.4 | 12.18% | 297.18 | 6.6903 | 0.26625 | 6.6624 | 1.0042 | 6.5975 | 490.82 | 497.6
2012-04-05 01:40 | 9.36 | 9.27 | 9.1 | 8.94 | 8.8 | 8.63 | 8.45 | 8.28 | 8.06 | 7.75 | 281.8 | 281.3 | 280.1 | 278.9 | 277.9 | 277 | 276.1 | 275.3 | 274.9 | 274 | 270.4 | 8.87 | 0.81 | 8.82 | 7.61 | 9.132% | 276.865 | 8.5915 | 0.19478 | 8.604 | 0.99855 | 8.8571 | 1208.29 | 1204.62
2012-04-05 03:40 | 9.54 | 9.55 | 9.42 | 9.26 | 9.02 | 8.72 | 8.45 | 8.2 | 7.92 | 7.51 | 294.6 | 294.4 | 294 | 293.3 | 292.7 | 292.1 | 291.5 | 291 | 290.8 | 290.1 | 284.7 | 8.45 | 1.08 | 8.28 | 6.64 | 12.78% | 292.01 | 8.7013 | 0.29065 | 8.6808 | 1.0024 | 8.47 | 1054.15 | 1061.49
2012-04-05 03:50 | 8.74 | 8.66 | 8.43 | 8.19 | 8 | 7.75 | 7.45 | 7.13 | 6.77 | 6.24 | 288.7 | 288.9 | 289.1 | 289.1 | 289 | 288.8 | 288.3 | 288 | 287 | 285.7 | 280.1 | 7.03 | 0.91 | 6.95 | 6.07 | 12.94% | 288.725 | 7.6737 | 0.36482 | 7.7063 | 0.99577 | 7.0002 | 597.03 | 588
2012-04-05 04:00 | 7.81 | 7.71 | 7.53 | 7.3 | 7.11 | 6.91 | 6.65 | 6.5 | 6.36 | 5.97 | 278.6 | 277.6 | 276.2 | 274.8 | 274.1 | 273.2 | 272.6 | 271.9 | 270.8 | 268.8 | 266.6 | 6.28 | 1.12 | 6.15 | 5.37 | 17.83% | 273.11 | 6.9017 | 0.35442 | 6.8721 | 1.0043 | 6.307 | 425.28 | 432.06
2012-04-05 04:40 | 8.72 | 8.59 | 8.28 | 7.97 | 7.76 | 7.5 | 7.3 | 7.15 | 6.89 | 6.4 | 283.9 | 283.2 | 282.6 | 281.8 | 280.3 | 279.2 | 278.5 | 277.2 | 275.9 | 273.6 | 271.3 | 7.27 | 0.89 | 7.21 | 6.23 | 12.24% | 279.095 | 7.5446 | 0.24977 | 7.471 | 1.0098 | 7.3416 | 669.27 | 690.34
2012-04-05 04:50 | 9.86 | 9.81 | 9.7 | 9.54 | 9.38 | 9.16 | 8.96 | 8.72 | 8.46 | 7.9 | 284.4 | 283.7 | 282.4 | 281.1 | 280.2 | 279.4 | 278.6 | 277.6 | 276.5 | 274.5 | 272.5 | 9.24 | 0.75 | 9.13 | 7.14 | 8.117% | 279.28 | 9.1004 | 0.204 | 9.1311 | 0.99664 | 9.2089 | 1347.44 | 1336.01
2012-04-05 05:00 | 9.66 | 9.61 | 9.46 | 9.34 | 9.2 | 9.04 | 8.88 | 8.68 | 8.29 | 7.58 | 285.3 | 284.6 | 283.4 | 282.7 | 281.9 | 281.1 | 280.2 | 279.2 | 277.8 | 275.7 | 272.9 | 9.36 | 0.51 | 9.26 | 7.31 | 5.449% | 280.965 | 8.9457 | 0.16502 | 9.0169 | 0.99211 | 9.2861 | 1393.16 | 1366.49
2012-04-05 05:10 | 10.03 | 9.96 | 9.79 | 9.66 | 9.56 | 9.44 | 9.33 | 9.11 | 8.83 | 8.25 | 281.9 | 281.6 | 280.9 | 280 | 279.2 | 278.5 | 277.7 | 277 | 275.9 | 274.4 | 271.6 | 9.79 | 0.69 | 9.68 | 7.7 | 7.048% | 278.38 | 9.3562 | 0.10831 | 9.4242 | 0.99279 | 9.7194 | 1556.99 | 1530.32
2012-04-05 05:20 | 10.37 | 10.33 | 10.05 | 9.82 | 9.63 | 9.42 | 9.22 | 8.91 | 8.62 | 8.14 | 283.2 | 283.1 | 282.7 | 282 | 281.5 | 280.5 | 279.7 | 278.8 | 278.4 | 277.5 | 274 | 9.46 | 0.89 | 9.29 | 7.42 | 9.408% | 280.38 | 9.3686 | 0.19831 | 9.3911 | 0.99761 | 9.4374 | 1431.26 | 1423.64
2012-04-05 05:30 | 9.46 | 9.36 | 9.16 | 8.93 | 8.65 | 8.41 | 8.15 | 7.92 | 7.58 | 7.13 | 280.1 | 279.8 | 279.2 | 278.7 | 278.1 | 278 | 277.9 | 277.4 | 276.9 | 276.8 | 271.6 | 8.8 | 0.78 | 8.67 | 6.97 | 8.864% | 277.985 | 8.3942 | 0.2902 | 8.3722 | 1.0026 | 8.8231 | 1182.6 | 1189.94
2012-04-05 05:40 | 10.09 | 9.97 | 9.68 | 9.41 | 9.13 | 8.91 | 8.68 | 8.53 | 8.32 | 7.93 | 281.5 | 281.2 | 280.4 | 280.1 | 279.9 | 279.6 | 279 | 278.5 | 278.5 | 279.9 | 272.5 | 9.04 | 1.12 | 8.87 | 7.01 | 12.39% | 279.51 | 8.9503 | 0.24168 | 8.8767 | 1.0083 | 9.115 | 1271.24 | 1297.91
2012-04-05 05:50 | 9.23 | 9.1 | 8.91 | 8.72 | 8.51 | 8.25 | 7.94 | 7.61 | 7.43 | 7.26 | 281.9 | 282 | 281.9 | 281.6 | 281.5 | 281.7 | 281.6 | 281.8 | 281 | 279.7 | 273 | 8.16 | 1.16 | 8.07 | 7.08 | 14.22% | 281.685 | 8.2039 | 0.35393 | 8.2049 | 0.99988 | 8.1591 | 947.72 | 947.72
2012-04-05 06:00 | 9.07 | 9.03 | 8.95 | 8.76 | 8.48 | 8.29 | 8.14 | 7.94 | 7.75 | 7.43 | 277.6 | 276.2 | 274.7 | 273.5 | 272.8 | 272.6 | 272.8 | 272.7 | 272.4 | 271.2 | 266.6 | 7.73 | 1.37 | 7.7 | 7.43 | 17.72% | 272.63 | 8.3161 | 0.16874 | 8.2683 | 1.0058 | 7.7746 | 807.73 | 819.77
2012-04-05 06:10 | 10.1 | 9.92 | 9.71 | 9.44 | 9.07 | 8.7 | 8.4 | 8.04 | 7.72 | 7.33 | 281.1 | 280.7 | 279.9 | 278.2 | 277.8 | 276.8 | 275.4 | 275.1 | 274.1 | 273.4 | 268.8 | 8.6 | 0.97 | 8.42 | 7.33 | 11.28% | 276.59 | 8.7323 | 0.32428 | 8.6564 | 1.0088 | 8.6754 | 1109.2 | 1138.56
2012-04-05 06:20 | 10.46 | 10.33 | 10.19 | 9.93 | 9.69 | 9.33 | 8.98 | 8.62 | 8.29 | 7.76 | 284.4 | 283.7 | 282.2 | 281.9 | 281.7 | 281.3 | 280.4 | 279.5 | 279.4 | 278.7 | 274.2 | 9.06 | 1.33 | 8.88 | 7.3 | 14.68% | 281.165 | 9.2835 | 0.35333 | 9.279 | 1.0005 | 9.0644 | 1278.86 | 1278.86
2012-04-05 06:30 | 8.74 | 8.72 | 8.78 | 8.84 | 8.74 | 8.55 | 8.29 | 8.05 | 7.75 | 7.3 | 285.4 | 285.1 | 285.2 | 285.6 | 285.8 | 285.4 | 285.2 | 284.9 | 284.4 | 283.5 | 275 | 7.69 | 1.1 | 7.62 | 6.51 | 14.3% | 285.37 | 8.3954 | 0.28537 | 8.5123 | 0.98627 | 7.5844 | 795.69 | 762.58
2012-04-05 06:40 | 8.8 | 8.73 | 8.62 | 8.5 | 8.44 | 8.35 | 8.23 | 8.13 | 7.99 | 7.79 | 283.2 | 283.2 | 283 | 282.8 | 282.8 | 282.8 | 282.8 | 283 | 283.4 | 283.8 | 275.8 | 8.11 | 1.06 | 8.1 | 7.25 | 13.07% | 282.8 | 8.3115 | 0.13377 | 8.3327 | 0.99746 | 8.0894 | 929.37 | 922.03
2012-04-05 06:50 | 8.73 | 8.72 | 8.72 | 8.7 | 8.68 | 8.67 | 8.68 | 8.65 | 8.54 | 8.24 | 286.4 | 286.5 | 286.7 | 286.9 | 286.9 | 286.7 | 286.6 | 286.6 | 286.5 | 286.8 | 278.6 | 8.35 | 0.82 | 8.42 | 7.85 | 9.82% | 286.685 | 8.6432 | -0.010652 | 8.6714 | 0.99674 | 8.3228 | 1017.45 | 1006.44
2012-04-05 07:00 | 8.49 | 8.46 | 8.41 | 8.36 | 8.31 | 8.28 | 8.27 | 8.25 | 8.2 | 8.07 | 288.5 | 288.3 | 288.1 | 288.1 | 288.2 | 288.1 | 288.3 | 288.5 | 288.3 | 287.6 | 281.3 | 8.22 | 0.74 | 8.29 | 7.76 | 9.002% | 288.13 | 8.2898 | 0.011167 | 8.2786 | 1.0014 | 8.2312 | 969.74 | 973.41
2012-04-05 07:10 | 7.99 | 7.93 | 7.9 | 7.9 | 7.88 | 7.88 | 7.9 | 7.9 | 7.88 | 7.66 | 289.3 | 288.9 | 288.4 | 288.1 | 288.2 | 288.4 | 288.4 | 288.4 | 288.4 | 289.1 | 279 | 8.09 | 0.85 | 8.05 | 7.4 | 10.51% | 288.4 | 7.8811 | -0.023425 | 7.8829 | 0.99977 | 8.0882 | 922.03 | 922.03
2012-04-05 07:20 | 7.54 | 7.52 | 7.47 | 7.39 | 7.36 | 7.34 | 7.35 | 7.32 | 7.26 | 7.03 | 286.2 | 285.8 | 285.2 | 284.9 | 284.7 | 284.7 | 284.7 | 284.9 | 285.3 | 286.5 | 280.4 | 7.43 | 0.92 | 7.49 | 7.14 | 12.38% | 284.7 | 7.3437 | -0.012581 | 7.3414 | 1.0003 | 7.4323 | 717.43 | 717.43
2012-04-05 07:30 | 7.57 | 7.54 | 7.48 | 7.42 | 7.31 | 7.15 | 7 | 6.86 | 6.76 | 6.53 | 291.4 | 291.2 | 290.8 | 290.8 | 291.2 | 291.4 | 291.5 | 291.5 | 291.8 | 292.1 | 282.5 | 7.35 | 0.87 | 7.34 | 6.43 | 11.84% | 291.415 | 7.127 | 0.19593 | 7.1283 | 0.99981 | 7.3486 | 693.35 | 693.35
2012-04-05 07:40 | 6.74 | 6.68 | 6.56 | 6.41 | 6.24 | 6.09 | 5.98 | 5.94 | 5.9 | 5.83 | 276.4 | 276.5 | 276.6 | 277.2 | 277.9 | 278.3 | 278.9 | 279.9 | 281.1 | 283.1 | 270.8 | 5.44 | 1.13 | 5.55 | 5.48 | 20.77% | 278.39 | 6.16 | 0.16844 | 6.0741 | 1.0141 | 5.517 | 271.28 | 284.24
2012-04-05 08:10 | 10.79 | 10.73 | 10.58 | 10.45 | 10.33 | 10.12 | 9.92 | 9.76 | 9.67 | 9.31 | 275.9 | 275.5 | 275.3 | 275.3 | 275.2 | 274.5 | 273.9 | 273.6 | 273.9 | 274.2 | 270 | 10.04 | 1.59 | 9.97 | 8.78 | 15.84% | 274.41 | 10.1027 | 0.18446 | 10.0911 | 1.0011 | 10.0515 | 1647.68 | 1650.35
2012-04-05 08:20 | 10.06 | 10.05 | 10.01 | 10.03 | 10.02 | 9.95 | 9.89 | 9.83 | 9.75 | 9.58 | 284.7 | 284.6 | 284.8 | 285 | 285 | 285.1 | 284.7 | 284.3 | 284 | 283.8 | 278 | 9.73 | 1.32 | 9.81 | 9.14 | 13.57% | 285.04 | 9.9121 | 0.055893 | 9.9414 | 0.99705 | 9.7013 | 1534.13 | 1522.7
2012-04-05 09:30 | 8.23 | 8.11 | 8.1 | 8.06 | 8.01 | 7.96 | 7.96 | 7.87 | 7.83 | 7.81 | 282.5 | 282.1 | 283.2 | 283.9 | 284.9 | 286.2 | 286.8 | 286.8 | 287.2 | 288.7 | 276.6 | 7.74 | 2.24 | 7.76 | 7.04 | 28.94% | 286.29 | 7.961 | 0 | 7.96 | 1.0001 | 7.741 | 810.74 | 810.74
2012-04-05 09:40 | 10.88 | 10.82 | 10.79 | 10.79 | 10.75 | 10.66 | 10.47 | 10.28 | 10.18 | 10.01 | 288.1 | 288.1 | 288.4 | 288.1 | 287.6 | 287.2 | 286.6 | 286 | 285.3 | 284.7 | 279.5 | 10.52 | 1.45 | 10.53 | 9.65 | 13.78% | 287.11 | 10.5414 | 0.16619 | 10.6326 | 0.99142 | 10.4298 | 1775.84 | 1751.81
2012-04-05 09:50 | 8.55 | 8.53 | 8.5 | 8.48 | 8.48 | 8.49 | 8.53 | 8.43 | 8.27 | 8.13 | 298.7 | 298.6 | 298.6 | 298.1 | 297.4 | 296.5 | 295.8 | 295.7 | 296 | 295.9 | 288.1 | 8.72 | 1.05 | 8.71 | 8.25 | 12.04% | 296.395 | 8.4401 | -0.043436 | 8.4957 | 0.99345 | 8.6629 | 1153.24 | 1131.22
2012-04-05 10:00 | 7.85 | 7.88 | 7.9 | 7.88 | 7.86 | 7.8 | 7.7 | 7.61 | 7.51 | 7.28 | 294 | 294.2 | 294.4 | 294.6 | 295.1 | 295.7 | 296 | 296.3 | 296.7 | 297.6 | 289.4 | 7.53 | 1.11 | 7.55 | 7 | 14.74% | 295.745 | 7.7312 | 0.11924 | 7.7856 | 0.99301 | 7.4774 | 747.53 | 732.48
2012-04-05 10:10 | 6.13 | 6.12 | 6.1 | 6.07 | 6.05 | 6.04 | 6.02 | 6 | 5.94 | 5.77 | 287 | 287 | 286.6 | 286.1 | 285.8 | 286 | 286.4 | 287 | 287.2 | 287.4 | 280.9 | 6.28 | 0.95 | 6.3 | 5.79 | 15.13% | 286.06 | 6.0204 | 0.03065 | 6.0371 | 0.99722 | 6.2625 | 425.28 | 420.76
2012-04-05 10:20 | 6.29 | 6.3 | 6.32 | 6.29 | 6.21 | 6.13 | 6.1 | 6.14 | 6.15 | 6.01 | 294.3 | 294.4 | 294.4 | 294.2 | 294.4 | 294.8 | 295.1 | 295.5 | 295.9 | 296 | 289.3 | 6.43 | 0.62 | 6.47 | 6.1 | 9.642% | 294.845 | 6.1822 | 0.045336 | 6.1257 | 1.0092 | 6.4894 | 459.18 | 472.74
2012-04-05 10:30 | 6.22 | 6.18 | 6.12 | 6.09 | 6.07 | 6.04 | 5.99 | 5.95 | 5.91 | 5.75 | 286.1 | 286 | 285.9 | 286.4 | 287 | 287.5 | 287.9 | 287.7 | 287.5 | 286.2 | 280.9 | 6.16 | 0.86 | 6.13 | 5.68 | 13.96% | 287.56 | 6.0152 | 0.076817 | 6.0328 | 0.99708 | 6.142 | 398.16 | 393.64
2012-04-05 10:40 | 6.28 | 6.24 | 6.18 | 6.16 | 6.14 | 6.11 | 6.05 | 5.97 | 5.9 | 5.7 | 290.3 | 290.3 | 290.1 | 290 | 290.2 | 290.7 | 291.1 | 291.3 | 291 | 290.6 | 283.8 | 6.38 | 0.76 | 6.33 | 5.84 | 11.91% | 290.76 | 6.0608 | 0.091195 | 6.1014 | 0.99335 | 6.3376 | 447.88 | 438.84
2012-04-05 10:50 | 6.74 | 6.71 | 6.7 | 6.73 | 6.73 | 6.7 | 6.69 | 6.69 | 6.59 | 6.41 | 295.3 | 295.1 | 294.8 | 294.7 | 295.1 | 295.6 | 295.5 | 295 | 294.5 | 293.9 | 286.9 | 6.7 | 0.91 | 6.71 | 6.09 | 13.58% | 295.585 | 6.6764 | 0.013803 | 6.6986 | 0.99669 | 6.6778 | 520.2 | 515.68
2012-04-05 11:00 | 6.35 | 6.36 | 6.38 | 6.38 | 6.39 | 6.41 | 6.43 | 6.48 | 6.63 | 6.84 | 298.7 | 299.1 | 300.2 | 301.4 | 302.5 | 303.8 | 305.1 | 306.3 | 307.5 | 309 | 295.9 | 6.64 | 0.82 | 6.66 | 6.79 | 12.35% | 303.995 | 6.4559 | -0.028788 | 6.4129 | 1.0067 | 6.6845 | 506.64 | 515.68
2012-04-05 11:10 | 6.09 | 6.13 | 6.19 | 6.26 | 6.35 | 6.43 | 6.49 | 6.53 | 6.53 | 6.46 | 290 | 289.9 | 289.4 | 289.1 | 289.1 | 288.8 | 288.3 | 287.5 | 286.6 | 284.6 | 282.7 | 6.86 | 0.93 | 6.83 | 6.59 | 13.56% | 288.725 | 6.3962 | -0.08583 | 6.4386 | 0.99342 | 6.8149 | 556.36 | 545.06
2012-04-05 11:20 | 6.15 | 6.13 | 6.09 | 6.03 | 5.93 | 5.83 | 5.72 | 5.65 | 5.55 | 5.33 | 283.2 | 283.4 | 283.6 | 283.6 | 283.3 | 282.8 | 282.3 | 281.8 | 281.5 | 281.2 | 278.5 | 6.08 | 0.48 | 6.06 | 5.57 | 7.895% | 282.725 | 5.815 | 0.17602 | 5.8141 | 1.0001 | 6.0809 | 380.08 | 380.08
2012-04-05 11:30 | 6.55 | 6.46 | 6.29 | 6.14 | 6.01 | 5.83 | 5.63 | 5.44 | 5.25 | 5.01 | 278.6 | 278.6 | 278.5 | 278.1 | 277.5 | 276.6 | 276.3 | 276.6 | 277.1 | 277.4 | 270.6 | 5.65 | 0.86 | 5.56 | 4.73 | 15.22% | 276.555 | 5.7984 | 0.32258 | 5.8009 | 0.99957 | 5.6476 | 305.3 | 305.3
2012-04-05 11:40 | 7.57 | 7.49 | 7.34 | 7.21 | 7.03 | 6.77 | 6.56 | 6.39 | 6.23 | 5.9 | 274.9 | 274.9 | 274.6 | 274.5 | 274.6 | 274.5 | 274.3 | 273.9 | 273.7 | 273.5 | 267.9 | 6.56 | 0.97 | 6.54 | 5.64 | 14.79% | 274.47 | 6.7856 | 0.29119 | 6.7395 | 1.0068 | 6.6049 | 488.56 | 497.6
2012-04-05 11:50 | 6.61 | 6.54 | 6.44 | 6.28 | 6.19 | 6.07 | 5.92 | 5.71 | 5.51 | 5.13 | 276.6 | 276.5 | 276.2 | 276.4 | 276.5 | 276.3 | 276.1 | 275.7 | 275.8 | 275.7 | 269.5 | 6.31 | 0.61 | 6.18 | 5.51 | 9.667% | 276.27 | 6.0039 | 0.23123 | 6.0483 | 0.99267 | 6.2637 | 432.06 | 420.76
2012-04-05 12:00 | 6.34 | 6.29 | 6.02 | 5.8 | 5.65 | 5.48 | 5.27 | 5.03 | 4.88 | 4.61 | 284.2 | 284.3 | 284.6 | 284.7 | 284.5 | 284.2 | 284.3 | 284.4 | 284.7 | 284.5 | 278.7 | 5.58 | 0.48 | 5.44 | 4.55 | 8.602% | 284.215 | 5.46 | 0.36109 | 5.4494 | 1.0019 | 5.5908 | 293.96 | 295.58
2012-04-05 15:00 | 5.46 | 5.39 | 5.28 | 5.08 | 5.05 | 5.05 | 5.02 | 5.01 | 5.02 | 5.08 | 314.5 | 315.3 | 316.8 | 318.3 | 318.8 | 319.1 | 319.6 | 320 | 320 | 319.3 | 312.1 | 5.41 | 0.61 | 5.34 | 5.25 | 11.28% | 319.175 | 5.082 | 0.055061 | 5.0457 | 1.0072 | 5.449 | 266.42 | 272.9
2012-04-05 15:10 | 5.55 | 5.47 | 5.33 | 5.26 | 5.26 | 5.29 | 5.31 | 5.33 | 5.32 | 5.32 | 315.2 | 314.5 | 314.6 | 314.1 | 315.1 | 315.6 | 316.4 | 316.9 | 317.3 | 317.4 | 308.7 | 5.42 | 0.47 | 5.41 | 5.37 | 8.672% | 315.72 | 5.3076 | -0.034872 | 5.2929 | 1.0028 | 5.4351 | 268.04 | 271.28
2012-04-05 16:20 | 6.68 | 6.57 | 6.41 | 6.23 | 6.2 | 6.15 | 6.11 | 6.06 | 5.97 | 5.71 | 291.9 | 291.9 | 291.5 | 291.6 | 291.7 | 291.2 | 291.6 | 292.2 | 292.9 | 293.6 | 283.7 | 5.82 | 0.72 | 5.78 | 5.3 | 12.37% | 291.26 | 6.1537 | 0.0603 | 6.1443 | 1.0015 | 5.829 | 332.84 | 334.46
2012-04-05 16:30 | 7.28 | 7.22 | 7.09 | 6.97 | 6.86 | 6.8 | 6.76 | 6.68 | 6.57 | 6.32 | 297.2 | 297 | 297.1 | 297.8 | 298 | 298.1 | 298.2 | 298.2 | 298.5 | 298.6 | 290.5 | 6.78 | 0.59 | 6.69 | 5.86 | 8.702% | 298.115 | 6.8082 | 0.054519 | 6.7943 | 1.002 | 6.7939 | 538.28 | 540.54
2012-04-05 16:40 | 6.55 | 6.52 | 6.49 | 6.43 | 6.35 | 6.32 | 6.21 | 6.07 | 6.02 | 5.77 | 308 | 307.8 | 307.9 | 308.2 | 308.4 | 308.4 | 308.2 | 308 | 307.9 | 308.1 | 300.6 | 6.32 | 0.71 | 6.24 | 6.02 | 11.23% | 308.37 | 6.255 | 0.16226 | 6.3041 | 0.9922 | 6.2707 | 434.32 | 423.02
2012-04-05 16:50 | 4.13 | 4.11 | 4.08 | 4.09 | 4.12 | 4.13 | 4.19 | 4.24 | 4.15 | 3.91 | 319.7 | 320.7 | 322.7 | 324.5 | 325.4 | 325.8 | 325.5 | 324.9 | 324.7 | 323.2 | 317.6 | 4.1 | 0.65 | 4.03 | 3.75 | 15.85% | 325.755 | 4.1308 | -0.13329 | 4.1385 | 0.99813 | 4.0923 | 101.9 | 100.81
2012-04-05 17:00 | 2.59 | 2.55 | 2.44 | 2.32 | 2.28 | 2.38 | 2.53 | 2.66 | 2.72 | 2.44 | 303.4 | 305.2 | 308.7 | 312.5 | 314.8 | 317.2 | 321.2 | 324.9 | 327.9 | 337.5 | 310.2 | 2.39 | 0.33 | 2.36 | 2.08 | 13.81% | 317.8 | 2.4623 | -0.5648 | 2.4009 | 1.0255 | 2.4511 | 0 | 0
2012-04-05 18:10 | 6.43 | 6.34 | 6.28 | 6.12 | 5.99 | 5.88 | 5.73 | 5.56 | 5.3 | 4.78 | 277.1 | 276.4 | 275.9 | 275.3 | 275 | 275.2 | 275 | 274.7 | 274.2 | 273.9 | 267.7 | 5.49 | 0.73 | 5.5 | 4.41 | 13.3% | 275.17 | 5.8166 | 0.2388 | 5.8583 | 0.99289 | 5.451 | 279.38 | 272.9
2012-04-05 18:30 | 6.57 | 6.54 | 6.54 | 6.34 | 6.22 | 6.07 | 5.89 | 5.7 | 5.56 | 5.36 | 274.7 | 274.9 | 274.7 | 274.5 | 274.1 | 274.1 | 274.9 | 275.1 | 275.8 | 275.7 | 268.3 | 5.92 | 0.79 | 5.95 | 5.29 | 13.34% | 274.22 | 6.0371 | 0.27818 | 6.0439 | 0.99888 | 5.9134 | 349.04 | 347.42
2012-04-05 19:00 | 8.76 | 8.75 | 8.61 | 8.46 | 8.28 | 8.12 | 8.01 | 7.78 | 7.58 | 7.22 | 284.5 | 284.2 | 282.9 | 282.2 | 281.7 | 281.2 | 280.9 | 280.2 | 279.3 | 277.7 | 274.4 | 8.34 | 0.85 | 8.23 | 6.84 | 10.19% | 281.155 | 8.1032 | 0.12604 | 8.1041 | 0.99988 | 8.339 | 1013.78 | 1013.78
2012-04-05 19:10 | 10.03 | 9.95 | 9.77 | 9.59 | 9.42 | 9.27 | 9.13 | 8.97 | 8.78 | 8.43 | 299.5 | 299.3 | 299.1 | 298.9 | 298.9 | 298.6 | 298 | 297.6 | 297.1 | 296.4 | 289.7 | 9.35 | 1.5 | 9.29 | 8.23 | 16.04% | 298.51 | 9.2614 | 0.14063 | 9.2498 | 1.0013 | 9.3617 | 1389.35 | 1393.16
2012-04-05 20:40 | 12.53 | 12.35 | 12.1 | 11.78 | 11.52 | 11.18 | 10.73 | 10.3 | 9.96 | 9.32 | 309.1 | 308.4 | 307.6 | 306.4 | 305.9 | 305.8 | 305.4 | 305 | 304.8 | 304.4 | 297.7 | 11.17 | 1.02 | 10.85 | 8.94 | 9.132% | 305.74 | 11.076 | 0.37965 | 11.1144 | 0.99654 | 11.1314 | 1918.28 | 1914.92
2012-04-05 20:50 | 13.1 | 12.92 | 12.61 | 12.31 | 11.9 | 11.49 | 11.04 | 10.57 | 10.13 | 9.49 | 310.1 | 309.6 | 308.9 | 307.9 | 307.4 | 306.9 | 306.5 | 305.9 | 305.6 | 305 | 298.5 | 11.5 | 0.91 | 11.19 | 9.34 | 7.913% | 306.84 | 11.4404 | 0.3692 | 11.4244 | 1.0014 | 11.5161 | 1946 | 1947.68
2012-04-05 21:00 | 12.93 | 12.74 | 12.48 | 12.13 | 11.79 | 11.37 | 10.94 | 10.52 | 10.12 | 9.46 | 309.7 | 309.5 | 308.7 | 307.9 | 307.6 | 306.9 | 306.1 | 305.3 | 304.6 | 303.8 | 298 | 11.62 | 0.7 | 11.29 | 8.91 | 6.024% | 306.78 | 11.3331 | 0.35626 | 11.3074 | 1.0023 | 11.6465 | 1956.08 | 1958.6
2012-04-05 21:10 | 12.99 | 12.89 | 12.64 | 12.36 | 11.96 | 11.54 | 11.16 | 10.77 | 10.34 | 9.65 | 306.8 | 306.4 | 305.8 | 305 | 304.4 | 303.8 | 303.1 | 302.5 | 301.9 | 301.5 | 296 | 11.76 | 0.76 | 11.55 | 9.28 | 6.463% | 303.695 | 11.5299 | 0.30942 | 11.4848 | 1.0039 | 11.8062 | 1967.84 | 1972.04
2012-04-05 21:20 | 12.25 | 12.06 | 11.66 | 11.28 | 10.95 | 10.63 | 10.25 | 9.92 | 9.7 | 9.25 | 308.7 | 308.2 | 307.4 | 306.5 | 306 | 305.2 | 304.4 | 304.1 | 304 | 303.2 | 297 | 11.08 | 0.88 | 10.84 | 9.28 | 7.942% | 305.08 | 10.6377 | 0.33639 | 10.5747 | 1.006 | 11.1461 | 1910.72 | 1916.6
2012-04-05 21:30 | 11.7 | 11.58 | 11.23 | 10.91 | 10.61 | 10.2 | 9.79 | 9.33 | 8.88 | 8.35 | 314.6 | 314.2 | 313.7 | 313 | 312.3 | 311.4 | 311 | 311.2 | 311.7 | 311.8 | 302.8 | 10.43 | 0.82 | 10.08 | 7.98 | 7.862% | 311.34 | 10.1497 | 0.37912 | 10.1402 | 1.0009 | 10.4397 | 1751.81 | 1754.48
2012-04-05 21:40 | 11.94 | 11.86 | 11.65 | 11.44 | 11.17 | 10.83 | 10.45 | 10.04 | 9.67 | 9.15 | 312.4 | 311.9 | 311 | 310.6 | 310 | 309.2 | 308.5 | 307.9 | 307.3 | 306.7 | 301.5 | 10.93 | 0.8 | 10.59 | 8.35 | 7.319% | 309.095 | 10.7399 | 0.33007 | 10.7747 | 0.99677 | 10.8947 | 1885.31 | 1874.63
2012-04-05 21:50 | 12.18 | 12.07 | 11.86 | 11.51 | 11.15 | 10.77 | 10.31 | 9.87 | 9.52 | 8.98 | 309.9 | 309.4 | 308.2 | 307 | 306.5 | 306.2 | 306.3 | 306.5 | 306.5 | 306.5 | 299.1 | 10.92 | 0.83 | 10.62 | 8.4 | 7.601% | 306.215 | 10.7183 | 0.40337 | 10.7029 | 1.0014 | 10.9358 | 1882.64 | 1887.98
2012-04-05 22:00 | 11.87 | 11.79 | 11.59 | 11.27 | 10.94 | 10.57 | 10.22 | 9.97 | 9.75 | 9.23 | 310 | 309.4 | 308.2 | 307.1 | 306 | 305 | 304.2 | 303.8 | 303.7 | 303.3 | 297.8 | 11.06 | 0.77 | 10.81 | 8.83 | 6.962% | 304.88 | 10.6052 | 0.31117 | 10.5191 | 1.0082 | 11.1505 | 1909.04 | 1916.6
2012-04-05 22:10 | 11.26 | 11.1 | 10.78 | 10.49 | 10.27 | 10.02 | 9.77 | 9.48 | 9.2 | 8.77 | 310.2 | 309.9 | 309.2 | 308.5 | 307.6 | 307.2 | 307 | 306.6 | 306.1 | 305.4 | 299.5 | 10.49 | 0.81 | 10.25 | 8.38 | 7.722% | 307.17 | 9.9972 | 0.23349 | 9.9838 | 1.0013 | 10.504 | 1767.83 | 1770.5
2012-04-05 22:20 | 11.59 | 11.43 | 11.08 | 10.77 | 10.47 | 10.1 | 9.73 | 9.26 | 8.8 | 8.29 | 306.8 | 306.5 | 305.7 | 305.1 | 304.9 | 304.5 | 304.3 | 304 | 303.6 | 302.9 | 296.5 | 10.03 | 0.88 | 9.75 | 7.74 | 8.774% | 304.47 | 10.0433 | 0.34489 | 10.0461 | 0.99971 | 10.0271 | 1645.01 | 1645.01
2012-04-05 22:30 | 11.92 | 11.67 | 11.17 | 10.66 | 10.27 | 10 | 9.73 | 9.38 | 9.03 | 8.68 | 305.4 | 305.1 | 304.9 | 304.8 | 304.3 | 303.4 | 303.2 | 303.3 | 303.3 | 302.9 | 295.6 | 10.41 | 1.06 | 10.04 | 8.2 | 10.18% | 303.37 | 10.062 | 0.25294 | 9.9609 | 1.0101 | 10.5157 | 1746.47 | 1775.84
2012-04-05 22:40 | 11.63 | 11.42 | 11.02 | 10.65 | 10.32 | 9.94 | 9.54 | 9.12 | 8.7 | 8.14 | 306.6 | 306.2 | 305.7 | 305.3 | 305.2 | 305 | 305.2 | 305.7 | 305.3 | 304.9 | 297.5 | 10.31 | 0.95 | 10.04 | 7.94 | 9.214% | 305.03 | 9.9188 | 0.37956 | 9.8817 | 1.0038 | 10.3488 | 1719.77 | 1730.45
2012-04-05 22:50 | 11.23 | 11.1 | 10.78 | 10.4 | 10.02 | 9.68 | 9.34 | 8.97 | 8.6 | 8.07 | 304.2 | 303.9 | 303.6 | 303.2 | 302.8 | 302.7 | 302.5 | 302.6 | 303 | 303.3 | 294.4 | 9.96 | 1.28 | 9.68 | 7.64 | 12.85% | 302.67 | 9.6977 | 0.33042 | 9.6305 | 1.007 | 10.0295 | 1621.76 | 1645.01
2012-04-05 23:00 | 10.74 | 10.57 | 10.24 | 9.91 | 9.65 | 9.3 | 8.85 | 8.4 | 8.05 | 7.58 | 306.2 | 306.1 | 305.8 | 305.8 | 305.9 | 306.1 | 306.4 | 306.3 | 306 | 306.7 | 298.2 | 9.51 | 1.03 | 9.21 | 7.3 | 10.83% | 306.145 | 9.2216 | 0.45832 | 9.2341 | 0.99864 | 9.4971 | 1450.31 | 1446.5
2012-04-05 23:10 | 9.15 | 9 | 8.75 | 8.51 | 8.29 | 8.07 | 7.76 | 7.41 | 7.04 | 6.45 | 300.2 | 300.1 | 300.4 | 300.2 | 299.7 | 299.4 | 299.7 | 299.8 | 300 | 299.9 | 292.4 | 8.23 | 0.94 | 8.07 | 6.6 | 11.42% | 299.445 | 7.9741 | 0.36198 | 8.0248 | 0.99367 | 8.1779 | 973.41 | 955.06
2012-04-05 23:20 | 8.66 | 8.49 | 8.13 | 7.78 | 7.53 | 7.28 | 7.02 | 6.69 | 6.38 | 5.96 | 301.3 | 301.1 | 300.6 | 300.1 | 299.9 | 299.4 | 298.7 | 297.8 | 297.1 | 296.9 | 292.6 | 7.39 | 0.95 | 7.21 | 5.89 | 12.86% | 299.295 | 7.2777 | 0.33607 | 7.2422 | 1.0049 | 7.4262 | 705.39 | 717.43
2012-04-05 23:30 | 9.42 | 9.21 | 8.85 | 8.61 | 8.4 | 8.12 | 7.81 | 7.5 | 7.22 | 6.79 | 300.3 | 300.1 | 299.7 | 299 | 298.5 | 298.4 | 298.3 | 297.6 | 296.9 | 295.9 | 290.5 | 8.47 | 1.15 | 8.28 | 6.8 | 13.58% | 298.385 | 8.0828 | 0.35971 | 8.0748 | 1.001 | 8.4784 | 1061.49 | 1065.16
2012-04-05 23:40 | 9.72 | 9.63 | 9.44 | 9.21 | 9.04 | 8.9 | 8.72 | 8.47 | 8.19 | 7.78 | 298.7 | 298.4 | 297.7 | 297.1 | 296.8 | 296.3 | 296.1 | 295.7 | 294.9 | 294.1 | 287.6 | 8.93 | 0.97 | 8.78 | 7.53 | 10.86% | 296.27 | 8.8383 | 0.18881 | 8.874 | 0.99598 | 8.8941 | 1230.31 | 1215.63
2012-04-05 23:50 | 10.42 | 10.2 | 9.85 | 9.59 | 9.31 | 9.01 | 8.73 | 8.5 | 8.22 | 7.68 | 297.3 | 297.1 | 296.8 | 296.4 | 296.1 | 295.6 | 294.9 | 294 | 293.1 | 292.8 | 287.8 | 9.07 | 0.95 | 8.88 | 7.15 | 10.47% | 295.495 | 9.0296 | 0.29174 | 8.9693 | 1.0067 | 9.131 | 1282.67 | 1305.53
2012-04-06 | 10.83 | 10.75 | 10.62 | 10.43 | 10.15 | 9.77 | 9.43 | 9.12 | 8.81 | 8.25 | 299.7 | 299 | 297.9 | 297.2 | 296.8 | 296.5 | 296.4 | 296.6 | 296.4 | 295.6 | 289.6 | 9.71 | 1.07 | 9.47 | 7.56 | 11.02% | 296.485 | 9.7495 | 0.32732 | 9.7205 | 1.003 | 9.7389 | 1526.51 | 1537.94
2012-04-06 00:10 | 10.68 | 10.52 | 10.16 | 9.79 | 9.49 | 9.22 | 8.93 | 8.56 | 8.21 | 7.73 | 300.2 | 300 | 299.7 | 299.6 | 299.4 | 299.1 | 298.6 | 297.7 | 296.9 | 296.8 | 291.7 | 9.68 | 1.23 | 9.45 | 7.84 | 12.71% | 299.025 | 9.2049 | 0.29533 | 9.1779 | 1.0029 | 9.7085 | 1515.08 | 1526.51
2012-04-06 00:20 | 10.17 | 10.04 | 9.8 | 9.54 | 9.24 | 8.86 | 8.51 | 8.19 | 7.88 | 7.33 | 301.9 | 301.5 | 300.8 | 300.2 | 299.8 | 299 | 298.2 | 297.1 | 296.1 | 296 | 291.5 | 9.07 | 1.02 | 8.83 | 7.05 | 11.25% | 298.88 | 8.8621 | 0.37246 | 8.809 | 1.006 | 9.1247 | 1282.67 | 1301.72
2012-04-06 00:30 | 10.63 | 10.46 | 10.14 | 9.83 | 9.51 | 9.15 | 8.8 | 8.48 | 8.1 | 7.47 | 304.3 | 304 | 303.4 | 302.8 | 302.1 | 301.6 | 301.3 | 301.1 | 300.7 | 299.3 | 293.5 | 9.08 | 0.96 | 8.88 | 7.02 | 10.57% | 301.555 | 9.1505 | 0.36042 | 9.099 | 1.0057 | 9.1314 | 1286.48 | 1305.53
2012-04-06 00:40 | 10.14 | 9.98 | 9.67 | 9.29 | 8.88 | 8.49 | 8.22 | 7.98 | 7.62 | 6.99 | 302.8 | 302.4 | 301.5 | 300.7 | 300 | 299.1 | 298.5 | 298 | 297.3 | 296.4 | 291.8 | 8.85 | 0.92 | 8.65 | 6.87 | 10.4% | 299.01 | 8.603 | 0.29866 | 8.4508 | 1.018 | 9.0094 | 1200.95 | 1259.81
2012-04-06 00:50 | 9.82 | 9.63 | 9.28 | 8.94 | 8.58 | 8.21 | 7.83 | 7.45 | 7.06 | 6.49 | 305.4 | 305.1 | 304.2 | 303.3 | 302.3 | 301.1 | 300.1 | 299 | 297.8 | 296.9 | 293.8 | 8.16 | 0.74 | 7.97 | 6.1 | 9.069% | 300.95 | 8.2144 | 0.43793 | 8.1544 | 1.0074 | 8.22 | 947.72 | 969.74
2012-04-06 01:00 | 9.47 | 9.33 | 8.99 | 8.6 | 8.16 | 7.72 | 7.38 | 6.96 | 6.5 | 6.1 | 309.7 | 309.4 | 308.9 | 308.6 | 308.2 | 307.8 | 307.6 | 307.4 | 307.4 | 307.9 | 299.2 | 7.78 | 0.89 | 7.54 | 5.6 | 11.44% | 307.77 | 7.8097 | 0.41622 | 7.6703 | 1.0182 | 7.9213 | 822.78 | 864.92
2012-04-06 01:10 | 8.86 | 8.69 | 8.37 | 8.04 | 7.73 | 7.38 | 7.03 | 6.67 | 6.3 | 5.84 | 310.4 | 310.2 | 309.8 | 309.5 | 308.9 | 308.2 | 307.6 | 307 | 306.8 | 306.1 | 300 | 7.48 | 0.73 | 7.2 | 5.22 | 9.759% | 308.11 | 7.3895 | 0.44899 | 7.3288 | 1.0083 | 7.5419 | 732.48 | 750.54
2012-04-06 01:20 | 9.41 | 9.25 | 8.92 | 8.5 | 8.05 | 7.54 | 7.04 | 6.56 | 6.1 | 5.56 | 308.6 | 308.3 | 307.6 | 307.2 | 307 | 306.5 | 305 | 303.4 | 302.9 | 302.4 | 297.4 | 7.52 | 0.72 | 7.22 | 5.19 | 9.574% | 306.275 | 7.6034 | 0.63406 | 7.4662 | 1.0184 | 7.6582 | 744.52 | 786.66
2012-04-06 01:30 | 10.32 | 10.05 | 9.57 | 9.17 | 8.73 | 8.23 | 7.81 | 7.41 | 6.98 | 6.32 | 305.6 | 305.6 | 305.3 | 304.4 | 303.5 | 302.5 | 301.8 | 300.9 | 300.1 | 298.2 | 294.9 | 8.25 | 0.84 | 7.92 | 5.71 | 10.18% | 302.395 | 8.3223 | 0.48405 | 8.1685 | 1.0188 | 8.4054 | 980.75 | 1039.47
2012-04-06 01:40 | 10.3 | 10.12 | 9.77 | 9.4 | 9 | 8.55 | 8.12 | 7.66 | 7.18 | 6.48 | 305.7 | 305.5 | 305.1 | 304.8 | 304.3 | 303.6 | 303.1 | 302.5 | 301.1 | 298.1 | 295.2 | 8.53 | 0.77 | 8.22 | 6.13 | 9.027% | 303.525 | 8.5621 | 0.47685 | 8.487 | 1.0089 | 8.6055 | 1083.51 | 1112.87
2012-04-06 01:50 | 9.02 | 8.86 | 8.51 | 8.14 | 7.79 | 7.44 | 7.06 | 6.68 | 6.38 | 5.95 | 306.6 | 306.1 | 305 | 304.1 | 303.4 | 302.9 | 302 | 301 | 299.5 | 297.9 | 295 | 7.38 | 1.03 | 7.2 | 5.59 | 13.96% | 302.765 | 7.4644 | 0.48447 | 7.3843 | 1.0108 | 7.46 | 702.38 | 726.46
2012-04-06 02:00 | 8.94 | 8.77 | 8.44 | 8.08 | 7.64 | 7.15 | 6.68 | 6.27 | 5.89 | 5.26 | 307.9 | 307.6 | 307.3 | 307.3 | 306.7 | 305.2 | 303.9 | 303 | 302.4 | 301.5 | 297.4 | 6.93 | 0.99 | 6.61 | 5.21 | 14.29% | 305.005 | 7.2241 | 0.62833 | 7.0807 | 1.0203 | 7.0704 | 572.18 | 609.07
2012-04-06 02:10 | 8.95 | 8.72 | 8.24 | 7.7 | 7.19 | 6.76 | 6.4 | 6.1 | 5.81 | 5.3 | 310.6 | 310.3 | 310 | 310 | 309.4 | 308.6 | 307.5 | 306.1 | 305.1 | 305.1 | 300.1 | 6.76 | 0.96 | 6.38 | 5 | 14.2% | 308.435 | 6.9604 | 0.50571 | 6.7072 | 1.0377 | 7.0152 | 533.76 | 594.02
2012-04-06 02:20 | 9.68 | 9.5 | 9.17 | 8.81 | 8.46 | 8.06 | 7.57 | 7.05 | 6.55 | 5.88 | 311.5 | 311.7 | 311.8 | 311.7 | 311 | 310.2 | 309.3 | 307.9 | 306.3 | 304.9 | 301.9 | 7.54 | 0.96 | 7.21 | 5.29 | 12.73% | 310.065 | 7.9968 | 0.5796 | 7.9879 | 1.0011 | 7.5484 | 750.54 | 753.55
2012-04-06 02:30 | 9.82 | 9.66 | 9.35 | 8.96 | 8.59 | 8.2 | 7.78 | 7.34 | 6.91 | 6.24 | 307.9 | 307.8 | 307.7 | 307.6 | 307.5 | 306.7 | 305.7 | 304.8 | 304 | 302.2 | 299.1 | 8.02 | 0.83 | 7.74 | 5.78 | 10.35% | 306.55 | 8.1933 | 0.48587 | 8.1385 | 1.0067 | 8.074 | 896.34 | 914.69
2012-04-06 02:40 | 10.06 | 9.9 | 9.58 | 9.22 | 8.79 | 8.33 | 7.95 | 7.56 | 7.09 | 6.4 | 304.2 | 304.1 | 303.4 | 302.5 | 301.9 | 301.6 | 300.9 | 300.1 | 299.2 | 298.8 | 294.6 | 7.98 | 0.96 | 7.73 | 5.61 | 12.03% | 301.495 | 8.3916 | 0.43148 | 8.2745 | 1.0142 | 8.0929 | 882.98 | 922.03
2012-04-06 02:50 | 8.38 | 8.26 | 8 | 7.66 | 7.32 | 6.94 | 6.51 | 6.08 | 5.61 | 4.87 | 309.5 | 309.1 | 308.5 | 307.6 | 306.7 | 306.1 | 305.9 | 305.7 | 304.9 | 303.9 | 298 | 6.51 | 0.79 | 6.19 | 4.47 | 12.14% | 306.07 | 6.9147 | 0.59107 | 6.8767 | 1.0055 | 6.546 | 477.26 | 486.3
2012-04-06 03:00 | 7.67 | 7.6 | 7.48 | 7.3 | 7.05 | 6.71 | 6.33 | 5.96 | 5.59 | 4.93 | 307.2 | 306.6 | 305.6 | 304.7 | 303.7 | 302.6 | 301.8 | 301.3 | 300.1 | 298.3 | 294.9 | 6.37 | 0.46 | 6.12 | 4.25 | 7.221% | 302.48 | 6.638 | 0.53874 | 6.6542 | 0.99757 | 6.3545 | 445.62 | 441.1
2012-04-06 03:10 | 7.01 | 6.92 | 6.76 | 6.62 | 6.49 | 6.35 | 6.14 | 5.77 | 5.32 | 4.62 | 309.7 | 308.7 | 307.4 | 306.2 | 305.2 | 304.3 | 303.4 | 302.2 | 301 | 299.3 | 296.6 | 6.07 | 0.29 | 5.95 | 4.23 | 4.778% | 304.165 | 6.1909 | 0.31077 | 6.3195 | 0.97965 | 5.9465 | 377.82 | 353.9
2012-04-06 03:20 | 6.83 | 6.76 | 6.6 | 6.47 | 6.38 | 6.3 | 6.07 | 5.75 | 5.33 | 4.73 | 310.9 | 310 | 308.2 | 306.9 | 305.8 | 304.8 | 303.9 | 302.6 | 300.6 | 298.3 | 297.9 | 6.04 | 0.27 | 5.93 | 4.52 | 4.47% | 304.665 | 6.1085 | 0.34368 | 6.2665 | 0.97478 | 5.8877 | 371.04 | 344.18
2012-04-06 03:30 | 7.35 | 7.26 | 7.03 | 6.77 | 6.57 | 6.32 | 6.02 | 5.75 | 5.48 | 4.98 | 312.4 | 312 | 311.7 | 311.1 | 310.7 | 309.9 | 308.7 | 307.4 | 305.3 | 302.7 | 302.6 | 6.1 | 0.46 | 5.94 | 4.45 | 7.541% | 309.72 | 6.283 | 0.44941 | 6.2761 | 1.0011 | 6.1067 | 384.6 | 386.86
2012-04-06 03:40 | 8.29 | 8.14 | 7.89 | 7.59 | 7.22 | 6.85 | 6.51 | 6.15 | 5.76 | 5.16 | 312.1 | 312.1 | 311.9 | 311.8 | 311.8 | 311.1 | 310.1 | 309.2 | 307.5 | 303.2 | 303.9 | 6.75 | 0.51 | 6.44 | 4.68 | 7.556% | 310.95 | 6.8812 | 0.47045 | 6.8002 | 1.0119 | 6.8304 | 531.5 | 549.58
2012-04-06 03:50 | 8.83 | 8.67 | 8.34 | 8 | 7.67 | 7.31 | 6.88 | 6.44 | 6 | 5.21 | 310.8 | 310.7 | 310.3 | 310.1 | 309.7 | 309.1 | 308.4 | 307.9 | 307.1 | 304.7 | 301.6 | 7.06 | 0.53 | 6.75 | 4.82 | 7.507% | 308.995 | 7.2707 | 0.56023 | 7.2468 | 1.0033 | 7.0833 | 606.06 | 612.08
2012-04-06 04:00 | 9.65 | 9.44 | 9.01 | 8.52 | 8.04 | 7.49 | 6.94 | 6.39 | 5.86 | 5.18 | 309.3 | 309 | 308.6 | 308.1 | 307.6 | 307 | 306.1 | 305.3 | 304.5 | 303.1 | 300 | 7.36 | 0.64 | 7.02 | 4.68 | 8.696% | 306.865 | 7.5681 | 0.70478 | 7.4086 | 1.0215 | 7.5185 | 696.36 | 744.52
2012-04-06 04:10 | 9.04 | 9.02 | 8.88 | 8.62 | 8.25 | 7.77 | 7.31 | 6.85 | 6.37 | 5.58 | 311.7 | 311.4 | 310.7 | 309.9 | 308.9 | 307.7 | 306.8 | 306.3 | 305.6 | 304 | 299.7 | 7.66 | 0.7 | 7.34 | 5.15 | 9.138% | 307.565 | 7.7468 | 0.56395 | 7.7024 | 1.0058 | 7.7042 | 786.66 | 798.7
2012-04-06 04:20 | 8.19 | 8.21 | 8.16 | 7.98 | 7.65 | 7.2 | 6.76 | 6.3 | 5.8 | 5.06 | 314.9 | 314.5 | 313.2 | 311.9 | 310.7 | 309.8 | 309.4 | 309.2 | 308.8 | 308.2 | 301.6 | 6.9 | 0.64 | 6.59 | 4.4 | 9.275% | 309.74 | 7.1413 | 0.58272 | 7.1352 | 1.0009 | 6.9059 | 565.4 | 567.66
2012-04-06 04:30 | 7.92 | 7.82 | 7.62 | 7.36 | 7.11 | 6.8 | 6.42 | 5.97 | 5.52 | 4.88 | 319.8 | 319.4 | 318.2 | 316.7 | 315 | 313.2 | 311.8 | 310.9 | 310.3 | 311.1 | 305.3 | 6.52 | 0.51 | 6.23 | 4.36 | 7.822% | 312.99 | 6.6991 | 0.5314 | 6.7442 | 0.99331 | 6.4764 | 479.52 | 470.48
2012-04-06 04:40 | 8.04 | 7.89 | 7.55 | 7.25 | 6.97 | 6.66 | 6.31 | 5.94 | 5.54 | 4.94 | 320.1 | 319.6 | 319.1 | 318.1 | 317.2 | 316.3 | 315.1 | 313.9 | 312.9 | 311.9 | 308.3 | 6.4 | 0.48 | 6.11 | 4.57 | 7.5% | 316.12 | 6.63 | 0.49886 | 6.6087 | 1.0032 | 6.4207 | 452.4 | 456.92
2012-04-06 04:50 | 8.1 | 7.96 | 7.74 | 7.48 | 7.19 | 6.83 | 6.48 | 6.27 | 6.05 | 5.49 | 314.7 | 314.2 | 313.5 | 312.5 | 312 | 311.4 | 311.3 | 311.4 | 311.5 | 311.5 | 304.2 | 6.57 | 0.72 | 6.26 | 4.8 | 10.96% | 311.385 | 6.8752 | 0.48611 | 6.7787 | 1.0142 | 6.6635 | 490.82 | 511.16
2012-04-06 05:00 | 7.69 | 7.58 | 7.33 | 7.06 | 6.83 | 6.59 | 6.29 | 5.92 | 5.49 | 4.92 | 317.4 | 316.9 | 316.3 | 315.3 | 314.2 | 313.1 | 312.7 | 312.6 | 312.7 | 313.8 | 304 | 6.33 | 0.77 | 6.18 | 4.92 | 12.16% | 313.04 | 6.5138 | 0.43056 | 6.5462 | 0.99505 | 6.2987 | 436.58 | 429.8
2012-04-06 05:10 | 7.34 | 7.37 | 7.38 | 7.22 | 6.96 | 6.56 | 6.09 | 5.66 | 5.26 | 4.74 | 315.5 | 314.8 | 313.6 | 312.4 | 311.5 | 310 | 308.4 | 306.9 | 305.5 | 305.8 | 303.1 | 6.43 | 0.55 | 6.02 | 4.47 | 8.554% | 309.76 | 6.4644 | 0.687 | 6.4905 | 0.99599 | 6.4042 | 459.18 | 452.4
2012-04-06 05:20 | 8.21 | 8.03 | 7.73 | 7.38 | 7.02 | 6.63 | 6.2 | 5.78 | 5.36 | 4.88 | 318.9 | 318.2 | 316.9 | 315.7 | 314.4 | 312.8 | 310.8 | 308.5 | 306.5 | 303.2 | 305.2 | 6.42 | 0.38 | 6.04 | 4.46 | 5.919% | 312.5 | 6.6299 | 0.61966 | 6.5666 | 1.0096 | 6.4819 | 456.92 | 470.48
2012-04-06 05:30 | 8.6 | 8.44 | 8.05 | 7.62 | 7.2 | 6.67 | 6.11 | 5.55 | 5.04 | 4.45 | 320 | 319.3 | 318.4 | 316.8 | 315.7 | 314.5 | 313.5 | 312.2 | 310.9 | 308.5 | 306.3 | 6.57 | 0.38 | 6.14 | 4.09 | 5.784% | 314.35 | 6.713 | 0.81037 | 6.5867 | 1.0192 | 6.6959 | 490.82 | 520.2
2012-04-06 05:40 | 8.46 | 8.38 | 8.27 | 8.13 | 7.9 | 7.54 | 7.06 | 6.55 | 6.02 | 5.12 | 318.1 | 317.5 | 316.1 | 314.2 | 312.5 | 311.1 | 310.4 | 309.8 | 309.6 | 309.6 | 303.1 | 7.29 | 0.43 | 6.92 | 4.21 | 5.898% | 310.995 | 7.356 | 0.60785 | 7.4693 | 0.98483 | 7.1794 | 675.29 | 642.18
2012-04-06 05:50 | 8.16 | 8.08 | 7.88 | 7.69 | 7.51 | 7.1 | 6.66 | 6.23 | 5.77 | 5.12 | 318.9 | 317.9 | 315.5 | 313.2 | 310.9 | 309 | 307.5 | 307 | 306.3 | 305.2 | 301.1 | 6.9 | 0.61 | 6.62 | 4.76 | 8.841% | 308.775 | 6.9821 | 0.59119 | 7.0352 | 0.99246 | 6.8479 | 565.4 | 554.1
2012-04-06 06:00 | 7.33 | 7.15 | 6.83 | 6.51 | 6.23 | 5.9 | 5.63 | 5.31 | 4.98 | 4.56 | 317.3 | 316.4 | 314.3 | 311.9 | 310 | 308.9 | 308.3 | 307.9 | 307.7 | 308.2 | 301.1 | 5.75 | 0.67 | 5.55 | 4.17 | 11.65% | 308.81 | 5.9403 | 0.43287 | 5.8605 | 1.0136 | 5.8283 | 321.5 | 334.46
2012-04-06 06:10 | 6.8 | 6.55 | 6.15 | 5.79 | 5.54 | 5.3 | 5.05 | 4.84 | 4.57 | 4.24 | 319.8 | 318.1 | 314.7 | 312.6 | 311.5 | 310.5 | 309.9 | 309.8 | 309.6 | 309.8 | 302.6 | 5.17 | 0.39 | 4.98 | 3.8 | 7.544% | 310.41 | 5.352 | 0.44651 | 5.2634 | 1.0168 | 5.257 | 227.54 | 242.12
2012-04-06 06:20 | 7.11 | 6.91 | 6.47 | 6.05 | 5.59 | 5.21 | 4.84 | 4.52 | 4.14 | 3.69 | 320.5 | 319.7 | 317.9 | 315.5 | 314.3 | 313.8 | 314.2 | 313.6 | 313.2 | 313.9 | 307 | 5 | 0.5 | 4.71 | 3.54 | 10% | 313.86 | 5.3506 | 0.68074 | 5.1553 | 1.0379 | 5.1894 | 200 | 230.78
2012-04-06 06:30 | 6.41 | 6.18 | 5.74 | 5.3 | 4.95 | 4.58 | 4.27 | 3.99 | 3.78 | 3.64 | 318.7 | 318 | 317.2 | 316 | 314.9 | 313.1 | 311.5 | 310.4 | 310.3 | 312 | 304.7 | 4.69 | 0.52 | 4.55 | 3.65 | 11.09% | 312.86 | 4.7458 | 0.64766 | 4.5342 | 1.0466 | 4.9088 | 166.21 | 190.19
2012-04-06 06:40 | 5.59 | 5.42 | 4.98 | 4.69 | 4.41 | 4.07 | 3.7 | 3.37 | 3.15 | 2.81 | 317.6 | 316.2 | 314.2 | 312.2 | 311.4 | 310.5 | 311.1 | 311.6 | 311.4 | 311.3 | 307.8 | 4.14 | 0.67 | 3.89 | 2.72 | 16.18% | 310.59 | 4.1405 | 0.88076 | 4.0148 | 1.0313 | 4.2696 | 106.26 | 120.43
2012-04-06 06:50 | 5.91 | 5.74 | 5.38 | 5.05 | 4.69 | 4.37 | 4.12 | 3.83 | 3.61 | 3.24 | 316.7 | 316.3 | 315.4 | 315 | 314.9 | 314.5 | 313.1 | 311.9 | 311.8 | 312.5 | 306.5 | 4.35 | 0.67 | 4.12 | 3.2 | 15.4% | 314.29 | 4.502 | 0.54438 | 4.3333 | 1.0389 | 4.5194 | 129.15 | 147.68
2012-04-06 07:00 | 5.64 | 5.5 | 5.3 | 5.14 | 4.95 | 4.73 | 4.55 | 4.37 | 4.24 | 4.17 | 315.7 | 314.9 | 314.2 | 314.7 | 315.7 | 317.2 | 318.2 | 318 | 317.5 | 315.6 | 308.6 | 4.76 | 0.58 | 4.65 | 3.88 | 12.18% | 317.35 | 4.7706 | 0.35853 | 4.7038 | 1.0142 | 4.8276 | 173.84 | 181.47
2012-04-06 07:10 | 4.85 | 4.78 | 4.72 | 4.49 | 4.35 | 4.23 | 4.11 | 4.04 | 4 | 3.97 | 318.6 | 318 | 318.3 | 317.8 | 317.1 | 317.4 | 317.6 | 317.4 | 317.5 | 317.3 | 306.4 | 4 | 0.72 | 3.96 | 3.87 | 18% | 317.43 | 4.2843 | 0.26595 | 4.2126 | 1.017 | 4.0681 | 91 | 98.63
2012-04-06 07:20 | 5.27 | 5.18 | 5.03 | 5.03 | 5 | 4.93 | 4.87 | 4.79 | 4.72 | 4.6 | 320.8 | 321.5 | 321.9 | 321.1 | 320.2 | 319.1 | 319.1 | 318.9 | 319.4 | 320.2 | 311.7 | 4.96 | 0.52 | 4.88 | 4.51 | 10.48% | 319.1 | 4.9054 | 0.11316 | 4.9214 | 0.99676 | 4.9439 | 195.64 | 193.46
2012-04-06 07:30 | 5.3 | 5.22 | 5.09 | 5.03 | 4.94 | 4.8 | 4.73 | 4.7 | 4.62 | 4.47 | 318 | 317.9 | 317.5 | 318 | 318.4 | 319.2 | 319.3 | 319.4 | 319 | 318.8 | 312.4 | 4.96 | 0.61 | 4.86 | 4.37 | 12.3% | 319.215 | 4.8404 | 0.13576 | 4.7899 | 1.0106 | 5.0123 | 195.64 | 201.62
2012-04-06 07:40 | 5.21 | 5.18 | 5.13 | 5.09 | 5.14 | 5.09 | 5.07 | 5.07 | 5.03 | 5 | 322 | 321.8 | 321 | 320.2 | 319.2 | 318.7 | 317.9 | 316.9 | 316 | 314.2 | 309.5 | 5.45 | 0.63 | 5.38 | 5.17 | 11.56% | 318.58 | 5.0847 | 0.036382 | 5.0871 | 0.99953 | 5.4474 | 272.9 | 272.9
2012-04-06 07:50 | 3.91 | 3.84 | 3.69 | 3.7 | 3.71 | 3.73 | 3.71 | 3.73 | 3.77 | 3.82 | 325.3 | 325.7 | 324.2 | 322.8 | 321.8 | 320.4 | 319.2 | 318.8 | 317.3 | 315.5 | 313.8 | 4.11 | 0.51 | 4.09 | 4.01 | 12.41% | 320.22 | 3.7284 | 0.049683 | 3.7271 | 1.0003 | 4.1114 | 102.99 | 102.99
2012-04-06 08:00 | 3.56 | 3.48 | 3.47 | 3.51 | 3.54 | 3.48 | 3.51 | 3.59 | 3.62 | 3.61 | 328.2 | 327.6 | 325.5 | 325 | 323.6 | 323 | 322.1 | 320.5 | 318.7 | 318 | 314.4 | 3.88 | 0.35 | 3.84 | 3.74 | 9.021% | 322.865 | 3.5314 | -0.079322 | 3.4843 | 1.0135 | 3.9325 | 80.08 | 84.63
2012-04-06 08:10 | 2.98 | 2.96 | 2.95 | 2.95 | 2.86 | 2.83 | 2.81 | 2.84 | 2.9 | 2.99 | 322.9 | 322.2 | 320.9 | 318.4 | 317.5 | 318.6 | 319.4 | 319.9 | 320.2 | 320.5 | 309.8 | 3.09 | 0.47 | 3.08 | 3.01 | 15.21% | 318.72 | 2.8835 | 0.065539 | 2.8271 | 1.0199 | 3.1516 | 8.19 | 13.65
2012-04-06 08:20 | 3.34 | 3.37 | 3.54 | 3.5 | 3.47 | 3.47 | 3.65 | 3.71 | 3.66 | 3.8 | 322.6 | 321.6 | 320.7 | 320.3 | 319.1 | 319.3 | 318.7 | 319 | 318.9 | 317.7 | 315 | 3.78 | 0.59 | 3.78 | 3.97 | 15.61% | 319.21 | 3.577 | -0.46734 | 3.4952 | 1.0234 | 3.8684 | 70.98 | 79.17
2012-04-06 08:30 | 3.35 | 3.3 | 3.23 | 3.19 | 3.14 | 3.13 | 3.13 | 3.11 | 3.07 | 3.15 | 321 | 321 | 319 | 318.2 | 317.5 | 317.4 | 318.4 | 318.7 | 317.9 | 316.3 | 313.9 | 3.39 | 0.46 | 3.33 | 3.16 | 13.57% | 317.55 | 3.1479 | 0 | 3.13 | 1.0057 | 3.4094 | 35.49 | 37.31
2012-04-06 09:30 | 5.29 | 5.24 | 5.24 | 5.15 | 5.06 | 5.03 | 5.02 | 5.06 | 5.15 | 5.03 | 295.5 | 296.5 | 296.8 | 298 | 297.9 | 298.1 | 298.3 | 300.6 | 300.9 | 301.2 | 296.1 | 5.09 | 0.86 | 5.05 | 4.75 | 16.9% | 298.13 | 5.0974 | 0.01839 | 5.0286 | 1.0137 | 5.1597 | 214.58 | 225.92
2012-04-06 12:00 | 7.42 | 7.44 | 7.43 | 7.39 | 7.41 | 7.43 | 7.4 | 7.28 | 7.17 | 6.91 | 315.9 | 315.8 | 315.5 | 315.4 | 315.3 | 315.6 | 315.8 | 316.2 | 316.9 | 317.7 | 309.4 | 7.57 | 1.08 | 7.52 | 7.12 | 14.27% | 315.63 | 7.34 | 0.037388 | 7.4257 | 0.98847 | 7.4827 | 759.57 | 732.48
2012-04-06 17:50 | 7.96 | 7.8 | 7.62 | 7.51 | 7.27 | 6.97 | 6.71 | 6.54 | 6.31 | 5.97 | 318.6 | 318.5 | 317.6 | 317.7 | 317.2 | 317.1 | 317 | 317.3 | 317.3 | 317.3 | 308.6 | 7.19 | 0.94 | 7.03 | 5.66 | 13.07% | 317.085 | 6.9903 | 0.35131 | 6.9321 | 1.0084 | 7.2504 | 645.19 | 663.25
2012-04-06 18:00 | 9.12 | 8.92 | 8.76 | 8.46 | 8.23 | 7.91 | 7.51 | 7.2 | 6.84 | 6.38 | 313.7 | 312.6 | 312.4 | 312.2 | 312.1 | 312.6 | 312.9 | 313.3 | 313.7 | 313.4 | 304.1 | 8.02 | 0.96 | 7.78 | 5.93 | 11.97% | 312.645 | 7.8536 | 0.47954 | 7.8514 | 1.0003 | 8.0222 | 896.34 | 896.34
2012-04-06 18:10 | 7.89 | 7.82 | 7.66 | 7.55 | 7.44 | 7.34 | 7.29 | 7.1 | 6.86 | 6.37 | 313.8 | 313.8 | 313.9 | 313.9 | 313.4 | 312.9 | 312.6 | 313 | 313.5 | 313.5 | 303.8 | 7.36 | 0.78 | 7.2 | 5.96 | 10.6% | 312.855 | 7.298 | 0.063165 | 7.3328 | 0.99525 | 7.3251 | 696.36 | 687.33
2012-04-06 18:20 | 8.71 | 8.55 | 8.31 | 8.14 | 8.03 | 7.81 | 7.65 | 7.38 | 7.01 | 6.31 | 314.3 | 314.3 | 314.2 | 313.6 | 313.4 | 313.1 | 312.8 | 312.1 | 312 | 312.8 | 303.7 | 7.82 | 0.74 | 7.56 | 6.15 | 9.463% | 313.055 | 7.7418 | 0.19128 | 7.7869 | 0.99421 | 7.7748 | 834.82 | 819.77
2012-04-06 18:30 | 8.96 | 8.84 | 8.61 | 8.53 | 8.35 | 8.22 | 8.05 | 7.88 | 7.59 | 7.14 | 314.3 | 314.2 | 313.9 | 313.6 | 313 | 312.1 | 311.4 | 311 | 310.9 | 310.7 | 303.6 | 8.5 | 0.52 | 8.36 | 6.82 | 6.118% | 311.995 | 8.1577 | 0.19312 | 8.1954 | 0.9954 | 8.4609 | 1072.5 | 1057.82
2012-04-06 18:40 | 8.89 | 8.83 | 8.72 | 8.52 | 8.31 | 8.09 | 7.89 | 7.56 | 7.18 | 6.58 | 318.6 | 318.5 | 317.7 | 316.7 | 316.2 | 315.8 | 315.6 | 315.3 | 315.4 | 315.1 | 307.7 | 8.3 | 0.48 | 8.07 | 6.46 | 5.783% | 315.77 | 8.0197 | 0.23133 | 8.061 | 0.99487 | 8.2574 | 999.1 | 984.42
2012-04-06 18:50 | 9.02 | 8.89 | 8.66 | 8.45 | 8.22 | 8.03 | 7.86 | 7.62 | 7.26 | 6.6 | 318.7 | 318.1 | 317.7 | 317.6 | 317.2 | 316.7 | 316.2 | 315.6 | 315.4 | 314.9 | 308.2 | 8.21 | 0.45 | 8.04 | 6.5 | 5.481% | 316.625 | 7.9973 | 0.19774 | 8.0054 | 0.99898 | 8.2017 | 966.07 | 962.4
2012-04-06 19:00 | 9.18 | 9.08 | 8.85 | 8.63 | 8.43 | 8.16 | 7.85 | 7.6 | 7.37 | 6.95 | 319.6 | 319.1 | 318.7 | 318.2 | 317.9 | 316.8 | 316.1 | 315.5 | 315.2 | 315.1 | 309.1 | 8.2 | 0.72 | 7.98 | 6.61 | 8.78% | 316.695 | 8.1248 | 0.35791 | 8.1148 | 1.0012 | 8.2101 | 962.4 | 966.07
2012-04-06 19:10 | 7.9 | 7.85 | 7.64 | 7.47 | 7.33 | 7.17 | 7 | 6.78 | 6.51 | 6.13 | 319 | 319.5 | 319.4 | 319.1 | 318.5 | 318.4 | 318.3 | 317.8 | 317.7 | 317.5 | 310.9 | 7.2 | 1.01 | 7.03 | 6.07 | 14.03% | 318.385 | 7.1202 | 0.22174 | 7.1454 | 0.99648 | 7.1746 | 648.2 | 639.17
2012-04-06 19:20 | 7.54 | 7.45 | 7.25 | 6.9 | 6.73 | 6.64 | 6.49 | 6.33 | 6.15 | 5.86 | 322.1 | 322.1 | 321.9 | 321.9 | 321.8 | 322.4 | 322.8 | 323.1 | 323.8 | 325 | 314.4 | 6.61 | 0.92 | 6.44 | 5.51 | 13.92% | 322.46 | 6.6418 | 0.21115 | 6.6183 | 1.0036 | 6.6335 | 499.86 | 504.38
2012-04-06 19:30 | 7.75 | 7.63 | 7.47 | 7.35 | 7.22 | 7.01 | 6.8 | 6.59 | 6.35 | 5.91 | 323.2 | 322.9 | 322.7 | 322.7 | 322.9 | 322.8 | 322.2 | 322.1 | 322 | 321.5 | 312.5 | 7.12 | 0.52 | 6.96 | 5.57 | 7.303% | 322.71 | 6.9581 | 0.28107 | 6.9795 | 0.99694 | 7.0982 | 624.12 | 618.1
2012-04-06 19:40 | 6.78 | 6.74 | 6.57 | 6.36 | 6.21 | 6.05 | 5.93 | 5.73 | 5.53 | 5.29 | 319.9 | 320 | 320.1 | 319.8 | 319.2 | 319.4 | 319.1 | 318.8 | 318.9 | 318.6 | 311.1 | 6.16 | 0.55 | 6.03 | 5.08 | 8.929% | 319.355 | 6.0536 | 0.18513 | 6.0327 | 1.0035 | 6.1814 | 398.16 | 402.68
2012-04-06 19:50 | 6.38 | 6.31 | 6.08 | 5.94 | 5.72 | 5.44 | 5.16 | 4.93 | 4.71 | 4.43 | 317.8 | 317.8 | 318 | 317.9 | 318 | 318.1 | 318.6 | 318.7 | 318.7 | 317.4 | 309.7 | 5.61 | 0.39 | 5.41 | 4.16 | 6.952% | 318.175 | 5.4451 | 0.48832 | 5.399 | 1.0085 | 5.6579 | 298.82 | 306.92
2012-04-06 20:00 | 6.17 | 6.1 | 6 | 5.87 | 5.7 | 5.51 | 5.19 | 4.84 | 4.46 | 4.05 | 312.6 | 311.9 | 310 | 309.9 | 309.6 | 309.5 | 309.1 | 309.6 | 310.3 | 310.4 | 302.7 | 5.73 | 0.76 | 5.55 | 4.25 | 13.26% | 309.44 | 5.3769 | 0.5529 | 5.463 | 0.98424 | 5.6397 | 318.26 | 303.68
2012-04-06 20:10 | 5.29 | 5.17 | 4.9 | 4.62 | 4.4 | 4.13 | 3.99 | 3.8 | 3.6 | 3.4 | 306.4 | 305.5 | 304.6 | 305.6 | 306.1 | 306.3 | 305.2 | 304.2 | 304 | 303.8 | 295.7 | 3.98 | 1.09 | 3.88 | 3.21 | 27.39% | 306.135 | 4.2388 | 0.31869 | 4.1096 | 1.0314 | 4.1051 | 89.18 | 102.99
2012-04-06 20:20 | 7.01 | 6.88 | 6.62 | 6.35 | 6.03 | 5.75 | 5.47 | 5.14 | 4.86 | 4.46 | 304.1 | 303.3 | 302.5 | 302.2 | 301.8 | 301.2 | 300.2 | 299.5 | 298.4 | 297.3 | 293.8 | 5.8 | 0.78 | 5.66 | 4.36 | 13.45% | 301.05 | 5.7765 | 0.46132 | 5.709 | 1.0118 | 5.8686 | 329.6 | 340.94
2012-04-06 20:30 | 7.79 | 7.7 | 7.58 | 7.32 | 7.1 | 6.78 | 6.38 | 6.04 | 5.72 | 5.21 | 300.3 | 299.8 | 298.9 | 298.1 | 297.4 | 296.7 | 295.6 | 295 | 294.5 | 293.1 | 288.9 | 6.64 | 0.62 | 6.39 | 5.08 | 9.337% | 296.535 | 6.7145 | 0.56194 | 6.7212 | 0.99901 | 6.6334 | 506.64 | 504.38
2012-04-06 20:40 | 7.46 | 7.38 | 7.2 | 6.92 | 6.71 | 6.49 | 6.26 | 6.01 | 5.73 | 5.31 | 303.6 | 303.1 | 301.8 | 300.3 | 299.3 | 297.5 | 296 | 295 | 294.4 | 294.1 | 288.9 | 6.59 | 0.56 | 6.46 | 4.8 | 8.498% | 297.275 | 6.4694 | 0.33344 | 6.4565 | 1.002 | 6.6032 | 495.34 | 497.6
2012-04-06 20:50 | 8.24 | 8.19 | 8.03 | 7.76 | 7.56 | 7.3 | 7.03 | 6.78 | 6.52 | 6.11 | 306.6 | 305.8 | 304.7 | 303.1 | 302.2 | 301.2 | 300.2 | 299.2 | 298.6 | 297.8 | 293.3 | 7.11 | 0.75 | 6.94 | 5.46 | 10.55% | 301.05 | 7.2775 | 0.34827 | 7.2607 | 1.0023 | 7.1264 | 621.11 | 627.13
2012-04-06 21:00 | 8.64 | 8.52 | 8.21 | 7.98 | 7.76 | 7.43 | 7.06 | 6.72 | 6.3 | 5.7 | 303.6 | 302.9 | 302.2 | 301.4 | 300.7 | 300.1 | 299.7 | 299.1 | 298.7 | 297.9 | 293 | 7.26 | 0.92 | 7 | 5.16 | 12.67% | 300.04 | 7.3652 | 0.47204 | 7.3758 | 0.99856 | 7.2495 | 666.26 | 663.25
2012-04-06 21:10 | 8.95 | 8.83 | 8.6 | 8.26 | 7.96 | 7.61 | 7.34 | 7.08 | 6.71 | 6.08 | 303.5 | 303.3 | 302.1 | 301.2 | 300.7 | 300.1 | 300.1 | 299.6 | 298.2 | 295.7 | 293.2 | 7.97 | 0.77 | 7.72 | 5.8 | 9.661% | 300.1 | 7.6563 | 0.33382 | 7.5707 | 1.0113 | 8.0601 | 879.97 | 911.02
2012-04-06 21:20 | 8.24 | 8.1 | 7.81 | 7.55 | 7.24 | 6.87 | 6.51 | 6.27 | 6.01 | 5.48 | 305 | 304.2 | 302.8 | 301.8 | 301.3 | 300.3 | 299.3 | 298 | 296.2 | 294.6 | 293.3 | 7.13 | 0.72 | 6.94 | 5.65 | 10.1% | 300.15 | 6.9116 | 0.49739 | 6.8172 | 1.0138 | 7.2287 | 627.13 | 657.23
2012-04-06 21:30 | 8.4 | 8.26 | 7.9 | 7.53 | 7.25 | 6.84 | 6.43 | 6.07 | 5.67 | 5.06 | 307.7 | 307.5 | 306.5 | 305.4 | 304.8 | 303.6 | 303 | 303.1 | 303.1 | 303 | 295.8 | 6.89 | 0.74 | 6.59 | 4.73 | 10.74% | 303.51 | 6.8552 | 0.57121 | 6.7797 | 1.0111 | 6.9668 | 563.14 | 581.22
2012-04-06 21:40 | 7.89 | 7.75 | 7.48 | 7.18 | 6.89 | 6.47 | 6.06 | 5.71 | 5.31 | 4.64 | 306 | 305.7 | 305 | 304.5 | 304 | 303 | 302.3 | 302.1 | 301.5 | 301.8 | 296.8 | 6.42 | 0.92 | 6.09 | 4.35 | 14.33% | 302.895 | 6.4814 | 0.60497 | 6.4096 | 1.0112 | 6.4919 | 456.92 | 472.74
2012-04-06 21:50 | 8.06 | 7.94 | 7.66 | 7.36 | 7.05 | 6.71 | 6.41 | 6.09 | 5.76 | 5.23 | 304.6 | 304.2 | 303.2 | 302.3 | 301.7 | 300.8 | 300.2 | 299.5 | 299.5 | 300.1 | 293.7 | 7.01 | 0.74 | 6.77 | 4.97 | 10.56% | 300.71 | 6.7425 | 0.42268 | 6.6662 | 1.0114 | 7.0902 | 591.01 | 615.09
2012-04-06 22:00 | 7.1 | 7.01 | 6.83 | 6.6 | 6.37 | 6.12 | 5.87 | 5.59 | 5.22 | 4.55 | 304.5 | 303.8 | 302.8 | 301.5 | 300.6 | 299.2 | 298.5 | 298.3 | 297.7 | 296.6 | 291.6 | 6.1 | 0.8 | 5.97 | 4.37 | 13.11% | 299.095 | 6.0837 | 0.38542 | 6.0835 | 1 | 6.1002 | 384.6 | 384.6
2012-04-06 22:10 | 6.59 | 6.49 | 6.33 | 6.04 | 5.74 | 5.4 | 5.05 | 4.74 | 4.45 | 4.01 | 300.5 | 299.9 | 298.8 | 297.9 | 296.7 | 295.3 | 293.8 | 292.9 | 292.1 | 291 | 288.4 | 5.4 | 0.98 | 5.16 | 4.04 | 18.15% | 295.075 | 5.4259 | 0.61924 | 5.3484 | 1.0145 | 5.4782 | 264.8 | 277.76
2012-04-06 22:20 | 6.58 | 6.38 | 6.15 | 5.81 | 5.51 | 5.21 | 4.94 | 4.67 | 4.3 | 3.69 | 298.9 | 298.7 | 297.7 | 296.4 | 295.4 | 294.9 | 294.1 | 292.8 | 292.2 | 291.5 | 286.1 | 5.27 | 1.02 | 5.02 | 3.82 | 19.35% | 294.78 | 5.2582 | 0.49175 | 5.1704 | 1.017 | 5.3595 | 243.74 | 258.32
2012-04-06 22:30 | 7.02 | 6.9 | 6.64 | 6.44 | 6.2 | 5.9 | 5.55 | 5.26 | 4.99 | 4.64 | 295.2 | 294.7 | 294.4 | 294.2 | 293.5 | 292.2 | 291.3 | 290.6 | 290.4 | 290.8 | 285.3 | 5.42 | 1.28 | 5.08 | 3.41 | 23.62% | 292.065 | 5.8799 | 0.56513 | 5.8485 | 1.0054 | 5.4491 | 268.04 | 272.9
2012-04-06 22:40 | 8.21 | 8.09 | 7.81 | 7.43 | 7.09 | 6.83 | 6.52 | 6.2 | 5.86 | 5.31 | 299.3 | 298.8 | 298.2 | 297.5 | 296.2 | 294.8 | 294.1 | 294 | 294.2 | 293.6 | 289.5 | 7.08 | 1.23 | 6.86 | 5.22 | 17.37% | 294.695 | 6.8401 | 0.42925 | 6.7847 | 1.0082 | 7.1378 | 612.08 | 630.14
2012-04-06 22:50 | 7.94 | 7.81 | 7.63 | 7.33 | 7.04 | 6.71 | 6.37 | 6.03 | 5.72 | 5.3 | 298.3 | 297.9 | 297.5 | 296.8 | 295.5 | 294.2 | 293.3 | 293.1 | 292.8 | 292.3 | 286.8 | 6.63 | 1.05 | 6.48 | 5.06 | 15.84% | 294.065 | 6.7092 | 0.48053 | 6.6602 | 1.0074 | 6.6788 | 504.38 | 515.68
2012-04-06 23:00 | 8.25 | 8.16 | 8 | 7.72 | 7.45 | 7.1 | 6.83 | 6.6 | 6.41 | 6.04 | 297.2 | 296.9 | 296.3 | 296 | 295.4 | 293.8 | 292.6 | 292.4 | 292 | 290.8 | 285.9 | 6.96 | 1.02 | 6.81 | 5.73 | 14.66% | 293.62 | 7.1644 | 0.35827 | 7.0607 | 1.0147 | 7.0622 | 578.96 | 606.06
2012-04-06 23:10 | 7.7 | 7.57 | 7.23 | 6.92 | 6.56 | 6.28 | 6.14 | 5.97 | 5.76 | 5.31 | 296.1 | 296 | 295.7 | 295.4 | 295.2 | 294.7 | 293.6 | 292.3 | 291.4 | 289.8 | 286.2 | 6.51 | 0.96 | 6.34 | 5.15 | 14.75% | 294.535 | 6.4242 | 0.20834 | 6.2597 | 1.0263 | 6.6811 | 477.26 | 515.68
2012-04-06 23:20 | 6.29 | 6.18 | 6.06 | 5.93 | 5.84 | 5.75 | 5.62 | 5.37 | 5.02 | 4.59 | 291.5 | 290.3 | 288.6 | 287.8 | 287.4 | 286.7 | 286.5 | 287.1 | 287.8 | 286.8 | 282.9 | 5.99 | 0.98 | 5.92 | 5.03 | 16.36% | 286.67 | 5.6404 | 0.21132 | 5.7312 | 0.98416 | 5.8951 | 360.38 | 345.8
2012-04-06 23:30 | 6.98 | 6.86 | 6.63 | 6.45 | 6.34 | 6.22 | 6.14 | 6.13 | 6.07 | 5.81 | 296.3 | 296.3 | 295.9 | 295.5 | 294.8 | 294.9 | 294.1 | 292.5 | 290.9 | 291.7 | 284.4 | 6.28 | 1.13 | 6.19 | 5.3 | 17.99% | 294.78 | 6.2788 | 0.11963 | 6.2085 | 1.0113 | 6.3511 | 425.28 | 441.1
2012-04-06 23:40 | 7.13 | 7.02 | 6.78 | 6.54 | 6.31 | 6.14 | 5.92 | 5.71 | 5.5 | 5.24 | 295.1 | 294.6 | 293.6 | 293.1 | 292.4 | 291.4 | 290.9 | 290.5 | 289.1 | 287.1 | 286.1 | 6.35 | 1.02 | 6.23 | 5.05 | 16.06% | 291.325 | 6.1363 | 0.33719 | 6.108 | 1.0046 | 6.3795 | 441.1 | 447.88
2012-04-06 23:50 | 7.47 | 7.3 | 7 | 6.77 | 6.61 | 6.44 | 6.25 | 5.97 | 5.52 | 4.9 | 294.8 | 294.7 | 294.5 | 293.9 | 293.6 | 293 | 292.8 | 293.3 | 293.5 | 293.7 | 287.6 | 5.85 | 1.2 | 5.66 | 4.52 | 20.51% | 292.97 | 6.3647 | 0.27674 | 6.4124 | 0.99255 | 5.8064 | 337.7 | 331.22
2012-04-07 | 8.08 | 7.91 | 7.66 | 7.41 | 7.25 | 6.98 | 6.68 | 6.43 | 6.16 | 5.93 | 300.4 | 300.2 | 299.7 | 299.1 | 298.7 | 298.5 | 298.2 | 298.2 | 298.9 | 299.4 | 291.6 | 6.94 | 1.02 | 6.83 | 5.23 | 14.7% | 298.455 | 6.9524 | 0.40597 | 6.9362 | 1.0023 | 6.9562 | 574.44 | 578.96
2012-04-07 00:10 | 7.7 | 7.58 | 7.32 | 7.06 | 6.83 | 6.57 | 6.36 | 6.19 | 5.86 | 5.29 | 305.9 | 305.6 | 305.2 | 304.9 | 304.1 | 303.8 | 304.4 | 305.5 | 305.8 | 304.4 | 297.7 | 6.61 | 1.05 | 6.38 | 4.63 | 15.89% | 303.89 | 6.5988 | 0.3002 | 6.5395 | 1.0091 | 6.6699 | 499.86 | 513.42
2012-04-07 00:20 | 7.29 | 7.13 | 6.79 | 6.48 | 6.19 | 5.88 | 5.6 | 5.24 | 4.92 | 4.52 | 305.3 | 305 | 304.7 | 304.7 | 305.1 | 305.7 | 305.9 | 305.3 | 303.5 | 302.9 | 296.2 | 5.53 | 0.79 | 5.33 | 3.85 | 14.29% | 305.73 | 5.9122 | 0.45087 | 5.839 | 1.0125 | 5.5993 | 285.86 | 297.2
2012-04-07 00:30 | 7.94 | 7.82 | 7.61 | 7.41 | 7.11 | 6.75 | 6.39 | 6.06 | 5.77 | 5.32 | 303.2 | 302.5 | 301.5 | 300.8 | 300.4 | 299.8 | 299.4 | 299.1 | 298.2 | 295.3 | 291.8 | 6.94 | 1.04 | 6.68 | 5.07 | 14.99% | 299.74 | 6.7492 | 0.50648 | 6.6972 | 1.0078 | 6.9939 | 574.44 | 585.74
2012-04-07 00:40 | 8.35 | 8.18 | 7.85 | 7.46 | 7.1 | 6.81 | 6.62 | 6.47 | 6.24 | 5.92 | 301.4 | 300.4 | 299.2 | 298.2 | 297.1 | 295.9 | 294.6 | 294 | 293.5 | 291.7 | 289.5 | 7.31 | 1.06 | 7.02 | 5.41 | 14.5% | 295.705 | 6.954 | 0.26149 | 6.7824 | 1.0253 | 7.4949 | 681.31 | 735.49
2012-04-07 00:50 | 8.99 | 8.74 | 8.33 | 7.93 | 7.49 | 7.01 | 6.57 | 6.3 | 5.94 | 5.2 | 304.1 | 304 | 303.6 | 302.5 | 301.8 | 301.9 | 301.7 | 301.2 | 300.1 | 298.8 | 293.9 | 7.13 | 1.1 | 6.8 | 5.1 | 15.43% | 301.87 | 7.1376 | 0.59904 | 6.9452 | 1.0277 | 7.3276 | 627.13 | 687.33
2012-04-07 01:00 | 8.62 | 8.45 | 8.14 | 7.77 | 7.37 | 7.01 | 6.68 | 6.35 | 6.04 | 5.52 | 302.5 | 302.2 | 301.7 | 301.2 | 300.7 | 300.1 | 299.7 | 299.6 | 298.9 | 296.6 | 293.4 | 7.34 | 1.11 | 7.14 | 5.55 | 15.12% | 300.04 | 7.0869 | 0.4456 | 6.9617 | 1.018 | 7.4719 | 690.34 | 729.47
2012-04-07 01:10 | 7.5 | 7.27 | 6.9 | 6.62 | 6.44 | 6.29 | 6.07 | 5.85 | 5.61 | 5.17 | 297.6 | 297.2 | 296 | 294.8 | 293.7 | 292.4 | 290.7 | 289.3 | 288.7 | 288.9 | 288.3 | 6.59 | 1.03 | 6.4 | 4.99 | 15.63% | 292.145 | 6.2576 | 0.329 | 6.258 | 0.99994 | 6.5896 | 495.34 | 495.34
2012-04-07 01:20 | 8.48 | 8.31 | 7.97 | 7.64 | 7.33 | 7.07 | 6.79 | 6.41 | 6 | 5.35 | 298.6 | 298.2 | 297.8 | 297.3 | 296.6 | 296.2 | 296.1 | 295.3 | 294 | 291.4 | 287.8 | 6.73 | 1.09 | 6.51 | 4.91 | 16.2% | 296.185 | 7.0494 | 0.37342 | 7.0292 | 1.0029 | 6.7493 | 526.98 | 531.5
2012-04-07 01:30 | 8.46 | 8.27 | 7.88 | 7.52 | 7.17 | 6.78 | 6.41 | 6.11 | 5.93 | 5.66 | 299.7 | 299.3 | 298.4 | 297.3 | 296.1 | 295.1 | 294.3 | 293.1 | 291.5 | 289.4 | 288 | 6.85 | 1.13 | 6.64 | 5.06 | 16.5% | 294.98 | 6.8732 | 0.51858 | 6.7257 | 1.0219 | 7.0003 | 554.1 | 588
2012-04-07 01:40 | 9.05 | 8.82 | 8.41 | 8.11 | 7.85 | 7.64 | 7.48 | 7.19 | 6.78 | 6.17 | 302.5 | 302 | 301.3 | 300.8 | 299.7 | 298 | 296.6 | 295.5 | 294.4 | 293.4 | 290 | 7.33 | 1.12 | 7.08 | 5.31 | 15.28% | 297.79 | 7.6342 | 0.19558 | 7.6169 | 1.0023 | 7.3467 | 687.33 | 693.35
2012-04-07 01:50 | 8.62 | 8.43 | 8.09 | 7.68 | 7.27 | 6.93 | 6.58 | 6.21 | 5.77 | 5.33 | 304.6 | 304.3 | 303.4 | 301.8 | 300.4 | 299.2 | 298.8 | 298.5 | 297.4 | 295.2 | 290.5 | 6.87 | 0.93 | 6.55 | 4.92 | 13.54% | 299.14 | 6.9761 | 0.47891 | 6.8787 | 1.0142 | 6.9673 | 558.62 | 581.22
2012-04-07 02:00 | 8.89 | 8.71 | 8.28 | 7.87 | 7.53 | 7.15 | 6.81 | 6.48 | 6.06 | 5.41 | 309.9 | 309.7 | 308.7 | 307.3 | 306.5 | 305.8 | 305.1 | 305.1 | 305.4 | 305.6 | 298.7 | 7.05 | 0.93 | 6.7 | 5.09 | 13.19% | 305.695 | 7.2072 | 0.45022 | 7.1003 | 1.0151 | 7.1562 | 603.05 | 636.16
2012-04-07 02:10 | 7.18 | 6.96 | 6.65 | 6.29 | 5.87 | 5.5 | 5.17 | 4.87 | 4.68 | 4.4 | 312.3 | 311.8 | 310.3 | 309.4 | 309 | 308.1 | 307.4 | 307.4 | 308.2 | 308.6 | 301.2 | 5.27 | 1.02 | 4.92 | 3.65 | 19.35% | 307.995 | 5.6375 | 0.57179 | 5.4515 | 1.0341 | 5.4499 | 243.74 | 272.9
2012-04-07 02:20 | 7.59 | 7.35 | 6.89 | 6.4 | 5.96 | 5.48 | 5.01 | 4.61 | 4.24 | 3.81 | 307.5 | 307.6 | 307.5 | 306.9 | 305.9 | 304.7 | 303.3 | 302.8 | 302.8 | 301 | 298.3 | 5.38 | 0.79 | 5.12 | 4.01 | 14.68% | 304.49 | 5.6345 | 0.82863 | 5.41 | 1.0415 | 5.6032 | 261.56 | 297.2
2012-04-07 02:30 | 7.88 | 7.64 | 7.21 | 6.77 | 6.31 | 5.82 | 5.33 | 4.87 | 4.47 | 3.93 | 305 | 305 | 304.7 | 304.4 | 304.5 | 304.7 | 304.3 | 303.4 | 302.6 | 301.1 | 296.6 | 6.08 | 0.5 | 5.65 | 3.72 | 8.224% | 304.64 | 5.9448 | 0.81274 | 5.7471 | 1.0344 | 6.2892 | 380.08 | 427.54
2012-04-07 02:40 | 7.92 | 7.74 | 7.35 | 6.98 | 6.63 | 6.23 | 5.78 | 5.34 | 5.01 | 4.5 | 305.5 | 305.2 | 304.5 | 304.4 | 304.4 | 303.6 | 302.1 | 300.2 | 298.4 | 298.3 | 294.4 | 6.33 | 0.71 | 6.03 | 4.21 | 11.22% | 303.375 | 6.2585 | 0.69282 | 6.1634 | 1.0154 | 6.4276 | 436.58 | 459.18
2012-04-07 02:50 | 7.6 | 7.45 | 7.18 | 6.85 | 6.53 | 6.22 | 5.95 | 5.56 | 5.18 | 4.68 | 304.2 | 304.2 | 303.6 | 302.7 | 302 | 301.4 | 300.9 | 299.8 | 298.6 | 296.8 | 294.6 | 6.58 | 0.52 | 6.33 | 4.46 | 7.903% | 301.325 | 6.2418 | 0.4101 | 6.1806 | 1.0099 | 6.6451 | 493.08 | 508.9
2012-04-07 03:00 | 7.76 | 7.57 | 7.2 | 6.89 | 6.62 | 6.39 | 6.16 | 5.94 | 5.62 | 5.15 | 308 | 307.8 | 307.9 | 307.8 | 307.4 | 306.4 | 305.5 | 304.7 | 303.4 | 301 | 298.6 | 6.59 | 0.7 | 6.37 | 4.74 | 10.62% | 306.265 | 6.419 | 0.33875 | 6.3565 | 1.0098 | 6.6548 | 495.34 | 508.9
2012-04-07 03:10 | 8.69 | 8.55 | 8.24 | 7.84 | 7.44 | 7.1 | 6.75 | 6.31 | 5.92 | 5.46 | 308.7 | 308.5 | 308 | 307 | 306 | 305 | 303.9 | 303.5 | 304 | 304.3 | 298.2 | 7.14 | 1.03 | 6.86 | 5.21 | 14.43% | 304.835 | 7.1292 | 0.46715 | 7.0488 | 1.0114 | 7.2215 | 630.14 | 654.22
2012-04-07 03:20 | 8.82 | 8.59 | 8.13 | 7.71 | 7.41 | 7.05 | 6.74 | 6.36 | 6 | 5.58 | 311.7 | 311.3 | 310.4 | 309.4 | 308.8 | 308.3 | 307.8 | 307 | 306.1 | 305.6 | 301 | 7.39 | 0.9 | 7.2 | 5.27 | 12.18% | 308.225 | 7.1034 | 0.41555 | 7.0047 | 1.0141 | 7.4941 | 705.39 | 735.49
2012-04-07 03:30 | 9.33 | 9.12 | 8.78 | 8.48 | 8.16 | 7.78 | 7.37 | 6.99 | 6.61 | 5.97 | 312.1 | 311.8 | 311.2 | 310.2 | 309.3 | 308.3 | 307.6 | 307.6 | 307.8 | 307.7 | 302.8 | 7.9 | 0.73 | 7.58 | 5.7 | 9.241% | 308.195 | 7.7636 | 0.50029 | 7.7199 | 1.0057 | 7.9447 | 858.9 | 870.94
2012-04-07 03:40 | 9.33 | 9.18 | 8.86 | 8.53 | 8.27 | 7.98 | 7.54 | 7.07 | 6.64 | 6.05 | 312.1 | 311.9 | 311.4 | 310.7 | 310.4 | 310.9 | 311.5 | 311.3 | 310.1 | 309 | 303.2 | 7.92 | 0.78 | 7.58 | 5.48 | 9.848% | 310.99 | 7.8687 | 0.52411 | 7.9154 | 0.9941 | 7.8733 | 864.92 | 849.87
2012-04-07 03:50 | 8.51 | 8.36 | 8.06 | 7.73 | 7.43 | 7.11 | 6.78 | 6.41 | 5.98 | 5.29 | 309.2 | 308.9 | 308.3 | 307.8 | 307.3 | 307.2 | 307 | 306.6 | 306.4 | 305.9 | 299.8 | 7.11 | 0.58 | 6.82 | 4.74 | 8.158% | 307.17 | 7.0944 | 0.43918 | 7.0618 | 1.0046 | 7.1429 | 621.11 | 630.14
2012-04-07 04:00 | 7.93 | 7.81 | 7.54 | 7.24 | 6.9 | 6.45 | 6 | 5.62 | 5.35 | 4.97 | 307.2 | 306.8 | 306.2 | 305.6 | 305.3 | 305.2 | 304.9 | 304.2 | 303.5 | 302.5 | 298.3 | 6.64 | 0.76 | 6.39 | 4.68 | 11.45% | 305.155 | 6.4997 | 0.66831 | 6.3835 | 1.0182 | 6.7609 | 506.64 | 533.76
2012-04-07 04:10 | 8.16 | 7.95 | 7.63 | 7.32 | 6.99 | 6.62 | 6.22 | 5.76 | 5.31 | 4.69 | 312.5 | 312 | 310.7 | 309.7 | 309.2 | 308.8 | 308.4 | 307.7 | 306.7 | 305 | 301.5 | 6.52 | 0.56 | 6.22 | 4.47 | 8.589% | 308.74 | 6.5987 | 0.57595 | 6.5611 | 1.0057 | 6.5573 | 479.52 | 488.56
2012-04-07 04:20 | 8.69 | 8.46 | 8.1 | 7.68 | 7.26 | 6.78 | 6.28 | 5.8 | 5.31 | 4.68 | 315.1 | 314.8 | 313.6 | 312.2 | 310.8 | 309.3 | 308 | 306.9 | 305.8 | 303.9 | 300.7 | 6.88 | 0.58 | 6.45 | 4.58 | 8.43% | 309.105 | 6.8218 | 0.70793 | 6.706 | 1.0173 | 6.9988 | 560.88 | 588
2012-04-07 04:30 | 7.81 | 7.61 | 7.33 | 7.01 | 6.66 | 6.28 | 5.92 | 5.59 | 5.28 | 4.81 | 309.8 | 309 | 307.4 | 306 | 305.1 | 304.7 | 303.9 | 302.7 | 301 | 298.6 | 297.1 | 6.38 | 0.67 | 6.22 | 4.85 | 10.5% | 304.58 | 6.3346 | 0.54553 | 6.2271 | 1.0173 | 6.4901 | 447.88 | 472.74
2012-04-07 04:40 | 8.5 | 8.37 | 8.07 | 7.73 | 7.41 | 7.04 | 6.67 | 6.23 | 5.74 | 5.05 | 309.8 | 309.5 | 309 | 308.5 | 307.7 | 306.9 | 306.6 | 305.8 | 304.5 | 303.4 | 299.8 | 7.01 | 0.69 | 6.67 | 4.67 | 9.843% | 306.855 | 7.0206 | 0.49891 | 6.9858 | 1.005 | 7.0449 | 591.01 | 600.04
2012-04-07 04:50 | 9.27 | 9.1 | 8.76 | 8.41 | 8.01 | 7.51 | 7.01 | 6.5 | 6.08 | 5.43 | 311.4 | 311.1 | 310.6 | 310.2 | 309.9 | 309.6 | 308.9 | 308.1 | 307 | 306.3 | 302.4 | 7.4 | 0.69 | 6.98 | 5 | 9.324% | 309.495 | 7.5339 | 0.63668 | 7.4362 | 1.0131 | 7.4972 | 708.4 | 738.5
2012-04-07 05:00 | 8.83 | 8.72 | 8.47 | 8.13 | 7.75 | 7.35 | 6.93 | 6.49 | 6.02 | 5.41 | 309.5 | 309.4 | 309.3 | 309.3 | 308.6 | 307.9 | 306.9 | 305.6 | 304.4 | 303.6 | 300.2 | 7.43 | 0.58 | 6.99 | 4.91 | 7.806% | 307.75 | 7.3458 | 0.54374 | 7.2883 | 1.0079 | 7.4886 | 717.43 | 735.49
2012-04-07 05:10 | 8.32 | 8.17 | 7.87 | 7.52 | 7.19 | 6.85 | 6.49 | 6.21 | 5.97 | 5.46 | 305.5 | 305.2 | 304.4 | 303.7 | 303.1 | 302.5 | 301.9 | 301.1 | 299.7 | 298.2 | 295.2 | 7.09 | 0.63 | 6.87 | 5.19 | 8.886% | 302.41 | 6.8989 | 0.49888 | 6.7972 | 1.015 | 7.1961 | 615.09 | 648.2
2012-04-07 05:20 | 7.42 | 7.3 | 7.06 | 6.78 | 6.51 | 6.2 | 5.87 | 5.63 | 5.42 | 5.05 | 306.3 | 305.8 | 304.8 | 303.7 | 302.6 | 302.3 | 302.7 | 302.3 | 302 | 304.2 | 294.9 | 5.96 | 0.75 | 5.72 | 4.68 | 12.58% | 302.36 | 6.2325 | 0.50543 | 6.1516 | 1.0132 | 6.0384 | 355.52 | 371.04
2012-04-07 05:30 | 7.42 | 7.18 | 6.7 | 6.26 | 5.91 | 5.6 | 5.27 | 4.91 | 4.61 | 4.42 | 309 | 308.4 | 307.5 | 306.7 | 306.3 | 306 | 305.7 | 306.1 | 306.2 | 307.1 | 296.5 | 5.69 | 0.93 | 5.4 | 3.62 | 16.34% | 305.955 | 5.6872 | 0.56126 | 5.5515 | 1.0245 | 5.8292 | 311.78 | 334.46
2012-04-07 05:40 | 7.38 | 7.19 | 6.92 | 6.67 | 6.34 | 5.99 | 5.77 | 5.6 | 5.35 | 4.94 | 307.1 | 306.3 | 305.3 | 304.7 | 303.9 | 302.8 | 301.7 | 300.7 | 300.9 | 300.9 | 295.7 | 6.27 | 0.87 | 6.09 | 4.74 | 13.88% | 302.635 | 6.1094 | 0.34579 | 5.958 | 1.0254 | 6.4294 | 423.02 | 459.18
2012-04-07 05:50 | 7.24 | 7.04 | 6.74 | 6.43 | 6.09 | 5.77 | 5.51 | 5.31 | 5.09 | 4.7 | 311.9 | 310.6 | 308.7 | 307.1 | 305.8 | 305 | 304.4 | 303.6 | 302.7 | 303.1 | 297.4 | 6 | 0.61 | 5.8 | 4.37 | 10.17% | 304.91 | 5.8751 | 0.42608 | 5.732 | 1.025 | 6.1498 | 362 | 395.9
2012-04-07 06:00 | 7.35 | 7.18 | 6.85 | 6.53 | 6.3 | 6.01 | 5.7 | 5.4 | 5.05 | 4.57 | 307.2 | 306.6 | 305.9 | 305 | 304.2 | 302.9 | 301.7 | 300.8 | 300 | 299.1 | 295.2 | 5.95 | 0.61 | 5.69 | 4.06 | 10.25% | 302.72 | 6.004 | 0.48939 | 5.9646 | 1.0066 | 5.9893 | 353.9 | 360.38
2012-04-07 06:10 | 6.97 | 6.84 | 6.56 | 6.34 | 6.12 | 5.87 | 5.57 | 5.27 | 4.94 | 4.54 | 309.2 | 308.4 | 307.5 | 306.5 | 305.5 | 304.5 | 303.3 | 302.1 | 301.1 | 300.3 | 295.2 | 5.89 | 0.77 | 5.63 | 4.5 | 13.07% | 304.32 | 5.828 | 0.48478 | 5.826 | 1.0003 | 5.892 | 344.18 | 344.18
2012-04-07 06:20 | 7.72 | 7.52 | 7.2 | 6.83 | 6.5 | 6.18 | 5.87 | 5.58 | 5.29 | 4.92 | 307.9 | 307.6 | 306.7 | 306 | 305.4 | 304.8 | 304 | 303 | 301.8 | 299.3 | 298.4 | 6.28 | 0.91 | 6.02 | 4.84 | 14.49% | 304.68 | 6.2456 | 0.47557 | 6.1346 | 1.0181 | 6.3936 | 425.28 | 450.14
2012-04-07 17:50 | 8.26 | 8.32 | 8.23 | 7.99 | 7.93 | 7.85 | 7.66 | 7.42 | 7.08 | 6.64 | 314.7 | 315.3 | 314.6 | 313.4 | 312.2 | 311.3 | 310.6 | 309.6 | 309.3 | 309.7 | 302.5 | 7.83 | 0.41 | 7.69 | 6.22 | 5.236% | 311.195 | 7.7122 | 0.22642 | 7.8225 | 0.98591 | 7.7196 | 837.83 | 804.72
2012-04-07 18:20 | 8.07 | 8.06 | 7.74 | 7.52 | 7.4 | 7.2 | 7 | 6.68 | 6.36 | 5.97 | 321.2 | 320.3 | 319.4 | 318.7 | 318.3 | 316.9 | 316 | 315.7 | 315.3 | 315.1 | 307.8 | 7.24 | 0.33 | 7.07 | 5.79 | 4.558% | 316.765 | 7.1292 | 0.26033 | 7.171 | 0.99418 | 7.1978 | 660.24 | 648.2
2012-04-07 18:30 | 8.13 | 7.98 | 7.66 | 7.47 | 7.24 | 7.04 | 6.84 | 6.58 | 6.3 | 5.95 | 318.3 | 319 | 318.5 | 318.3 | 317.7 | 316.7 | 315.5 | 314.8 | 314.4 | 314 | 307.9 | 7.05 | 0.35 | 6.91 | 5.62 | 4.965% | 316.52 | 7.0227 | 0.26633 | 7.011 | 1.0017 | 7.0618 | 603.05 | 606.06
2012-04-07 18:40 | 7.24 | 7.25 | 7.11 | 6.85 | 6.72 | 6.51 | 6.27 | 5.95 | 5.68 | 5.32 | 325.6 | 325.5 | 324.6 | 323.8 | 322.9 | 321.9 | 320.8 | 320.1 | 319.5 | 320.1 | 312.7 | 6.63 | 0.51 | 6.43 | 5.08 | 7.692% | 321.735 | 6.4399 | 0.34712 | 6.4751 | 0.99457 | 6.594 | 504.38 | 495.34
2012-04-07 18:50 | 6.55 | 6.38 | 6.33 | 6.09 | 6.05 | 5.89 | 5.67 | 5.51 | 5.23 | 4.74 | 327.6 | 327.6 | 326.3 | 324.8 | 323.8 | 322.7 | 321.9 | 321.3 | 320.7 | 319.7 | 313.5 | 6 | 0.21 | 5.82 | 4.24 | 3.5% | 322.58 | 5.8039 | 0.35178 | 5.858 | 0.99078 | 5.9447 | 362 | 352.28
2012-04-07 19:00 | 6.64 | 6.45 | 6.34 | 6.16 | 5.98 | 5.75 | 5.48 | 5.15 | 4.85 | 4.35 | 325.9 | 324.9 | 324.6 | 324.4 | 323.6 | 322.6 | 322 | 321.4 | 320 | 317.5 | 314.3 | 5.77 | 0.4 | 5.55 | 4 | 6.932% | 322.51 | 5.6745 | 0.44444 | 5.7105 | 0.99369 | 5.7336 | 324.74 | 318.26
2012-04-07 19:10 | 7.01 | 6.89 | 6.63 | 6.34 | 5.99 | 5.69 | 5.38 | 5.1 | 4.85 | 4.41 | 328.4 | 328.6 | 328 | 326.4 | 325.9 | 324.2 | 322.4 | 320.5 | 319.1 | 317 | 314.6 | 5.89 | 0.41 | 5.65 | 3.98 | 6.961% | 323.93 | 5.7381 | 0.5177 | 5.6445 | 1.0166 | 5.9877 | 344.18 | 360.38
2012-04-07 19:20 | 6.52 | 6.34 | 6.07 | 5.94 | 5.78 | 5.5 | 5.28 | 5.01 | 4.72 | 4.2 | 327.3 | 327.2 | 327.7 | 326.9 | 325.8 | 325.4 | 323.9 | 321.8 | 319.8 | 315 | 316.1 | 5.69 | 0.2 | 5.46 | 3.95 | 3.515% | 325.175 | 5.4741 | 0.37724 | 5.4679 | 1.0011 | 5.6964 | 311.78 | 313.4
2012-04-07 19:30 | 6.19 | 6.07 | 6.04 | 6.01 | 5.96 | 5.79 | 5.56 | 5.39 | 5.16 | 4.63 | 330.1 | 329.6 | 328.8 | 327.8 | 327.3 | 326.9 | 326.4 | 325.1 | 324.6 | 322 | 317.9 | 5.95 | 0.24 | 5.76 | 4.17 | 4.034% | 326.825 | 5.6763 | 0.37458 | 5.7565 | 0.98607 | 5.8671 | 353.9 | 340.94
2012-04-07 19:40 | 6.47 | 6.46 | 6.36 | 6.2 | 5.98 | 5.75 | 5.53 | 5.27 | 5 | 4.51 | 326.3 | 326.5 | 324.8 | 323.4 | 322.4 | 320.9 | 319.8 | 318.9 | 318.1 | 317.4 | 312 | 5.93 | 0.47 | 5.65 | 4.36 | 7.926% | 320.735 | 5.7186 | 0.36051 | 5.718 | 1.0001 | 5.9307 | 350.66 | 350.66
2012-04-07 19:50 | 7.18 | 7.04 | 6.82 | 6.59 | 6.49 | 6.24 | 5.95 | 5.65 | 5.32 | 4.9 | 327.5 | 326.9 | 326.5 | 326.2 | 325 | 323.5 | 322.1 | 321.1 | 320.6 | 319.8 | 314.4 | 6.31 | 0.34 | 6.07 | 4.72 | 5.388% | 323.29 | 6.1551 | 0.43977 | 6.1976 | 0.99315 | 6.2667 | 432.06 | 423.02
2012-04-07 20:00 | 6.68 | 6.61 | 6.41 | 6.24 | 6.03 | 5.82 | 5.62 | 5.36 | 5.12 | 4.66 | 328.6 | 327.4 | 326.6 | 324.4 | 322.9 | 321.4 | 320.1 | 319.1 | 317.8 | 316.9 | 312.2 | 5.92 | 0.35 | 5.76 | 4.26 | 5.912% | 321.205 | 5.7927 | 0.32314 | 5.7909 | 1.0003 | 5.9218 | 349.04 | 349.04
2012-04-07 20:10 | 6.61 | 6.49 | 6.35 | 6.21 | 6.04 | 5.88 | 5.67 | 5.46 | 5.2 | 4.67 | 325.8 | 325.1 | 323.9 | 323.3 | 322.3 | 320.6 | 319.6 | 318.4 | 317.8 | 316.9 | 311.8 | 5.97 | 0.31 | 5.79 | 4.34 | 5.193% | 320.45 | 5.8142 | 0.33607 | 5.8494 | 0.99397 | 5.934 | 357.14 | 350.66
2012-04-07 20:20 | 7.18 | 7.03 | 6.85 | 6.66 | 6.5 | 6.3 | 6.06 | 5.83 | 5.61 | 5.18 | 324.5 | 324.6 | 323.9 | 322 | 321.3 | 320.2 | 319.4 | 318.1 | 317.5 | 315.7 | 311.5 | 6.35 | 0.36 | 6.18 | 4.6 | 5.669% | 320.08 | 6.2512 | 0.35892 | 6.265 | 0.99778 | 6.3359 | 441.1 | 438.84
2012-04-07 20:30 | 6.33 | 6.25 | 5.9 | 5.68 | 5.58 | 5.38 | 5.28 | 5.17 | 5.06 | 4.7 | 324.4 | 323.6 | 322.3 | 321.4 | 320.2 | 319.2 | 318.3 | 317 | 315.5 | 313 | 309.4 | 5.53 | 0.38 | 5.43 | 4.48 | 6.872% | 319.065 | 5.4369 | 0.17338 | 5.3656 | 1.0133 | 5.6036 | 285.86 | 297.2
2012-04-07 20:40 | 5.04 | 4.96 | 4.78 | 4.6 | 4.51 | 4.48 | 4.4 | 4.29 | 4.16 | 3.88 | 319.9 | 319.1 | 318 | 317.2 | 315.8 | 314.9 | 314.2 | 313.1 | 311.3 | 307.8 | 306.6 | 4.59 | 0.29 | 4.53 | 3.57 | 6.318% | 314.795 | 4.4517 | 0.16651 | 4.4684 | 0.99625 | 4.5728 | 155.31 | 153.13
2012-04-07 20:50 | 4.7 | 4.63 | 4.55 | 4.49 | 4.46 | 4.36 | 4.19 | 3.97 | 3.78 | 3.42 | 313.3 | 313 | 312.4 | 311.3 | 310.8 | 310.5 | 309.7 | 308.1 | 306.7 | 301.8 | 301.4 | 4.43 | 0.2 | 4.31 | 3.13 | 4.515% | 310.38 | 4.244 | 0.36753 | 4.3352 | 0.97897 | 4.3368 | 137.87 | 128.06
2012-04-07 21:00 | 4.56 | 4.5 | 4.45 | 4.38 | 4.3 | 4.25 | 4.21 | 4.13 | 4.07 | 3.79 | 304.2 | 303.3 | 302.6 | 302.5 | 301.8 | 301.6 | 301.1 | 300.8 | 300.6 | 297.2 | 294.2 | 4.29 | 0.2 | 4.24 | 3.38 | 4.662% | 301.525 | 4.2417 | 0.087386 | 4.2442 | 0.99941 | 4.2875 | 122.61 | 122.61
2012-04-07 21:10 | 4.94 | 4.98 | 5.01 | 4.95 | 4.81 | 4.62 | 4.45 | 4.28 | 4.08 | 3.74 | 310.7 | 310.5 | 309 | 307.8 | 306.5 | 305.5 | 304.3 | 303.3 | 301.7 | 298.3 | 297.5 | 4.65 | 0.17 | 4.5 | 3.49 | 3.656% | 305.32 | 4.5825 | 0.34645 | 4.5953 | 0.99722 | 4.6371 | 161.85 | 160.76
2012-04-07 21:20 | 5.07 | 4.99 | 4.88 | 4.78 | 4.74 | 4.69 | 4.58 | 4.43 | 4.23 | 3.92 | 305.6 | 304.4 | 302.3 | 301 | 300.1 | 299.1 | 297.7 | 295.7 | 293.5 | 288.9 | 292 | 4.74 | 0.23 | 4.69 | 3.8 | 4.852% | 298.89 | 4.5988 | 0.21932 | 4.6741 | 0.9839 | 4.6637 | 171.66 | 162.94
2012-04-07 21:30 | 4.78 | 4.72 | 4.7 | 4.67 | 4.69 | 4.69 | 4.64 | 4.53 | 4.34 | 3.98 | 302.2 | 301.8 | 301.1 | 300.5 | 300.2 | 299.7 | 298.8 | 297.1 | 295 | 290.6 | 292.5 | 4.79 | 0.19 | 4.72 | 3.8 | 3.967% | 299.565 | 4.5822 | 0.099047 | 4.6828 | 0.97851 | 4.6871 | 177.11 | 166.21
2012-04-07 21:40 | 5.15 | 5.16 | 5.13 | 5.12 | 5.13 | 5.05 | 4.88 | 4.66 | 4.39 | 3.96 | 303.8 | 303.3 | 302.7 | 302 | 301 | 299.4 | 297.6 | 295.7 | 293.8 | 289.7 | 292.2 | 5.12 | 0.32 | 5.02 | 3.7 | 6.25% | 299.13 | 4.8798 | 0.31644 | 5.0253 | 0.97104 | 4.9717 | 219.44 | 196.73
2012-04-07 21:50 | 5.97 | 5.98 | 5.93 | 5.78 | 5.63 | 5.45 | 5.22 | 5.02 | 4.8 | 4.37 | 301.5 | 300.8 | 299.6 | 297.9 | 296.2 | 294.6 | 293.3 | 291.4 | 289 | 284.7 | 286.8 | 5.48 | 0.33 | 5.32 | 4.16 | 6.022% | 294.405 | 5.3834 | 0.39845 | 5.4164 | 0.99389 | 5.4465 | 277.76 | 272.9
2012-04-07 22:00 | 5.47 | 5.39 | 5.28 | 5.11 | 4.94 | 4.8 | 4.64 | 4.47 | 4.3 | 4.01 | 304.7 | 303.7 | 301.9 | 299.6 | 297.6 | 295.6 | 293.7 | 291.8 | 289.6 | 284.1 | 288.9 | 4.9 | 0.45 | 4.75 | 3.96 | 9.184% | 295.315 | 4.7742 | 0.31328 | 4.7767 | 0.99947 | 4.8974 | 189.1 | 189.1
2012-04-07 22:10 | 5.39 | 5.38 | 5.29 | 5.18 | 5.07 | 4.93 | 4.79 | 4.68 | 4.61 | 4.53 | 297.6 | 297.3 | 296.4 | 294.4 | 293.1 | 291.6 | 289.9 | 287.9 | 285.3 | 280.3 | 284.3 | 5.01 | 0.31 | 4.94 | 4.43 | 6.188% | 291.345 | 4.9235 | 0.26622 | 4.9097 | 1.0028 | 5.0241 | 201.62 | 203.24
2012-04-07 22:20 | 5.91 | 5.86 | 5.78 | 5.63 | 5.53 | 5.45 | 5.33 | 5.17 | 5.03 | 4.85 | 289.7 | 288.8 | 287.5 | 286.1 | 284.9 | 283.6 | 282 | 280 | 278.2 | 274.4 | 276.9 | 5.52 | 0.47 | 5.44 | 4.7 | 8.514% | 283.36 | 5.4003 | 0.20574 | 5.4326 | 0.99405 | 5.4872 | 284.24 | 279.38
2012-04-07 22:30 | 6.55 | 6.52 | 6.43 | 6.26 | 6.16 | 6.03 | 5.83 | 5.58 | 5.34 | 4.99 | 293.8 | 293.2 | 291.8 | 290.3 | 288.9 | 287.6 | 285.7 | 283.1 | 280.5 | 276.8 | 280.4 | 6.09 | 0.34 | 5.97 | 4.81 | 5.583% | 287.315 | 5.9232 | 0.3117 | 6.0009 | 0.98705 | 6.0112 | 382.34 | 364.26
2012-04-07 22:40 | 6.85 | 6.81 | 6.68 | 6.57 | 6.46 | 6.33 | 6.21 | 6.02 | 5.83 | 5.47 | 296.5 | 295.6 | 294.2 | 292.7 | 291.3 | 289.4 | 287.3 | 285 | 282.5 | 277.8 | 281.2 | 6.35 | 0.37 | 6.28 | 5.18 | 5.827% | 289.085 | 6.2681 | 0.17687 | 6.3127 | 0.99294 | 6.3052 | 441.1 | 432.06
2012-04-07 22:50 | 7.24 | 7.21 | 7.19 | 7.13 | 7.04 | 6.85 | 6.66 | 6.5 | 6.22 | 5.71 | 300.3 | 299.8 | 298.9 | 297.7 | 296.8 | 295.3 | 293.5 | 291.1 | 288.5 | 284.3 | 286 | 6.75 | 0.52 | 6.66 | 5.57 | 7.704% | 295.03 | 6.7571 | 0.25994 | 6.8224 | 0.99043 | 6.6854 | 531.5 | 517.94
2012-04-07 23:00 | 6.84 | 6.73 | 6.54 | 6.34 | 6.19 | 5.97 | 5.77 | 5.59 | 5.36 | 4.87 | 301.6 | 301 | 299.8 | 298.3 | 296.7 | 294.4 | 291.6 | 289.5 | 287.9 | 284.3 | 286.6 | 6.11 | 0.65 | 6.01 | 4.98 | 10.64% | 293.98 | 5.9428 | 0.31489 | 5.9409 | 1.0003 | 6.1119 | 386.86 | 386.86
2012-04-07 23:10 | 7.32 | 7.23 | 6.99 | 6.82 | 6.66 | 6.4 | 6.12 | 5.84 | 5.57 | 5.12 | 304.4 | 303.6 | 302.1 | 300.5 | 298.9 | 297.3 | 294.9 | 292.8 | 290 | 285 | 289.6 | 6.5 | 0.45 | 6.34 | 4.97 | 6.923% | 296.94 | 6.3303 | 0.4134 | 6.3591 | 0.99547 | 6.4706 | 475 | 468.22
2012-04-07 23:20 | 7.26 | 7.13 | 6.82 | 6.47 | 6.12 | 5.75 | 5.38 | 4.99 | 4.64 | 4.14 | 308.8 | 308.5 | 307.3 | 305.3 | 303.2 | 301.6 | 299.9 | 297.7 | 295.4 | 290.1 | 292.8 | 5.78 | 0.59 | 5.53 | 3.91 | 10.21% | 301.345 | 5.7831 | 0.61463 | 5.6955 | 1.0154 | 5.8689 | 326.36 | 340.94
2012-04-11 08:30 | 10.22 | 10.08 | 9.83 | 9.54 | 9.24 | 8.93 | 8.76 | 8.71 | 8.7 | 8.47 | 194.4 | 194.5 | 194.3 | 193.4 | 191.9 | 190.7 | 190.9 | 191.7 | 191.8 | 191.6 | 185.5 | 8.81 | 0.96 | 7.34 | 6.58 | 10.9% | 190.73 | 9.1045 | 0.17762 | 8.9054 | 1.0224 | 9.007 | 1186.27 | 1259.81
2012-04-11 08:40 | 11.03 | 10.9 | 10.61 | 10.35 | 10.12 | 9.87 | 9.71 | 9.58 | 9.47 | 9.18 | 196.2 | 195.9 | 195.7 | 195.5 | 195.6 | 195.5 | 195.7 | 195.7 | 195.5 | 194.7 | 186.6 | 9.65 | 2.12 | 8.14 | 7.47 | 21.97% | 195.53 | 9.9591 | 0.15103 | 9.8469 | 1.0114 | 9.7599 | 1503.65 | 1545.56
2012-04-11 08:50 | 10.09 | 9.93 | 9.69 | 9.5 | 9.33 | 9.17 | 9.12 | 9.06 | 8.89 | 8.45 | 200.3 | 200.1 | 199.5 | 198.7 | 198 | 196.9 | 196.1 | 195.8 | 195.4 | 193.9 | 187.9 | 8.96 | 1.39 | 7.56 | 7.11 | 15.51% | 196.78 | 9.2334 | 0.050525 | 9.1628 | 1.0077 | 9.029 | 1241.32 | 1267.43
2012-04-11 09:00 | 10.15 | 10.01 | 9.8 | 9.59 | 9.39 | 9.22 | 9.04 | 8.85 | 8.67 | 8.3 | 203.6 | 203.6 | 203.1 | 203.2 | 203.5 | 203.1 | 202.3 | 201.7 | 201.1 | 199.8 | 190.3 | 8.98 | 1.24 | 7.49 | 6.68 | 13.81% | 202.98 | 9.2114 | 0.18219 | 9.194 | 1.0019 | 8.997 | 1248.66 | 1256
2012-04-11 09:10 | 9.88 | 9.86 | 9.88 | 9.84 | 9.74 | 9.58 | 9.38 | 9.15 | 9 | 8.76 | 202.6 | 202.8 | 203.1 | 202.8 | 202.1 | 201.5 | 201.5 | 201.4 | 201.1 | 200.7 | 192.7 | 8.96 | 1.36 | 7.65 | 7.37 | 15.18% | 201.5 | 9.4874 | 0.19496 | 9.5511 | 0.99334 | 8.9003 | 1241.32 | 1219.3
2012-04-11 09:20 | 9.75 | 9.71 | 9.58 | 9.36 | 9.08 | 8.82 | 8.63 | 8.42 | 8.34 | 8.41 | 202.4 | 202.5 | 203.1 | 203.9 | 204.1 | 203.6 | 202.6 | 202 | 202.4 | 202.1 | 189.2 | 7.98 | 1.24 | 6.65 | 6.72 | 15.54% | 203.45 | 8.9009 | 0.20124 | 8.7925 | 1.0123 | 8.0784 | 882.98 | 918.36
2012-04-11 09:30 | 9.84 | 9.71 | 9.52 | 9.32 | 9.13 | 8.91 | 8.76 | 8.6 | 8.44 | 8.2 | 200 | 200.2 | 201 | 201.5 | 201.9 | 201.8 | 201.6 | 200.9 | 200.1 | 198.6 | 190 | 8.76 | 1.36 | 7.1 | 6.42 | 15.53% | 201.77 | 8.948 | 0.1569 | 8.8884 | 1.0067 | 8.8188 | 1167.92 | 1189.94
2012-04-11 09:40 | 10.06 | 10.05 | 9.96 | 9.79 | 9.65 | 9.64 | 9.58 | 9.45 | 9.28 | 8.9 | 198.2 | 198.6 | 198.9 | 199.3 | 199.3 | 199.5 | 199.7 | 199.2 | 198.5 | 197.4 | 190.6 | 9.08 | 1.3 | 7.66 | 7.25 | 14.32% | 199.53 | 9.5997 | 0.057696 | 9.6314 | 0.99671 | 9.0501 | 1286.48 | 1275.05
2012-04-11 13:40 | 5.28 | 5.24 | 5.18 | 5.13 | 5.12 | 5.16 | 5.14 | 5.07 | 5.05 | 4.96 | 201.2 | 201.3 | 199.9 | 200 | 200.3 | 200 | 199.9 | 200.2 | 199.7 | 197.7 | 195 | 4.71 | 0.95 | 3.77 | 3.68 | 20.17% | 199.985 | 5.1179 | 0.035887 | 5.1571 | 0.99239 | 4.6742 | 168.39 | 164.03
2012-04-11 13:50 | 6.26 | 6.18 | 6.07 | 5.99 | 5.85 | 5.71 | 5.68 | 5.72 | 5.69 | 5.47 | 204.5 | 204.4 | 204.5 | 205 | 205.4 | 205.9 | 206.1 | 205.9 | 205.6 | 205.4 | 193.4 | 5.15 | 1.07 | 4.27 | 4.24 | 20.78% | 205.93 | 5.8091 | 0.04868 | 5.7057 | 1.0181 | 5.2433 | 224.3 | 238.88
2012-04-11 14:00 | 5.67 | 5.61 | 5.45 | 5.32 | 5.3 | 5.28 | 5.23 | 5.07 | 4.9 | 4.63 | 190 | 189.3 | 188.6 | 188.1 | 187.6 | 187.3 | 187.1 | 187.6 | 187.4 | 186.9 | 181.4 | 5.53 | 1.04 | 4.98 | 4.34 | 18.81% | 187.27 | 5.2118 | 0.087926 | 5.2728 | 0.98842 | 5.466 | 285.86 | 276.14
2012-04-11 14:10 | 6.56 | 6.43 | 6.19 | 6.1 | 5.96 | 5.73 | 5.57 | 5.42 | 5.31 | 4.99 | 193 | 192.7 | 192.4 | 191.7 | 191.2 | 190.8 | 189.9 | 188.5 | 188.2 | 188.4 | 184.2 | 5.97 | 1.24 | 5.27 | 4.5 | 20.77% | 190.665 | 5.7528 | 0.26171 | 5.7068 | 1.0081 | 6.0182 | 357.14 | 366.52
2012-04-11 14:20 | 6.99 | 6.99 | 6.99 | 6.92 | 6.8 | 6.73 | 6.73 | 6.67 | 6.53 | 6.26 | 187 | 187.1 | 187 | 186.7 | 186 | 185 | 184.2 | 183.8 | 183.5 | 182.4 | 175.5 | 7 | 0.92 | 6.68 | 5.73 | 13.14% | 184.88 | 6.7458 | 0 | 6.73 | 1.0023 | 7.0164 | 588 | 594.02
2012-04-11 14:30 | 6.88 | 6.89 | 6.87 | 6.85 | 6.84 | 6.82 | 6.78 | 6.76 | 6.71 | 6.52 | 185.9 | 185.9 | 186 | 185.3 | 184 | 183.8 | 184.5 | 184.5 | 183.4 | 181.2 | 176 | 7.15 | 1.18 | 6.72 | 6 | 16.5% | 183.905 | 6.7911 | 0.054359 | 6.8143 | 0.9966 | 7.1257 | 633.15 | 627.13
2012-04-11 14:40 | 7.4 | 7.36 | 7.25 | 7.18 | 7.02 | 6.89 | 6.83 | 6.68 | 6.4 | 6 | 189.7 | 189.2 | 188.6 | 188.4 | 188.5 | 188.3 | 188 | 187.5 | 188.3 | 188.9 | 181.7 | 7.43 | 1.05 | 6.72 | 5.63 | 14.13% | 188.255 | 6.8725 | 0.080825 | 6.8814 | 0.99871 | 7.4204 | 717.43 | 714.42
2012-04-11 14:50 | 7.03 | 7 | 6.9 | 6.82 | 6.64 | 6.41 | 6.2 | 6.08 | 5.95 | 5.73 | 195.6 | 195.7 | 196.5 | 197.3 | 198.4 | 198.2 | 197.6 | 197.3 | 196.8 | 195.3 | 188.7 | 6.13 | 1.24 | 5.15 | 4.81 | 20.23% | 198.11 | 6.4227 | 0.30782 | 6.3795 | 1.0068 | 6.1716 | 391.38 | 400.42
2012-04-11 15:00 | 6.88 | 6.75 | 6.57 | 6.39 | 6.23 | 6.08 | 6 | 5.86 | 5.62 | 5.25 | 195.7 | 195.7 | 195.1 | 195 | 195.1 | 195.2 | 195.5 | 195.8 | 196.2 | 195.6 | 186.2 | 6.09 | 1.07 | 5.2 | 4.76 | 17.57% | 195.245 | 6.0983 | 0.1224 | 6.0685 | 1.0049 | 6.1199 | 382.34 | 389.12
2012-04-11 15:10 | 7.39 | 7.25 | 6.91 | 6.61 | 6.41 | 6.29 | 6.2 | 6.09 | 6.08 | 5.93 | 193.7 | 193.4 | 193.5 | 193.5 | 194.7 | 195.3 | 195.1 | 195.2 | 195.4 | 195.2 | 184.7 | 6.02 | 0.68 | 5.18 | 4.96 | 11.3% | 195.27 | 6.386 | 0.13318 | 6.277 | 1.0174 | 6.1245 | 366.52 | 389.12
2012-04-11 15:20 | 6.93 | 6.92 | 6.88 | 6.82 | 6.78 | 6.74 | 6.69 | 6.62 | 6.56 | 6.37 | 188.4 | 188.2 | 187.6 | 186.8 | 186.3 | 186.2 | 186 | 185.2 | 184.3 | 183 | 176.5 | 6.97 | 0.83 | 6.67 | 6.01 | 11.91% | 186.17 | 6.7138 | 0.068809 | 6.7328 | 0.99718 | 6.9503 | 581.22 | 576.7
2012-04-11 15:30 | 6.08 | 5.97 | 5.78 | 5.67 | 5.66 | 5.62 | 5.59 | 5.61 | 5.6 | 5.5 | 183.4 | 183.4 | 183.7 | 184.3 | 185.3 | 185.4 | 184.1 | 183 | 182.2 | 182.4 | 169.4 | 5.82 | 0.93 | 5.7 | 5.32 | 15.98% | 185.205 | 5.6493 | 0.049461 | 5.6157 | 1.006 | 5.8548 | 332.84 | 337.7
2012-04-11 15:40 | 5.35 | 5.26 | 5.14 | 5.01 | 4.9 | 4.82 | 4.77 | 4.84 | 4.85 | 4.76 | 183.9 | 183.4 | 182.2 | 182 | 182.1 | 182.3 | 182.7 | 182.4 | 181 | 177.6 | 169.9 | 4.91 | 0.73 | 4.8 | 4.71 | 14.87% | 182.36 | 4.9068 | 0.096361 | 4.8128 | 1.0195 | 5.0059 | 190.19 | 201.62
2012-04-11 15:50 | 7.22 | 7.12 | 6.95 | 6.77 | 6.72 | 6.66 | 6.47 | 6.28 | 6.1 | 5.86 | 190 | 189.7 | 189.1 | 188.6 | 188.3 | 187.9 | 187.1 | 186 | 185 | 183.7 | 178 | 6.91 | 1.49 | 6.48 | 5.51 | 21.56% | 187.78 | 6.556 | 0.26747 | 6.6324 | 0.98847 | 6.8304 | 567.66 | 549.58
2012-04-11 16:00 | 8.85 | 8.73 | 8.56 | 8.42 | 8.3 | 8.21 | 8.01 | 7.78 | 7.64 | 7.43 | 203.8 | 203.8 | 204 | 204.2 | 204.8 | 205.1 | 205.1 | 204.7 | 203.9 | 202.4 | 193.6 | 7.54 | 1.23 | 6.18 | 5.93 | 16.31% | 205.1 | 8.1242 | 0.2279 | 8.181 | 0.99305 | 7.4876 | 750.54 | 735.49
2012-04-11 16:10 | 7.36 | 7.36 | 7.35 | 7.22 | 7.1 | 7 | 6.89 | 6.72 | 6.53 | 6.2 | 197.3 | 197.5 | 198.3 | 198.9 | 199 | 198.8 | 199.2 | 199.4 | 199.2 | 197.4 | 190.4 | 7.1 | 1.06 | 6.19 | 5.55 | 14.93% | 198.86 | 6.952 | 0.14637 | 6.9841 | 0.9954 | 7.0673 | 618.1 | 609.07
2012-04-11 16:20 | 7.68 | 7.61 | 7.47 | 7.38 | 7.3 | 7.19 | 7.09 | 6.99 | 6.92 | 6.81 | 199.2 | 199.4 | 200 | 201.2 | 201 | 200.2 | 199.5 | 198.9 | 198.6 | 197.2 | 193.8 | 7.43 | 1.3 | 6.45 | 5.96 | 17.5% | 200.095 | 7.187 | 0.12943 | 7.1756 | 1.0016 | 7.4418 | 717.43 | 720.44
2012-04-11 16:30 | 6.04 | 6 | 5.91 | 5.84 | 5.79 | 5.69 | 5.53 | 5.37 | 5.26 | 4.94 | 203.7 | 203.7 | 202.7 | 201.7 | 200.9 | 200.2 | 199.4 | 198.6 | 197.7 | 195.2 | 189.3 | 5.55 | 1.05 | 4.66 | 4.22 | 18.92% | 200.08 | 5.6104 | 0.26358 | 5.6668 | 0.99005 | 5.4948 | 289.1 | 279.38
2012-04-11 16:40 | 6.98 | 6.94 | 6.84 | 6.65 | 6.4 | 6.17 | 6.03 | 5.9 | 5.73 | 5.45 | 209.3 | 209.4 | 209.7 | 210.5 | 211 | 211 | 210.6 | 210.1 | 209 | 205 | 201.2 | 6.04 | 1.02 | 4.91 | 4.6 | 16.89% | 210.94 | 6.241 | 0.2121 | 6.1497 | 1.0148 | 6.1297 | 371.04 | 391.38
2012-04-11 16:50 | 6.39 | 6.35 | 6.2 | 6.13 | 6 | 5.83 | 5.66 | 5.49 | 5.37 | 5.19 | 202.7 | 202.6 | 202.4 | 202.6 | 203.1 | 203.7 | 203.7 | 203.3 | 203.3 | 203 | 193.2 | 5.58 | 0.91 | 4.54 | 4.05 | 16.31% | 203.7 | 5.8094 | 0.27347 | 5.8053 | 1.0007 | 5.5839 | 293.96 | 293.96
2012-04-11 17:00 | 5.75 | 5.72 | 5.64 | 5.58 | 5.43 | 5.19 | 4.91 | 4.66 | 4.45 | 4.22 | 204.4 | 204.4 | 204 | 203.4 | 202.4 | 201.9 | 201.5 | 201.5 | 201 | 198.9 | 193.8 | 4.88 | 0.78 | 3.9 | 3.35 | 15.98% | 201.84 | 5.1275 | 0.5125 | 5.1489 | 0.99585 | 4.8597 | 186.92 | 184.74
2012-04-11 17:10 | 5.03 | 5.07 | 5.01 | 4.87 | 4.75 | 4.65 | 4.46 | 4.3 | 4.11 | 3.78 | 189.3 | 188.3 | 188 | 187.3 | 187.3 | 186 | 185.8 | 186.1 | 185.1 | 183.5 | 182.3 | 4.77 | 0.93 | 4.27 | 3.54 | 19.5% | 185.97 | 4.584 | 0.38552 | 4.6223 | 0.99173 | 4.7305 | 174.93 | 170.57
2012-04-11 17:20 | 4.19 | 4.18 | 4.14 | 4.05 | 4.04 | 4.04 | 3.99 | 3.9 | 3.9 | 3.72 | 194.4 | 194.4 | 194.2 | 193.4 | 192.8 | 191.9 | 189.9 | 189.1 | 187.8 | 186.6 | 185.2 | 4.11 | 0.6 | 3.57 | 3.33 | 14.6% | 191.6 | 3.9972 | 0.11508 | 4.0328 | 0.99118 | 4.0737 | 102.99 | 98.63
2012-04-11 17:40 | 4.83 | 4.82 | 4.79 | 4.68 | 4.56 | 4.4 | 4.26 | 4.07 | 3.83 | 3.48 | 214.5 | 214.3 | 215.1 | 214.8 | 214.4 | 215 | 214.8 | 213.5 | 211.6 | 208.5 | 205.8 | 4.32 | 0.48 | 3.71 | 2.79 | 11.11% | 214.97 | 4.3601 | 0.29881 | 4.3797 | 0.99553 | 4.3007 | 125.88 | 123.7
2012-04-11 17:50 | 5.11 | 5.08 | 4.96 | 4.82 | 4.67 | 4.53 | 4.41 | 4.29 | 4.15 | 3.94 | 210.9 | 210.9 | 211 | 210.5 | 209 | 207.4 | 206.4 | 205.4 | 205.1 | 203.1 | 199.5 | 4.34 | 0.46 | 3.49 | 3.04 | 10.6% | 207.25 | 4.5424 | 0.2481 | 4.5126 | 1.0066 | 4.3686 | 128.06 | 131.33
2012-04-11 18:00 | 5.12 | 5.05 | 4.93 | 4.76 | 4.61 | 4.43 | 4.3 | 4.23 | 4.14 | 3.8 | 197.9 | 197.8 | 198 | 198.5 | 198.6 | 198.7 | 199 | 199.4 | 199.1 | 197.4 | 190 | 4.3 | 0.62 | 3.49 | 2.99 | 14.42% | 198.745 | 4.4827 | 0.27524 | 4.4111 | 1.0162 | 4.3697 | 123.7 | 131.33
2012-04-11 18:10 | 4.63 | 4.56 | 4.43 | 4.36 | 4.29 | 4.2 | 4.1 | 4.04 | 4.04 | 4 | 195.9 | 195.5 | 194.9 | 194.4 | 194.3 | 194.6 | 194.1 | 193.3 | 192.5 | 191.1 | 186.6 | 4.26 | 0.59 | 3.6 | 3.56 | 13.85% | 194.525 | 4.2119 | 0.22269 | 4.1855 | 1.0063 | 4.2868 | 119.34 | 122.61
2012-04-11 18:20 | 4.94 | 4.87 | 4.81 | 4.78 | 4.67 | 4.54 | 4.49 | 4.41 | 4.29 | 4.14 | 198 | 198 | 198.1 | 198.3 | 198.2 | 198 | 197.6 | 197.7 | 197.9 | 196.3 | 189.7 | 4.18 | 0.64 | 3.44 | 3.41 | 15.31% | 197.94 | 4.5618 | 0.10234 | 4.5328 | 1.0064 | 4.2068 | 110.62 | 113.89
2012-04-11 18:30 | 4.6 | 4.54 | 4.47 | 4.44 | 4.42 | 4.41 | 4.38 | 4.32 | 4.28 | 4.25 | 194 | 193.7 | 193.3 | 192.7 | 191.5 | 190.2 | 189.8 | 189 | 187.7 | 185.5 | 182.8 | 4.57 | 0.54 | 4.1 | 4.2 | 11.82% | 190.14 | 4.3843 | 0.063079 | 4.4057 | 0.99514 | 4.5478 | 153.13 | 150.95
2012-04-11 18:40 | 5.17 | 5.12 | 5.06 | 5.04 | 5.01 | 5.03 | 5.08 | 5.14 | 5.16 | 5.07 | 191 | 190.5 | 189.6 | 188.6 | 187.5 | 186.5 | 185.8 | 185.4 | 184.2 | 181.5 | 177.2 | 5.27 | 0.37 | 5.15 | 4.78 | 7.021% | 186.395 | 5.0729 | -0.091405 | 5.0371 | 1.0071 | 5.3075 | 243.74 | 250.22
2012-04-11 18:50 | 5.02 | 4.95 | 4.88 | 4.8 | 4.74 | 4.75 | 4.77 | 4.83 | 4.87 | 4.85 | 183.9 | 184 | 184.2 | 184.8 | 185.1 | 185.6 | 185.4 | 184.5 | 183.3 | 179.9 | 171.1 | 4.83 | 0.61 | 4.75 | 4.77 | 12.63% | 185.57 | 4.81 | -0.038828 | 4.7529 | 1.012 | 4.888 | 181.47 | 188.01
2012-04-11 19:00 | 4.91 | 4.83 | 4.65 | 4.49 | 4.39 | 4.3 | 4.21 | 4.2 | 4.3 | 4.43 | 180.7 | 180.4 | 179.5 | 178.6 | 178.3 | 178.5 | 177.6 | 176.1 | 175.1 | 172.9 | 166.4 | 4.13 | 0.74 | 4 | 4.39 | 17.92% | 178.365 | 4.3816 | 0.19547 | 4.287 | 1.0221 | 4.2212 | 105.17 | 114.98
2012-04-11 19:10 | 4.51 | 4.45 | 4.32 | 4.14 | 4 | 3.88 | 3.84 | 3.88 | 4 | 4.09 | 184 | 183.6 | 182.6 | 181.2 | 180.2 | 179.6 | 178.1 | 176.7 | 175.8 | 173.4 | 169.1 | 4.03 | 0.54 | 3.85 | 4.12 | 13.4% | 179.375 | 4.0239 | 0.095762 | 3.8742 | 1.0386 | 4.1857 | 94.27 | 111.71
2012-04-11 19:20 | 4.73 | 4.68 | 4.58 | 4.52 | 4.5 | 4.46 | 4.45 | 4.44 | 4.44 | 4.47 | 189 | 188.5 | 188 | 187.8 | 187.7 | 187.2 | 186.6 | 185.9 | 185.5 | 183.7 | 178.2 | 4.56 | 0.31 | 4.36 | 4.36 | 6.798% | 187.11 | 4.4892 | 0.020743 | 4.4586 | 1.0069 | 4.5914 | 152.04 | 155.31
2012-04-11 19:30 | 4.54 | 4.46 | 4.33 | 4.24 | 4.14 | 4.08 | 4.09 | 4.16 | 4.26 | 4.4 | 195.4 | 194.9 | 194.4 | 193.1 | 191.6 | 191.2 | 191.1 | 190.4 | 189.9 | 187.3 | 184.4 | 4.16 | 0.51 | 3.68 | 4.21 | 12.26% | 191.185 | 4.2038 | -0.022622 | 4.0814 | 1.03 | 4.2847 | 108.44 | 121.52
2012-04-11 19:40 | 4.42 | 4.35 | 4.26 | 4.2 | 4.13 | 4.09 | 4.1 | 4.13 | 4.12 | 4.19 | 198.3 | 197.2 | 195.7 | 195.2 | 194.8 | 194.4 | 193.6 | 192.7 | 191.1 | 187.3 | 185.6 | 4.13 | 0.62 | 3.67 | 4.15 | 15.01% | 194.28 | 4.1521 | -0.022567 | 4.0914 | 1.0148 | 4.1913 | 105.17 | 111.71
2012-04-11 19:50 | 4.06 | 3.97 | 3.85 | 3.78 | 3.75 | 3.72 | 3.68 | 3.63 | 3.6 | 3.66 | 199.7 | 199.5 | 199 | 197.9 | 197.5 | 197.6 | 197.2 | 196.5 | 195.1 | 192.6 | 188.7 | 3.62 | 0.41 | 3.04 | 3.31 | 11.33% | 197.54 | 3.7214 | 0.099904 | 3.7142 | 1.0019 | 3.627 | 56.42 | 57.33
2012-04-11 21:50 | 3.25 | 3.31 | 3.3 | 3.29 | 3.43 | 3.5 | 3.57 | 3.62 | 3.67 | 3.67 | 189.7 | 190 | 189.3 | 189.2 | 190.3 | 190 | 189.3 | 188.4 | 187.3 | 185 | 182.2 | 3.51 | 0.22 | 3.15 | 3.48 | 6.268% | 189.895 | 3.4956 | -0.183 | 3.5099 | 0.99592 | 3.4957 | 46.41 | 45.5
2012-04-12 09:20 | 1.6 | 1.45 | 1.2 | 1.06 | 1.15 | 1.38 | 1.68 | 1.41 | 1.18 | 1.05 | 334.7 | 330.5 | 320.8 | 278.8 | 269 | 292.2 | 325.9 | 328.9 | 320.2 | 317.3 | 325 | 1.25 | 0.46 | 1.1 | 0.83 | 36.8% | 297.255 | 1.2023 | -1.8178 | 1.4194 | 0.84704 | 1.0588 | 0 | 0
2012-04-12 09:40 | 2.77 | 2.73 | 1.91 | 1.52 | 1.46 | 1.28 | 1.23 | 1.24 | 1.19 | 1.18 | 345.6 | 356.3 | 352.8 | 349.7 | 342.8 | 335.1 | 320.2 | 318.7 | 319.5 | 312.5 | 328.7 | 1.37 | 0.48 | 1.17 | 1.09 | 35.04% | 332.865 | 1.4662 | 0.36822 | 1.2727 | 1.152 | 1.5783 | 0 | 0
2012-04-12 09:50 | 3.05 | 2.85 | 2.39 | 1.97 | 1.66 | 1.52 | 1.43 | 1.43 | 1.46 | 1.46 | 334.7 | 338 | 343.2 | 347.3 | 348.6 | 357.1 | 2.6 | 2.9 | 359.2 | 355.6 | 2.4 | 1.45 | 0.56 | 1.25 | 0.85 | 38.62% | -2.075 | 1.7647 | 0.56403 | 1.5068 | 1.1712 | 1.6982 | 0 | 0
2012-04-12 10:00 | 2.8 | 2.68 | 2.42 | 2.16 | 1.95 | 1.69 | 1.44 | 1.24 | 1.19 | 1.23 | 341.3 | 341.7 | 343 | 344.3 | 344.3 | 343.3 | 340.8 | 332.9 | 323.5 | 310.6 | 339.4 | 1.92 | 0.57 | 1.64 | 1.02 | 29.69% | 342.925 | 1.8342 | 1.4793 | 1.6517 | 1.1105 | 2.1322 | 0 | 0
2012-04-12 10:10 | 3.38 | 3.12 | 2.7 | 2.56 | 2.34 | 2.08 | 1.87 | 1.75 | 1.62 | 1.49 | 357.9 | 354.3 | 354.8 | 360 | 4.3 | 10.8 | 11.8 | 14.8 | 15.6 | 10.2 | 2.7 | 2.29 | 0.35 | 2.1 | 1.34 | 15.28% | 10.95 | 2.1751 | 0.98351 | 2.0485 | 1.0618 | 2.4315 | 0 | 0
2012-04-12 10:20 | 2.81 | 2.61 | 2.33 | 2 | 1.71 | 1.38 | 1.23 | 1.15 | 1.13 | 1.21 | 350 | 351.3 | 351.8 | 353.5 | 352.1 | 349.1 | 343.5 | 331.2 | 322.5 | 313.2 | 352.9 | 1.84 | 0.48 | 1.72 | 1.46 | 26.09% | 348.26 | 1.6809 | 1.0634 | 1.3574 | 1.2383 | 2.2785 | 0 | 0
2012-04-12 13:30 | 8.38 | 8.34 | 8.24 | 8.12 | 8.03 | 7.94 | 7.84 | 7.75 | 7.7 | 7.5 | 303 | 302.9 | 302.7 | 302.4 | 301.8 | 301.2 | 300.9 | 300.7 | 300.8 | 301.1 | 292.9 | 8.11 | 1.25 | 8.03 | 6.92 | 15.41% | 301.155 | 7.9359 | 0.11712 | 7.9256 | 1.0013 | 8.1205 | 929.37 | 933.04
2012-04-12 13:40 | 9.18 | 9.15 | 9.09 | 9.04 | 8.96 | 8.83 | 8.65 | 8.43 | 8.15 | 7.59 | 301.9 | 301.7 | 301.1 | 300.4 | 299.8 | 298.9 | 297.8 | 297 | 296.6 | 297.4 | 292.3 | 8.68 | 0.74 | 8.53 | 6.86 | 8.525% | 298.735 | 8.6999 | 0.19032 | 8.804 | 0.98818 | 8.5774 | 1138.56 | 1101.86
2012-04-12 13:50 | 8.42 | 8.45 | 8.15 | 7.98 | 7.94 | 7.81 | 7.64 | 7.5 | 7.19 | 6.82 | 302.2 | 302.4 | 300.3 | 299.3 | 298 | 297.4 | 296.7 | 295.9 | 295 | 293.8 | 290.1 | 7.79 | 0.89 | 7.7 | 6.16 | 11.42% | 297.295 | 7.7305 | 0.20337 | 7.7854 | 0.99295 | 7.7351 | 825.79 | 810.74
2012-04-12 14:00 | 7.73 | 7.64 | 7.54 | 7.39 | 7.3 | 7.23 | 7.15 | 6.95 | 6.69 | 6.17 | 306.4 | 306.3 | 305.1 | 303.3 | 301.8 | 300.9 | 300.6 | 299.7 | 299 | 298 | 295.6 | 7.24 | 0.77 | 7.09 | 6.21 | 10.64% | 300.855 | 7.1474 | 0.10282 | 7.2185 | 0.99015 | 7.1687 | 660.24 | 639.17
2012-04-12 14:10 | 5.82 | 5.76 | 5.69 | 5.67 | 5.57 | 5.45 | 5.36 | 5.25 | 5.15 | 4.93 | 305.8 | 305.2 | 304.3 | 303.5 | 302.5 | 302 | 301.7 | 301.6 | 301.6 | 302 | 296.3 | 5.7 | 0.81 | 5.57 | 4.77 | 14.21% | 301.955 | 5.4356 | 0.15388 | 5.437 | 0.99975 | 5.6986 | 313.4 | 313.4
2012-04-12 14:20 | 6.97 | 6.92 | 6.84 | 6.8 | 6.78 | 6.74 | 6.64 | 6.5 | 6.36 | 6.13 | 314.1 | 314.1 | 314.1 | 314.1 | 314.2 | 314.2 | 313.7 | 313.1 | 312.6 | 312 | 306.6 | 6.81 | 0.72 | 6.71 | 6.14 | 10.57% | 314.125 | 6.6507 | 0.13813 | 6.7256 | 0.98887 | 6.7342 | 545.06 | 526.98
2012-04-12 19:20 | 9.51 | 9.24 | 8.69 | 8.16 | 7.75 | 7.3 | 6.97 | 6.67 | 6.37 | 5.93 | 320.8 | 319.9 | 319.7 | 319.3 | 318.8 | 318 | 317.5 | 317.7 | 318.9 | 320.6 | 308.9 | 7.33 | 1.01 | 7.08 | 5.23 | 13.78% | 317.925 | 7.4817 | 0.42748 | 7.2518 | 1.0317 | 7.5624 | 687.33 | 756.56
2012-04-12 19:30 | 9.67 | 9.33 | 8.83 | 8.44 | 8.18 | 7.81 | 7.38 | 6.97 | 6.62 | 6.05 | 319.7 | 320.2 | 320.7 | 320.1 | 320.2 | 320.2 | 320 | 320.3 | 320.3 | 320.7 | 311.3 | 7.74 | 0.87 | 7.38 | 5.45 | 11.24% | 320.17 | 7.7919 | 0.52333 | 7.7469 | 1.0058 | 7.785 | 810.74 | 822.78
2012-04-12 19:40 | 8.14 | 7.82 | 7.29 | 6.92 | 6.49 | 6.18 | 5.87 | 5.64 | 5.39 | 5.14 | 317.9 | 317.3 | 316.5 | 315.3 | 315.3 | 314.3 | 314.4 | 314.6 | 314.6 | 315.6 | 304.3 | 6.15 | 0.75 | 5.87 | 4.55 | 12.2% | 314.315 | 6.3152 | 0.47557 | 6.1346 | 1.0294 | 6.3311 | 395.9 | 436.58
2012-04-12 20:00 | 8.2 | 7.72 | 6.97 | 6.36 | 5.92 | 5.52 | 5.25 | 4.95 | 4.7 | 4.37 | 316.6 | 316.3 | 316.7 | 316.4 | 317.4 | 317.4 | 317.1 | 317.2 | 318.2 | 321.8 | 306.8 | 5.63 | 0.94 | 5.28 | 3.73 | 16.7% | 317.355 | 5.7831 | 0.46343 | 5.4805 | 1.0552 | 5.9408 | 302.06 | 352.28
2012-04-12 20:10 | 7.95 | 7.69 | 7.19 | 6.69 | 6.34 | 5.94 | 5.52 | 5.19 | 4.87 | 4.42 | 315.7 | 315.1 | 314 | 313.2 | 312.8 | 312 | 311.8 | 311.6 | 311.6 | 312.8 | 303.8 | 5.9 | 0.95 | 5.6 | 4.02 | 16.1% | 311.97 | 6.0476 | 0.67765 | 5.8779 | 1.0289 | 6.0703 | 345.8 | 377.82
2012-04-12 20:20 | 8.88 | 8.62 | 8.21 | 7.78 | 7.48 | 7.2 | 6.97 | 6.75 | 6.49 | 5.92 | 309.9 | 309.5 | 309 | 308.6 | 308.1 | 307.8 | 307.4 | 307.5 | 308.3 | 308.7 | 299.9 | 6.85 | 1.07 | 6.65 | 4.9 | 15.62% | 307.74 | 7.2889 | 0.30002 | 7.1666 | 1.0171 | 6.9669 | 554.1 | 581.22
2012-04-12 20:30 | 7.7 | 7.54 | 7.24 | 6.95 | 6.78 | 6.52 | 6.23 | 5.97 | 5.68 | 5.09 | 312.5 | 312 | 311.9 | 311.6 | 311.4 | 311.5 | 311.4 | 310.8 | 309.9 | 310.5 | 303.7 | 6.47 | 1.02 | 6.28 | 4.4 | 15.77% | 311.485 | 6.4912 | 0.42045 | 6.4776 | 1.0021 | 6.4836 | 468.22 | 470.48
2012-04-12 20:40 | 8.4 | 8.22 | 7.89 | 7.5 | 7.16 | 6.84 | 6.53 | 6.19 | 5.79 | 5.2 | 311.9 | 311.4 | 310.6 | 310.4 | 310.1 | 309.7 | 309.8 | 309.9 | 309.7 | 310.1 | 301.5 | 6.82 | 0.72 | 6.59 | 4.9 | 10.56% | 309.715 | 6.8762 | 0.4286 | 6.7947 | 1.012 | 6.9018 | 547.32 | 565.4
2012-04-12 20:50 | 8.34 | 8.17 | 7.93 | 7.69 | 7.41 | 7.03 | 6.67 | 6.36 | 6.06 | 5.56 | 312.6 | 312.2 | 311.2 | 310.2 | 309.9 | 309.8 | 308.9 | 307.8 | 308.1 | 309.6 | 301.4 | 6.94 | 0.73 | 6.63 | 4.94 | 10.52% | 309.665 | 7.0411 | 0.48577 | 6.9773 | 1.0091 | 7.0035 | 574.44 | 588
2012-04-12 21:00 | 8.57 | 8.42 | 8.12 | 7.83 | 7.5 | 7.11 | 6.71 | 6.33 | 5.99 | 5.44 | 311.1 | 310.6 | 309.6 | 308.9 | 308.5 | 307.7 | 306.4 | 305.4 | 305.6 | 306.5 | 300 | 7.14 | 0.73 | 6.9 | 4.77 | 10.22% | 307.505 | 7.1176 | 0.53508 | 7.0513 | 1.0094 | 7.2072 | 630.14 | 651.21
2012-04-12 21:10 | 8.01 | 7.85 | 7.47 | 7 | 6.52 | 5.98 | 5.54 | 5.18 | 4.81 | 4.28 | 309.8 | 309.2 | 308.3 | 307.8 | 307.9 | 308 | 307.6 | 306.4 | 305.2 | 302.8 | 299.8 | 6.43 | 0.86 | 6.13 | 3.99 | 13.37% | 307.94 | 6.1744 | 0.70625 | 5.9149 | 1.0439 | 6.7121 | 459.18 | 522.46
2012-04-12 21:20 | 7.91 | 7.68 | 7.18 | 6.64 | 6.18 | 5.73 | 5.32 | 4.99 | 4.66 | 4.18 | 308.3 | 308 | 307.3 | 306.5 | 306.8 | 307.8 | 307.9 | 306.4 | 305 | 303.7 | 298.7 | 6 | 1.16 | 5.74 | 4.42 | 19.33% | 307.815 | 5.9209 | 0.68607 | 5.6694 | 1.0444 | 6.2662 | 362 | 423.02
2012-04-12 21:30 | 8.1 | 7.9 | 7.58 | 7.22 | 6.93 | 6.63 | 6.34 | 6.08 | 5.75 | 5.2 | 309.5 | 308.9 | 308.3 | 307.3 | 306.3 | 305 | 303.1 | 301.7 | 301 | 300.3 | 298.4 | 6.6 | 0.98 | 6.37 | 4.82 | 14.85% | 304.715 | 6.6634 | 0.41331 | 6.5877 | 1.0115 | 6.6759 | 497.6 | 515.68
2012-04-12 21:40 | 8.08 | 7.96 | 7.64 | 7.25 | 6.85 | 6.34 | 5.85 | 5.42 | 5.04 | 4.54 | 306.6 | 306.6 | 306.3 | 305.3 | 304.7 | 304.3 | 303.4 | 302.4 | 301.7 | 301.7 | 297 | 6.53 | 0.87 | 6.24 | 4.56 | 13.32% | 304.165 | 6.4268 | 0.74332 | 6.2674 | 1.0254 | 6.6961 | 481.78 | 520.2
2012-04-12 21:50 | 7.12 | 6.92 | 6.51 | 6.07 | 5.78 | 5.59 | 5.38 | 5.11 | 4.75 | 4.36 | 307.4 | 307.2 | 306.9 | 306.8 | 306.3 | 304.8 | 303.9 | 303.1 | 301.5 | 300.1 | 297 | 5.95 | 0.9 | 5.7 | 4.53 | 15.13% | 304.665 | 5.6357 | 0.35385 | 5.5594 | 1.0137 | 6.0316 | 353.9 | 368.78
2012-04-12 22:00 | 6.71 | 6.52 | 6.15 | 5.8 | 5.52 | 5.3 | 5.07 | 4.84 | 4.57 | 4.08 | 307.3 | 307.2 | 306.2 | 305.4 | 304.6 | 303.2 | 302.5 | 302.5 | 302.2 | 301.8 | 295.9 | 5.73 | 0.93 | 5.58 | 4.59 | 16.23% | 303.095 | 5.3497 | 0.40999 | 5.2664 | 1.0158 | 5.8206 | 318.26 | 332.84
2012-04-12 22:10 | 7.15 | 7.03 | 6.75 | 6.43 | 6.13 | 5.81 | 5.42 | 5.02 | 4.71 | 4.46 | 305.5 | 305.1 | 304.4 | 303.7 | 303.9 | 303.9 | 303.3 | 302.1 | 300.2 | 298.4 | 294.4 | 5.67 | 0.83 | 5.45 | 4.1 | 14.64% | 303.81 | 5.8084 | 0.64211 | 5.7524 | 1.0097 | 5.7252 | 308.54 | 318.26
2012-04-12 22:20 | 6.84 | 6.69 | 6.31 | 5.83 | 5.39 | 5 | 4.67 | 4.38 | 4.13 | 3.69 | 305.7 | 304.9 | 303.4 | 302.7 | 301.7 | 300.4 | 299.9 | 299.6 | 300 | 299.5 | 294.6 | 5.38 | 0.72 | 5.1 | 3.29 | 13.38% | 300.325 | 5.1864 | 0.63096 | 4.9513 | 1.0475 | 5.6354 | 261.56 | 303.68
2012-04-12 22:30 | 6.22 | 6.06 | 5.72 | 5.38 | 4.97 | 4.49 | 4.11 | 3.81 | 3.47 | 2.86 | 308.1 | 307.6 | 306.9 | 306.4 | 306.2 | 305.6 | 305.7 | 305.8 | 305.3 | 302.1 | 296.6 | 4.67 | 0.72 | 4.29 | 2.83 | 15.42% | 305.615 | 4.6663 | 0.81718 | 4.4335 | 1.0525 | 4.9152 | 164.03 | 191.28
2012-04-12 22:40 | 6.6 | 6.39 | 6.04 | 5.73 | 5.42 | 5.07 | 4.73 | 4.44 | 4.2 | 3.86 | 308.9 | 308.6 | 308.4 | 308.3 | 307.3 | 306.3 | 305.7 | 304.9 | 303.9 | 300.9 | 298.9 | 5.01 | 1.07 | 4.73 | 3.51 | 21.36% | 306.21 | 5.1478 | 0.64147 | 5.0198 | 1.0255 | 5.1377 | 201.62 | 222.68
2012-04-12 22:50 | 7.04 | 6.89 | 6.57 | 6.25 | 5.97 | 5.71 | 5.5 | 5.28 | 5.02 | 4.65 | 306.5 | 305.9 | 305.4 | 305 | 304.5 | 303.8 | 303.1 | 302 | 300.3 | 298.2 | 296.9 | 5.96 | 0.75 | 5.76 | 4.5 | 12.58% | 303.695 | 5.7805 | 0.34627 | 5.6794 | 1.0178 | 6.066 | 355.52 | 377.82
2012-04-12 23:00 | 7.07 | 6.93 | 6.68 | 6.41 | 6.05 | 5.7 | 5.46 | 5.3 | 5.11 | 4.78 | 307.5 | 306.9 | 306.2 | 305.9 | 305.8 | 305.3 | 305.1 | 304.4 | 303.4 | 303.5 | 295.6 | 5.8 | 0.86 | 5.52 | 4.13 | 14.83% | 305.27 | 5.844 | 0.39752 | 5.665 | 1.0316 | 5.9833 | 329.6 | 358.76
2012-04-12 23:10 | 7.24 | 7.07 | 6.74 | 6.45 | 6.24 | 5.99 | 5.65 | 5.3 | 5.01 | 4.68 | 313.2 | 312.8 | 311.7 | 310.2 | 309.3 | 309.1 | 309 | 309.1 | 309.9 | 309 | 303.3 | 6.07 | 0.73 | 5.81 | 4.44 | 12.03% | 309.085 | 5.9446 | 0.54 | 5.9401 | 1.0008 | 6.0746 | 377.82 | 377.82
2012-04-12 23:20 | 8.16 | 7.96 | 7.64 | 7.33 | 6.95 | 6.52 | 6.14 | 5.84 | 5.57 | 5.19 | 315.8 | 315.4 | 314.6 | 313.9 | 313.4 | 313 | 312.8 | 312.7 | 312.4 | 311.9 | 305.7 | 6.84 | 0.95 | 6.5 | 5.08 | 13.89% | 312.97 | 6.6193 | 0.55492 | 6.4641 | 1.024 | 7.0042 | 551.84 | 588
2012-04-12 23:30 | 8.34 | 8.1 | 7.68 | 7.36 | 7.11 | 6.83 | 6.57 | 6.35 | 6.15 | 5.75 | 316.5 | 315.9 | 314.8 | 313.7 | 312.9 | 313 | 312.9 | 312.5 | 312.4 | 312.2 | 305.2 | 6.82 | 1.17 | 6.55 | 5.5 | 17.16% | 312.985 | 6.8872 | 0.35865 | 6.7921 | 1.014 | 6.9154 | 547.32 | 569.92
2012-04-12 23:40 | 8.67 | 8.48 | 8.15 | 7.88 | 7.59 | 7.17 | 6.78 | 6.54 | 6.41 | 6.2 | 315.2 | 314.6 | 313.6 | 312.9 | 312.8 | 313.1 | 312.7 | 311.9 | 311.2 | 311.7 | 303.9 | 7.35 | 0.98 | 7.09 | 6.03 | 13.33% | 313.04 | 7.2541 | 0.51683 | 7.1128 | 1.0199 | 7.496 | 693.35 | 738.5
2012-04-12 23:50 | 9.08 | 8.91 | 8.54 | 8.11 | 7.68 | 7.25 | 6.9 | 6.55 | 6.2 | 5.77 | 315 | 314.2 | 312.7 | 311.6 | 311.2 | 310.8 | 310.1 | 309.3 | 308.7 | 307.7 | 302 | 7.31 | 0.7 | 7.03 | 5.75 | 9.576% | 310.695 | 7.3705 | 0.45724 | 7.1988 | 1.0238 | 7.4843 | 681.31 | 732.48
2012-04-13 | 9.24 | 9.05 | 8.72 | 8.43 | 8.08 | 7.74 | 7.5 | 7.34 | 7.17 | 6.78 | 313.7 | 312.6 | 311 | 309.7 | 309 | 308.4 | 307.9 | 307.8 | 307.8 | 307.4 | 301.1 | 8.29 | 0.58 | 8.09 | 6.74 | 6.996% | 308.325 | 7.8668 | 0.29108 | 7.7051 | 1.021 | 8.4639 | 995.43 | 1057.82
2012-04-13 00:10 | 9.04 | 8.89 | 8.61 | 8.34 | 8.07 | 7.78 | 7.52 | 7.25 | 6.95 | 6.46 | 313.8 | 313 | 311.7 | 310.9 | 310.5 | 309.9 | 309.5 | 309.2 | 308.7 | 308.7 | 302.4 | 7.98 | 0.6 | 7.71 | 6.28 | 7.519% | 309.84 | 7.7931 | 0.3141 | 7.7422 | 1.0066 | 8.0324 | 882.98 | 900.01
2012-04-13 00:20 | 9.27 | 9.13 | 8.87 | 8.61 | 8.36 | 8.07 | 7.74 | 7.42 | 7.12 | 6.67 | 316.6 | 315.8 | 314.3 | 313.4 | 313 | 312.8 | 312.5 | 312.3 | 312.2 | 312 | 305.1 | 8.33 | 0.55 | 8.14 | 6.54 | 6.603% | 312.755 | 8.0345 | 0.38583 | 8.0219 | 1.0016 | 8.3431 | 1010.11 | 1013.78
2012-04-13 00:30 | 8.26 | 8.06 | 7.7 | 7.35 | 7.05 | 6.78 | 6.49 | 6.21 | 5.92 | 5.4 | 316.8 | 316.2 | 315.2 | 314.6 | 314.4 | 314.3 | 314.3 | 314.4 | 315 | 315.3 | 306.5 | 6.91 | 0.79 | 6.64 | 5.01 | 11.43% | 314.3 | 6.81 | 0.40397 | 6.7377 | 1.0107 | 6.9842 | 567.66 | 583.48
2012-04-13 00:40 | 8.05 | 7.84 | 7.43 | 7.05 | 6.73 | 6.39 | 6.04 | 5.71 | 5.35 | 4.82 | 318 | 317.3 | 316.1 | 315.3 | 314.4 | 313.5 | 313 | 313.3 | 313.7 | 314.9 | 306.3 | 6.56 | 0.6 | 6.26 | 4.51 | 9.146% | 313.425 | 6.4312 | 0.52055 | 6.3386 | 1.0146 | 6.6558 | 488.56 | 511.16
2012-04-13 00:50 | 8.24 | 8.02 | 7.61 | 7.21 | 6.86 | 6.49 | 6.09 | 5.68 | 5.26 | 4.67 | 317.4 | 316.6 | 315.7 | 315.1 | 314.5 | 314.4 | 314.3 | 314.4 | 315 | 315.7 | 306 | 6.51 | 0.65 | 6.23 | 4.28 | 9.985% | 314.385 | 6.5192 | 0.58786 | 6.4311 | 1.0137 | 6.5991 | 477.26 | 497.6
2012-04-13 01:00 | 8.59 | 8.36 | 7.93 | 7.5 | 7.11 | 6.69 | 6.26 | 5.85 | 5.48 | 4.95 | 319.6 | 318.8 | 317.9 | 316.9 | 316 | 315.4 | 315 | 314.6 | 314.5 | 314.5 | 308.5 | 6.66 | 0.57 | 6.35 | 4.4 | 8.559% | 315.34 | 6.7588 | 0.61391 | 6.6266 | 1.0199 | 6.7928 | 511.16 | 540.54
2012-04-13 01:10 | 8.68 | 8.5 | 8.14 | 7.72 | 7.3 | 6.85 | 6.43 | 6 | 5.6 | 5.06 | 323.8 | 322.9 | 321.3 | 320.1 | 318.9 | 317.6 | 317.2 | 317.4 | 317.2 | 316 | 309.3 | 6.94 | 0.59 | 6.56 | 4.87 | 8.501% | 317.54 | 6.9266 | 0.58472 | 6.7882 | 1.0204 | 7.0815 | 574.44 | 612.08
2012-04-13 01:20 | 8.09 | 7.89 | 7.49 | 7.04 | 6.6 | 6.16 | 5.73 | 5.29 | 4.88 | 4.31 | 324.2 | 323.4 | 322.3 | 321.3 | 320.1 | 319.3 | 319.1 | 318.9 | 318.2 | 317.7 | 312.8 | 6.24 | 0.88 | 5.83 | 3.87 | 14.1% | 319.27 | 6.2582 | 0.66869 | 6.0965 | 1.0265 | 6.4056 | 416.24 | 454.66
2012-04-13 01:30 | 7.08 | 6.89 | 6.55 | 6.21 | 5.85 | 5.53 | 5.17 | 4.77 | 4.4 | 4.01 | 323.9 | 323.8 | 323.2 | 322.1 | 321.7 | 322.3 | 322.7 | 321.8 | 319.6 | 318.7 | 314.1 | 5.65 | 0.77 | 5.3 | 3.61 | 13.63% | 322.36 | 5.5636 | 0.62206 | 5.4769 | 1.0158 | 5.7394 | 305.3 | 319.88
2012-04-13 01:40 | 6.14 | 5.92 | 5.48 | 5.06 | 4.75 | 4.44 | 4.15 | 3.91 | 3.65 | 3.27 | 322.8 | 322.6 | 322.5 | 322 | 321.4 | 320.9 | 320.7 | 320.6 | 320.7 | 321.7 | 313.6 | 4.95 | 1.17 | 4.7 | 3.22 | 23.64% | 320.87 | 4.566 | 0.62419 | 4.3972 | 1.0384 | 5.1399 | 194.55 | 222.68
2012-04-13 01:50 | 6.78 | 6.54 | 6.15 | 5.7 | 5.2 | 4.69 | 4.38 | 4.15 | 3.83 | 3.3 | 323.5 | 322.7 | 321.5 | 320.6 | 320.6 | 320.9 | 320.9 | 320.5 | 319.2 | 317.8 | 312.2 | 5.05 | 1.01 | 4.65 | 3.1 | 20% | 320.9 | 4.9788 | 0.63193 | 4.6443 | 1.072 | 5.4137 | 208.1 | 266.42
2012-04-13 02:00 | 6.9 | 6.74 | 6.44 | 6.19 | 5.83 | 5.43 | 5.11 | 4.86 | 4.56 | 4.09 | 324 | 323.2 | 322.1 | 321.2 | 319.9 | 318.5 | 317.9 | 317 | 315 | 312.9 | 309.5 | 5.57 | 0.78 | 5.31 | 3.69 | 14% | 318.41 | 5.5299 | 0.56129 | 5.383 | 1.0273 | 5.7221 | 292.34 | 316.64
2012-04-13 02:10 | 6.61 | 6.38 | 5.97 | 5.52 | 5.12 | 4.72 | 4.39 | 4.12 | 3.88 | 3.53 | 325.3 | 324.4 | 322.8 | 321.1 | 319.9 | 319.5 | 319.3 | 318 | 316.5 | 315 | 308.7 | 5.03 | 1 | 4.73 | 3.34 | 19.88% | 319.47 | 4.9059 | 0.66978 | 4.6712 | 1.0502 | 5.2827 | 204.86 | 245.36
2012-04-13 02:20 | 6.56 | 6.35 | 5.93 | 5.5 | 5.14 | 4.77 | 4.4 | 4.08 | 3.77 | 3.37 | 318.9 | 318 | 316.3 | 315.4 | 314.7 | 313.8 | 312.3 | 310 | 307.7 | 305.9 | 303.6 | 4.95 | 0.85 | 4.61 | 3.29 | 17.17% | 313.575 | 4.8871 | 0.74613 | 4.7151 | 1.0365 | 5.1305 | 194.55 | 221.06
2012-04-13 02:30 | 6.69 | 6.48 | 6.05 | 5.63 | 5.22 | 4.8 | 4.39 | 4.05 | 3.71 | 3.25 | 319.8 | 318.9 | 317.6 | 316.7 | 316.3 | 315.2 | 313.1 | 310.9 | 308.8 | 305.6 | 306.6 | 4.81 | 0.63 | 4.47 | 2.97 | 13.1% | 314.885 | 4.9407 | 0.8251 | 4.739 | 1.0426 | 5.0147 | 179.29 | 201.62
2012-04-13 02:40 | 6.71 | 6.45 | 5.93 | 5.4 | 4.94 | 4.51 | 4.13 | 3.77 | 3.48 | 3.13 | 319.3 | 318.3 | 316.9 | 315.7 | 314.5 | 313 | 311 | 309.1 | 307.5 | 304.7 | 305.1 | 4.71 | 0.55 | 4.49 | 2.9 | 11.68% | 312.7 | 4.7295 | 0.81339 | 4.4535 | 1.062 | 5.002 | 168.39 | 200
2012-04-13 02:50 | 6.29 | 6.05 | 5.58 | 5.16 | 4.78 | 4.36 | 4.03 | 3.78 | 3.57 | 3.13 | 320.3 | 319.3 | 317.5 | 316.2 | 314.6 | 312 | 309.3 | 308 | 307.2 | 304.7 | 303.5 | 4.53 | 0.62 | 4.21 | 3.01 | 13.69% | 311.595 | 4.5512 | 0.72732 | 4.3111 | 1.0557 | 4.7823 | 148.77 | 176.02
2012-04-13 03:00 | 6.58 | 6.36 | 5.91 | 5.42 | 5.06 | 4.8 | 4.49 | 4.14 | 3.81 | 3.33 | 319.1 | 318.3 | 316.7 | 315.2 | 313.8 | 311.6 | 308.9 | 307 | 305.5 | 302.3 | 304.1 | 5.08 | 0.77 | 4.81 | 3.33 | 15.16% | 311.195 | 4.8743 | 0.61696 | 4.7543 | 1.0252 | 5.2082 | 212.96 | 234.02
2012-04-13 03:10 | 6.82 | 6.62 | 6.21 | 5.8 | 5.54 | 5.28 | 5 | 4.68 | 4.4 | 3.9 | 321.2 | 319.7 | 317.2 | 315 | 313.4 | 311.6 | 310.5 | 309.8 | 307.9 | 305.7 | 304.2 | 5.29 | 0.62 | 4.99 | 3.41 | 11.72% | 311.435 | 5.3096 | 0.50352 | 5.2389 | 1.0135 | 5.3614 | 246.98 | 258.32
2012-04-13 03:20 | 7 | 6.84 | 6.49 | 6.03 | 5.59 | 5.11 | 4.7 | 4.35 | 4.05 | 3.7 | 322.9 | 321.8 | 319.7 | 317.5 | 315.4 | 313.6 | 313.3 | 312 | 308.8 | 305.3 | 307.4 | 5.42 | 0.69 | 5.08 | 3.4 | 12.73% | 313.555 | 5.2837 | 0.77289 | 5.0491 | 1.0465 | 5.6718 | 268.04 | 308.54
2012-04-13 03:30 | 6.52 | 6.38 | 6.03 | 5.59 | 5.21 | 4.8 | 4.35 | 3.91 | 3.53 | 3.17 | 321.3 | 320.1 | 318.1 | 316.6 | 315.8 | 314.2 | 313.2 | 312.4 | 310.5 | 306.9 | 307.7 | 4.95 | 0.67 | 4.61 | 3.02 | 13.54% | 314.05 | 4.8898 | 0.90968 | 4.7328 | 1.0332 | 5.1142 | 194.55 | 217.82
2012-04-13 03:40 | 6.45 | 6.21 | 5.77 | 5.37 | 5.03 | 4.62 | 4.18 | 3.84 | 3.5 | 2.91 | 322.6 | 321.2 | 319.2 | 317.6 | 316.9 | 315.8 | 315.3 | 314.8 | 313.8 | 310.8 | 306.8 | 4.58 | 0.72 | 4.23 | 2.87 | 15.72% | 315.725 | 4.72 | 0.92487 | 4.5542 | 1.0364 | 4.7467 | 154.22 | 172.75
2012-04-13 03:50 | 7.02 | 6.85 | 6.49 | 6.13 | 5.7 | 5.26 | 5.04 | 4.75 | 4.43 | 3.93 | 324.7 | 323.8 | 322 | 320.6 | 319.3 | 318.5 | 319.4 | 319.3 | 318.5 | 315.3 | 310.2 | 5.4 | 0.71 | 5.1 | 3.51 | 13.15% | 318.635 | 5.4603 | 0.39482 | 5.2279 | 1.0445 | 5.6401 | 264.8 | 303.68
2012-04-13 04:00 | 6.97 | 6.94 | 6.68 | 6.29 | 5.89 | 5.45 | 5.02 | 4.65 | 4.35 | 3.99 | 327.4 | 325.6 | 322.9 | 320.6 | 318.8 | 317.7 | 317 | 316.1 | 315.8 | 314.9 | 310.1 | 5.57 | 0.79 | 5.27 | 3.73 | 14.18% | 317.595 | 5.55 | 0.75948 | 5.3862 | 1.0304 | 5.7394 | 292.34 | 319.88
2012-04-13 04:10 | 7.09 | 7.02 | 6.82 | 6.47 | 6.12 | 5.74 | 5.36 | 5.01 | 4.69 | 4.26 | 329.4 | 327.8 | 324.1 | 321.5 | 319.6 | 318.4 | 317 | 316.1 | 315.3 | 314.6 | 310.6 | 5.83 | 0.6 | 5.45 | 3.78 | 10.29% | 318.19 | 5.7832 | 0.63296 | 5.6839 | 1.0175 | 5.9318 | 334.46 | 350.66
2012-04-13 04:20 | 6.87 | 6.86 | 6.73 | 6.36 | 5.92 | 5.38 | 4.89 | 4.5 | 4.16 | 3.55 | 328.1 | 326.5 | 323.7 | 321.4 | 319.4 | 318.3 | 317.6 | 316.8 | 316 | 313.1 | 309.4 | 5.47 | 0.71 | 5.12 | 3.1 | 12.98% | 318.195 | 5.5037 | 0.88248 | 5.3069 | 1.0371 | 5.6729 | 276.14 | 308.54
2012-04-13 04:30 | 6.65 | 6.62 | 6.47 | 6.09 | 5.74 | 5.35 | 4.91 | 4.51 | 4.17 | 3.7 | 325.1 | 324.2 | 322.1 | 320.2 | 318.9 | 318 | 317.5 | 317.3 | 316 | 312.6 | 310.6 | 5.57 | 0.85 | 5.18 | 3.62 | 15.26% | 317.925 | 5.3852 | 0.79309 | 5.2846 | 1.019 | 5.676 | 292.34 | 310.16
2012-04-13 04:40 | 6.98 | 6.9 | 6.66 | 6.19 | 5.7 | 5.11 | 4.58 | 4.12 | 3.66 | 2.98 | 324.2 | 323.7 | 321.8 | 319.9 | 318.6 | 317.4 | 315.5 | 313.7 | 313.1 | 313.1 | 308.2 | 5.42 | 0.56 | 4.96 | 2.9 | 10.33% | 317.115 | 5.2903 | 1.0119 | 5.0305 | 1.0517 | 5.7 | 268.04 | 313.4
2012-04-13 04:50 | 7.26 | 7.27 | 7.06 | 6.63 | 6.09 | 5.5 | 4.89 | 4.36 | 3.85 | 3.15 | 325.9 | 324.8 | 322.4 | 320.2 | 318.1 | 316.4 | 315.4 | 314.5 | 313.7 | 311.9 | 308.2 | 5.54 | 0.56 | 5.02 | 3.07 | 10.11% | 316.25 | 5.63 | 1.0863 | 5.4081 | 1.041 | 5.7672 | 287.48 | 324.74
2012-04-13 05:00 | 7.18 | 7.12 | 6.93 | 6.63 | 6.21 | 5.7 | 5.21 | 4.74 | 4.34 | 3.86 | 331 | 329.3 | 326.3 | 323.3 | 321 | 319.4 | 318.3 | 317.2 | 315.9 | 312.9 | 309.7 | 5.8 | 0.7 | 5.44 | 3.76 | 12.07% | 319.235 | 5.7544 | 0.83064 | 5.6271 | 1.0226 | 5.9313 | 329.6 | 350.66
2012-04-13 05:10 | 6.63 | 6.53 | 6.28 | 5.9 | 5.52 | 5.22 | 5 | 4.75 | 4.48 | 4.05 | 329.4 | 327.8 | 324.6 | 322.1 | 320.2 | 318.5 | 315.9 | 314.2 | 312.7 | 311.9 | 308.1 | 5.61 | 0.7 | 5.4 | 3.82 | 12.48% | 318.11 | 5.3292 | 0.39791 | 5.1879 | 1.0272 | 5.7628 | 298.82 | 323.12
2012-04-13 05:20 | 6.48 | 6.31 | 5.97 | 5.61 | 5.28 | 4.98 | 4.64 | 4.31 | 4.01 | 3.56 | 325.3 | 323.8 | 320.5 | 317.8 | 315.9 | 314.1 | 313 | 311.9 | 310.4 | 309 | 305.6 | 4.99 | 0.84 | 4.8 | 3.46 | 16.83% | 313.935 | 5.0193 | 0.65348 | 4.9298 | 1.0182 | 5.0806 | 198.91 | 212.96
2012-04-13 05:30 | 5.97 | 5.88 | 5.61 | 5.26 | 4.88 | 4.52 | 4.19 | 3.87 | 3.6 | 3.23 | 326.6 | 324.4 | 320.1 | 317 | 314.6 | 311.9 | 309.6 | 308.7 | 308.6 | 309.5 | 303.6 | 4.78 | 0.66 | 4.52 | 3.12 | 13.81% | 311.555 | 4.6133 | 0.70057 | 4.4712 | 1.0318 | 4.9319 | 176.02 | 192.37
2012-04-13 05:40 | 5.87 | 5.68 | 5.4 | 5.03 | 4.76 | 4.48 | 4.22 | 3.9 | 3.67 | 3.46 | 326.9 | 325.2 | 321.6 | 318.9 | 316.4 | 314.8 | 313.5 | 311.2 | 309.8 | 308.3 | 305.5 | 4.51 | 0.53 | 4.28 | 3.13 | 11.75% | 314.605 | 4.5356 | 0.5525 | 4.4418 | 1.0211 | 4.6053 | 146.59 | 157.49
2012-04-13 05:50 | 5.79 | 5.61 | 5.25 | 4.97 | 4.73 | 4.29 | 3.88 | 3.59 | 3.39 | 3.12 | 324.6 | 322.4 | 319 | 316.6 | 314.1 | 311.5 | 310.6 | 309.9 | 308 | 306.4 | 304.5 | 4.55 | 0.72 | 4.22 | 3.15 | 15.82% | 311.365 | 4.3681 | 0.92827 | 4.2287 | 1.033 | 4.6999 | 150.95 | 167.3
2012-04-13 06:00 | 5.08 | 4.87 | 4.5 | 4.27 | 4.06 | 3.85 | 3.62 | 3.39 | 3.14 | 2.89 | 319.6 | 317.9 | 315.1 | 312.3 | 310.5 | 309.2 | 307.8 | 305.5 | 304.9 | 304.9 | 301.6 | 3.98 | 0.65 | 3.82 | 2.77 | 16.33% | 308.99 | 3.8688 | 0.56924 | 3.8162 | 1.0138 | 4.0349 | 89.18 | 94.27
2012-04-13 06:10 | 4.92 | 4.76 | 4.41 | 4.07 | 3.8 | 3.48 | 3.19 | 2.98 | 2.76 | 2.54 | 321.3 | 319.2 | 315.2 | 313.1 | 311.9 | 311.1 | 310.3 | 309.2 | 308.8 | 307.6 | 301.6 | 3.31 | 0.58 | 3.13 | 2.21 | 17.52% | 310.98 | 3.6035 | 0.80407 | 3.4369 | 1.0485 | 3.4704 | 28.21 | 42.77
2012-04-13 06:20 | 4.59 | 4.45 | 4.14 | 3.89 | 3.66 | 3.45 | 3.24 | 3.07 | 2.94 | 2.67 | 323 | 321.2 | 318.2 | 315.5 | 313.1 | 311.3 | 309.5 | 307.4 | 304.8 | 303 | 303.9 | 3.69 | 0.57 | 3.47 | 2.43 | 15.45% | 311.03 | 3.5118 | 0.58034 | 3.4191 | 1.0271 | 3.79 | 62.79 | 71.89
2012-04-13 06:30 | 4.7 | 4.67 | 4.49 | 4.33 | 4.16 | 3.92 | 3.62 | 3.37 | 3.21 | 2.92 | 320.6 | 319.1 | 316.5 | 314.1 | 312.1 | 310.7 | 309.9 | 309.6 | 308.5 | 305.1 | 303.3 | 3.84 | 0.54 | 3.62 | 2.53 | 14.06% | 310.58 | 3.8942 | 0.73575 | 3.8755 | 1.0048 | 3.8585 | 76.44 | 78.26
2012-04-13 06:40 | 4.71 | 4.69 | 4.6 | 4.46 | 4.27 | 4.09 | 3.86 | 3.6 | 3.34 | 2.97 | 319.3 | 318.8 | 317.2 | 316.1 | 315.2 | 313.8 | 313.2 | 313.4 | 313.9 | 313.7 | 306.7 | 4.16 | 0.53 | 3.94 | 2.6 | 12.74% | 313.71 | 4.0418 | 0.53485 | 4.0562 | 0.99645 | 4.1452 | 108.44 | 107.35
2012-04-13 06:50 | 4.6 | 4.58 | 4.56 | 4.48 | 4.34 | 4.11 | 3.84 | 3.59 | 3.39 | 3.05 | 321.7 | 320.9 | 319.9 | 319.4 | 319.5 | 319.7 | 319 | 319 | 319.3 | 318.6 | 312.1 | 4.33 | 0.33 | 4.08 | 2.75 | 7.621% | 319.595 | 4.0528 | 0.62793 | 4.0702 | 0.99573 | 4.3115 | 126.97 | 124.79
2012-04-13 07:00 | 4.41 | 4.38 | 4.33 | 4.15 | 4.01 | 3.87 | 3.72 | 3.53 | 3.36 | 3.1 | 320.7 | 320 | 318.5 | 316.9 | 316.3 | 316.8 | 317 | 317 | 317.5 | 317 | 310 | 4.06 | 0.43 | 3.81 | 2.77 | 10.59% | 316.83 | 3.8547 | 0.3653 | 3.8481 | 1.0017 | 4.0669 | 97.54 | 98.63
2012-04-13 07:10 | 4.11 | 4.04 | 3.9 | 3.83 | 3.78 | 3.71 | 3.55 | 3.41 | 3.22 | 3.09 | 317.6 | 316.3 | 315.5 | 315.3 | 315.6 | 315.7 | 315.7 | 315 | 315.9 | 318.4 | 305.9 | 3.75 | 0.4 | 3.53 | 2.83 | 10.67% | 315.7 | 3.6303 | 0.40738 | 3.6866 | 0.98472 | 3.6927 | 68.25 | 62.79
2012-04-13 07:20 | 3.86 | 3.78 | 3.75 | 3.78 | 3.81 | 3.77 | 3.77 | 3.75 | 3.72 | 3.76 | 317.3 | 317.3 | 315.9 | 314.9 | 314.4 | 313.7 | 313.7 | 312.8 | 312.8 | 313.5 | 306.3 | 4 | 0.34 | 3.95 | 3.76 | 8.5% | 313.7 | 3.7648 | 0 | 3.77 | 0.99862 | 3.9945 | 91 | 90.09
2012-04-13 07:30 | 3.56 | 3.51 | 3.33 | 3.22 | 3.15 | 3.08 | 3.08 | 3.12 | 3.12 | 3.19 | 317.2 | 316.7 | 317.7 | 316.2 | 315.9 | 317.2 | 317.5 | 317.8 | 317 | 314 | 311.9 | 3.31 | 0.62 | 3.29 | 3.09 | 18.73% | 317.245 | 3.1718 | 0 | 3.08 | 1.0298 | 3.4087 | 28.21 | 37.31
2012-04-13 07:40 | 3.67 | 3.59 | 3.47 | 3.32 | 3.27 | 3.28 | 3.21 | 3.19 | 3.25 | 3.32 | 327.3 | 325.7 | 323.5 | 321.1 | 319.7 | 318.4 | 317.2 | 317.2 | 317.4 | 317.8 | 313.9 | 3.53 | 0.38 | 3.43 | 3.29 | 10.76% | 318.22 | 3.2933 | 0.19935 | 3.2699 | 1.0071 | 3.5552 | 48.23 | 50.96
2012-04-13 07:50 | 3.34 | 3.26 | 3.15 | 3.04 | 2.92 | 2.84 | 2.83 | 2.93 | 2.95 | 2.94 | 335.8 | 334.8 | 333.2 | 332.8 | 331.4 | 330.2 | 330.1 | 329.6 | 328.5 | 326.4 | 317.8 | 2.94 | 0.48 | 2.89 | 2.95 | 16.33% | 330.185 | 2.9592 | 0.032596 | 2.8386 | 1.0425 | 3.0649 | 0 | 5.46
2012-04-13 08:00 | 3.63 | 3.55 | 3.48 | 3.35 | 3.23 | 3.17 | 3.11 | 3.11 | 3.13 | 3.14 | 335.8 | 334.8 | 333.5 | 330.2 | 328.2 | 326 | 324.3 | 322.6 | 321.7 | 321.7 | 319.7 | 3.43 | 0.51 | 3.34 | 3.29 | 14.87% | 325.745 | 3.2229 | 0.17658 | 3.1613 | 1.0195 | 3.4968 | 39.13 | 45.5
2012-04-13 08:10 | 3.89 | 3.8 | 3.66 | 3.61 | 3.59 | 3.49 | 3.38 | 3.27 | 3.2 | 3.07 | 336.8 | 335.2 | 332.5 | 329.9 | 327.3 | 325.5 | 323.3 | 321.5 | 320.8 | 318.5 | 324.1 | 3.49 | 0.49 | 3.36 | 3.24 | 14.04% | 325.17 | 3.4459 | 0.29595 | 3.474 | 0.99192 | 3.4618 | 44.59 | 41.86
2012-04-13 08:20 | 3.51 | 3.46 | 3.36 | 3.26 | 3.25 | 3.19 | 3.12 | 3.08 | 3.11 | 3.12 | 340.1 | 338.7 | 337.1 | 335.6 | 334.3 | 333 | 331.4 | 328.9 | 325.7 | 323.5 | 323.7 | 3.41 | 0.51 | 3.3 | 3.19 | 14.96% | 332.76 | 3.1936 | 0.20504 | 3.1799 | 1.0043 | 3.4247 | 37.31 | 38.22
2012-04-13 08:30 | 3.56 | 3.51 | 3.34 | 3.18 | 3.02 | 2.96 | 2.96 | 2.92 | 2.92 | 2.94 | 356.7 | 355.8 | 352.3 | 349.4 | 346.3 | 342.4 | 340 | 338.2 | 336.3 | 334.3 | 333.6 | 3.37 | 0.89 | 3.31 | 2.84 | 26.41% | 342.04 | 3.0366 | 0 | 2.96 | 1.0259 | 3.4572 | 33.67 | 41.86
2012-04-13 08:40 | 3.72 | 3.78 | 3.81 | 3.74 | 3.7 | 3.62 | 3.56 | 3.47 | 3.31 | 3.02 | 351.4 | 350.9 | 350.5 | 351.3 | 352.6 | 355.1 | 356.5 | 356 | 354.6 | 352 | 343.8 | 3.58 | 0.72 | 3.55 | 2.83 | 20.11% | 355.31 | 3.5796 | 0.15445 | 3.6113 | 0.99121 | 3.5485 | 52.78 | 50.05
2012-04-13 08:50 | 3.81 | 3.73 | 3.63 | 3.64 | 3.56 | 3.46 | 3.43 | 3.41 | 3.35 | 3.29 | 353.1 | 352.1 | 351.2 | 352 | 352.9 | 353.2 | 353 | 351.6 | 349.4 | 346.8 | 340.2 | 3.66 | 0.59 | 3.47 | 3.18 | 16.12% | 353.17 | 3.4938 | 0.080474 | 3.4557 | 1.011 | 3.7003 | 60.06 | 63.7
2012-04-13 09:00 | 5.12 | 5.14 | 5.15 | 5.15 | 5.15 | 5.19 | 5.18 | 5.13 | 5.05 | 4.86 | 354.9 | 355.1 | 354.9 | 354.9 | 355.3 | 356.3 | 356.8 | 356.8 | 356.9 | 356 | 342.2 | 5.11 | 0.66 | 5.03 | 4.13 | 12.92% | 356.375 | 5.129 | 0.017823 | 5.1886 | 0.98851 | 5.0513 | 217.82 | 208.1
2012-04-13 09:10 | 4.66 | 4.65 | 4.69 | 4.67 | 4.63 | 4.56 | 4.48 | 4.42 | 4.33 | 4.2 | 355.7 | 356 | 356.2 | 356.1 | 355.6 | 354.8 | 353.8 | 352.5 | 351.9 | 351.2 | 340.8 | 4.6 | 0.59 | 4.47 | 3.88 | 12.83% | 354.65 | 4.5249 | 0.16356 | 4.5485 | 0.99483 | 4.5762 | 156.4 | 154.22
2012-04-13 09:20 | 4.62 | 4.61 | 4.58 | 4.53 | 4.59 | 4.63 | 4.62 | 4.52 | 4.42 | 4.21 | 357.5 | 356.8 | 355.4 | 355.2 | 354.9 | 354.4 | 353.9 | 353.7 | 354.1 | 354.2 | 342.5 | 4.65 | 0.6 | 4.56 | 3.77 | 12.9% | 354.325 | 4.543 | 0.019981 | 4.6286 | 0.98152 | 4.5641 | 161.85 | 152.04
2012-04-13 09:30 | 4.8 | 4.74 | 4.55 | 4.45 | 4.42 | 4.44 | 4.44 | 4.44 | 4.38 | 4.11 | 343.8 | 343.8 | 343.7 | 344.4 | 345 | 344.6 | 343.5 | 343.1 | 343.4 | 343.2 | 335.9 | 4.37 | 0.75 | 4.29 | 4.03 | 17.16% | 344.435 | 4.441 | 0 | 4.44 | 1.0002 | 4.371 | 131.33 | 131.33
2012-04-13 09:40 | 4.06 | 4.05 | 3.98 | 3.97 | 3.94 | 3.87 | 3.83 | 3.83 | 3.85 | 3.63 | 354.1 | 353.5 | 352.5 | 351 | 349.9 | 350.5 | 351.3 | 351 | 350.5 | 348.4 | 341.2 | 4.15 | 0.65 | 4 | 3.44 | 15.66% | 350.62 | 3.8871 | 0.096011 | 3.8642 | 1.0059 | 4.1745 | 107.35 | 109.53
2012-04-13 09:50 | 4.14 | 4.1 | 4.04 | 3.87 | 3.73 | 3.71 | 3.69 | 3.63 | 3.53 | 3.27 | 0.6 | 1.3 | 0.7 | 359.6 | 359.3 | 358 | 355 | 351.8 | 348.2 | 341.5 | 346.9 | 3.57 | 0.96 | 3.42 | 3.19 | 26.89% | 357.55 | 3.7196 | 0.049951 | 3.7071 | 1.0034 | 3.582 | 51.87 | 52.78
2012-04-13 10:00 | 4.18 | 4.17 | 4.17 | 4.11 | 4.05 | 4.06 | 4.02 | 3.95 | 3.94 | 3.97 | 353.2 | 353.8 | 354.5 | 355.7 | 357.1 | 358.5 | 359.6 | 1.1 | 2.2 | 1.4 | 349.4 | 4.1 | 0.83 | 4 | 3.64 | 20.24% | 358.665 | 4.0379 | 0.091496 | 4.0542 | 0.99597 | 4.0835 | 101.9 | 99.72
2012-04-13 10:10 | 3.7 | 3.54 | 3.31 | 3.28 | 3.24 | 3.19 | 3.2 | 3.24 | 3.26 | 3.08 | 15.8 | 14.7 | 14 | 12.5 | 10.3 | 8.5 | 6.9 | 4.6 | 4.2 | 3.6 | 7 | 3.05 | 0.95 | 2.99 | 2.8 | 31.15% | 8.26 | 3.2433 | -0.028923 | 3.1914 | 1.0162 | 3.0995 | 4.55 | 9.1
2012-04-13 10:20 | 5.43 | 5.32 | 5.2 | 5.15 | 5.08 | 5.02 | 4.97 | 4.89 | 4.76 | 4.5 | 19.3 | 19.9 | 19.8 | 20.2 | 21.1 | 20.9 | 20.5 | 19.3 | 17.9 | 18.4 | 4.3 | 4.93 | 0.79 | 4.87 | 3.94 | 16.02% | 20.84 | 4.9974 | 0.092503 | 5.0128 | 0.99693 | 4.9149 | 192.37 | 190.19
2012-04-13 10:30 | 4.82 | 4.77 | 4.64 | 4.43 | 4.3 | 4.22 | 4.17 | 4.21 | 4.22 | 3.92 | 17.2 | 16.5 | 17.9 | 17.2 | 15.9 | 13.5 | 10.4 | 8.1 | 7.5 | 5.3 | 2.9 | 4.33 | 0.71 | 4.19 | 3.69 | 16.4% | 13.035 | 4.2989 | 0.11014 | 4.2128 | 1.0204 | 4.4185 | 126.97 | 136.78
2012-04-13 10:40 | 4.35 | 4.35 | 4.38 | 4.33 | 4.22 | 4.14 | 4.06 | 4.01 | 3.97 | 3.85 | 10.1 | 8.9 | 5.6 | 3.3 | 1.3 | 359.6 | 359 | 357.1 | 354.1 | 351.6 | 354.9 | 4.23 | 0.73 | 4.12 | 3.63 | 17.26% | 359.51 | 4.1377 | 0.18032 | 4.1284 | 1.0022 | 4.2395 | 116.07 | 117.16
2012-04-13 10:50 | 3.91 | 3.87 | 3.76 | 3.66 | 3.56 | 3.46 | 3.39 | 3.29 | 3.25 | 3.25 | 7.3 | 6.7 | 3.8 | 0.6 | 359.2 | 357.3 | 354.6 | 350.2 | 346.4 | 341.8 | 346.5 | 3.46 | 0.72 | 3.29 | 3.16 | 20.81% | 356.895 | 3.4664 | 0.18887 | 3.4499 | 1.0048 | 3.4765 | 41.86 | 43.68
2012-04-13 11:00 | 3.89 | 3.79 | 3.61 | 3.43 | 3.29 | 3.26 | 3.27 | 3.3 | 3.26 | 3.27 | 358.7 | 358.7 | 357.8 | 357.7 | 359.4 | 359.9 | 359.6 | 359.2 | 357.3 | 354.6 | 348 | 3.28 | 0.55 | 3.22 | 3.08 | 16.77% | 359.855 | 3.3573 | -0.028303 | 3.2614 | 1.0294 | 3.3764 | 25.48 | 34.58
2012-04-13 11:10 | 3.93 | 3.85 | 3.76 | 3.75 | 3.68 | 3.56 | 3.46 | 3.36 | 3.29 | 3.22 | 356.5 | 356.3 | 357.2 | 357.9 | 358 | 358.7 | 357.7 | 357.3 | 356.3 | 352.5 | 345.7 | 3.41 | 0.81 | 3.32 | 3.18 | 23.75% | 358.55 | 3.5498 | 0.26329 | 3.5455 | 1.0012 | 3.4141 | 37.31 | 37.31
2012-04-13 11:20 | 5.25 | 5.12 | 4.9 | 4.75 | 4.73 | 4.7 | 4.71 | 4.69 | 4.63 | 4.52 | 8 | 7.5 | 7.7 | 7.2 | 7 | 6.2 | 6 | 5.2 | 4.2 | 3.3 | 355.8 | 4.57 | 0.66 | 4.46 | 3.91 | 14.44% | 6.17 | 4.7339 | -0.019641 | 4.7014 | 1.0069 | 4.6015 | 153.13 | 156.4
2012-04-13 11:30 | 4.26 | 4.2 | 4.22 | 4.2 | 4.16 | 4.06 | 4 | 3.98 | 3.96 | 3.74 | 18.1 | 18.6 | 19.1 | 19.5 | 20.3 | 20.6 | 20.2 | 20.8 | 21.9 | 22.4 | 12.5 | 3.99 | 0.83 | 3.9 | 3.55 | 20.8% | 20.54 | 4.0684 | 0.13759 | 4.0513 | 1.0042 | 4.0068 | 90.09 | 92.09
2012-04-13 11:40 | 4.49 | 4.43 | 4.3 | 4.19 | 4.07 | 4.03 | 3.98 | 3.93 | 3.86 | 3.72 | 2.2 | 3 | 3.7 | 5.8 | 7.1 | 8.1 | 9.2 | 9.8 | 10.5 | 10 | 357.3 | 3.98 | 0.66 | 3.86 | 3.55 | 16.58% | 8.265 | 4.0464 | 0.11537 | 4.0228 | 1.0059 | 4.0034 | 89.18 | 91
2012-04-13 11:50 | 5.45 | 5.34 | 5.19 | 5.11 | 5.01 | 4.8 | 4.54 | 4.31 | 4.17 | 3.88 | 14.8 | 14.4 | 13.4 | 12.8 | 12 | 11 | 9.6 | 8.6 | 7.3 | 3.8 | 357.6 | 4.64 | 0.92 | 4.38 | 3.65 | 19.83% | 10.79 | 4.7346 | 0.51462 | 4.7619 | 0.99427 | 4.6134 | 160.76 | 157.49
2012-04-13 12:00 | 5.56 | 5.45 | 5.25 | 5.03 | 4.96 | 4.98 | 4.93 | 4.79 | 4.54 | 4.15 | 18.3 | 19.2 | 18.8 | 19.8 | 20.2 | 21.2 | 21.2 | 21.3 | 21.1 | 22.1 | 3 | 4.86 | 0.8 | 4.67 | 3.92 | 16.46% | 21.2 | 4.9153 | 0.09325 | 4.9728 | 0.98844 | 4.8038 | 184.74 | 178.2
2012-04-13 12:10 | 4.99 | 4.88 | 4.69 | 4.48 | 4.33 | 4.32 | 4.31 | 4.25 | 4.12 | 3.75 | 9.4 | 9.4 | 10.7 | 10.8 | 11.3 | 10.5 | 10.4 | 10.3 | 10.7 | 10.9 | 357.9 | 4.4 | 0.62 | 4.21 | 3.46 | 14.09% | 10.485 | 4.3511 | 0.021416 | 4.3186 | 1.0075 | 4.4332 | 134.6 | 137.87
2012-04-13 12:20 | 5.16 | 5.15 | 4.97 | 4.81 | 4.72 | 4.71 | 4.71 | 4.71 | 4.67 | 4.48 | 344 | 343.7 | 343.2 | 343.1 | 342.8 | 342.9 | 341.5 | 340.1 | 340 | 340.4 | 335 | 4.81 | 0.96 | 4.72 | 4.42 | 19.96% | 342.69 | 4.7559 | 0 | 4.71 | 1.0097 | 4.8569 | 179.29 | 184.74
2012-04-13 12:30 | 5.17 | 5.14 | 5.03 | 4.94 | 4.93 | 4.91 | 4.88 | 4.82 | 4.8 | 4.72 | 358.7 | 358.9 | 359.7 | 359.3 | 358.8 | 357.5 | 356 | 355.8 | 355.7 | 355.1 | 348.1 | 5 | 1.7 | 4.83 | 4.19 | 34% | 357.275 | 4.8992 | 0.056635 | 4.9057 | 0.99868 | 4.9934 | 200 | 198.91
2012-04-13 12:40 | 5.24 | 5.15 | 5.13 | 5.1 | 5 | 4.89 | 4.82 | 4.73 | 4.65 | 4.47 | 15.2 | 14.9 | 14 | 12.9 | 12.2 | 11.1 | 9.8 | 8.2 | 7 | 6 | 1.1 | 5 | 0.81 | 4.87 | 4.03 | 16.2% | 10.905 | 4.8865 | 0.13324 | 4.8799 | 1.0014 | 5.0068 | 200 | 201.62
2012-04-13 12:50 | 4.62 | 4.57 | 4.46 | 4.35 | 4.32 | 4.36 | 4.32 | 4.22 | 4.07 | 3.82 | 11.3 | 10.1 | 9.5 | 10.4 | 10.4 | 10.1 | 9.5 | 7.6 | 5.6 | 1.7 | 1.1 | 4.29 | 0.76 | 4.13 | 3.5 | 17.72% | 10.01 | 4.2861 | 0.085171 | 4.3542 | 0.98436 | 4.2229 | 122.61 | 114.98
2012-04-13 13:00 | 5.33 | 5.24 | 5.05 | 4.88 | 4.77 | 4.63 | 4.49 | 4.44 | 4.37 | 4.12 | 4.6 | 4.7 | 5.5 | 5.4 | 5 | 4.4 | 2.8 | 2.5 | 3.7 | 5.6 | 356.9 | 4.44 | 1.17 | 4.28 | 3.66 | 26.35% | 4.16 | 4.6622 | 0.28374 | 4.6097 | 1.0114 | 4.4906 | 138.96 | 144.41
2012-04-13 13:10 | 5.29 | 5.3 | 5.18 | 5.14 | 5.06 | 4.94 | 4.8 | 4.58 | 4.42 | 4.25 | 12.7 | 13.2 | 15 | 15.1 | 15.5 | 15.8 | 16.3 | 16 | 14.8 | 13.6 | 5 | 4.89 | 0.79 | 4.73 | 3.89 | 16.16% | 15.875 | 4.8703 | 0.26567 | 4.9197 | 0.98996 | 4.8409 | 188.01 | 182.56
2012-04-13 13:20 | 4.81 | 4.74 | 4.69 | 4.61 | 4.6 | 4.49 | 4.28 | 4.12 | 4.01 | 3.73 | 23.2 | 23.6 | 25.7 | 26.9 | 26.7 | 27.3 | 26 | 24 | 22.4 | 21.3 | 8 | 4.42 | 0.66 | 4.21 | 3.33 | 14.93% | 27.105 | 4.3871 | 0.44264 | 4.4593 | 0.98381 | 4.3484 | 136.78 | 129.15
2012-04-13 13:30 | 4.03 | 4.04 | 4.04 | 4.05 | 4.09 | 3.94 | 3.83 | 3.73 | 3.64 | 3.46 | 14.7 | 16.1 | 16.1 | 16.1 | 14.7 | 14.9 | 14.7 | 13.8 | 12 | 9.5 | 359.7 | 3.79 | 0.65 | 3.61 | 3.01 | 17.15% | 14.87 | 3.8894 | 0.26167 | 3.924 | 0.99117 | 3.7565 | 71.89 | 69.16
2012-04-13 13:40 | 5.61 | 5.55 | 5.42 | 5.17 | 4.99 | 4.72 | 4.43 | 4.23 | 4.1 | 4.03 | 24.6 | 25 | 25 | 25.7 | 26.9 | 28 | 28.4 | 27.7 | 25.9 | 27.6 | 9.3 | 5 | 0.93 | 4.89 | 4.64 | 18.6% | 28.06 | 4.749 | 0.58596 | 4.6773 | 1.0153 | 5.0766 | 200 | 212.96
2012-04-13 13:50 | 5.38 | 5.44 | 5.55 | 5.43 | 5.34 | 5.3 | 5.31 | 5.26 | 5.14 | 4.73 | 15.1 | 15.1 | 16.2 | 16 | 15.2 | 14.1 | 13 | 12.1 | 11.2 | 9.4 | 4.4 | 4.93 | 1.19 | 4.84 | 3.91 | 24.14% | 13.935 | 5.3015 | -0.017419 | 5.3014 | 1 | 4.9301 | 192.37 | 192.37
2012-04-13 14:00 | 4.49 | 4.5 | 4.39 | 4.34 | 4.29 | 4.21 | 4.11 | 4 | 3.97 | 3.61 | 4.7 | 3.9 | 1.5 | 359.5 | 358.2 | 357.1 | 355.8 | 354 | 352.9 | 352.4 | 352.7 | 4.13 | 0.92 | 4.01 | 3.26 | 22.28% | 356.905 | 4.1687 | 0.22215 | 4.1955 | 0.99361 | 4.1036 | 105.17 | 101.9
2012-04-13 14:10 | 4.09 | 4.03 | 3.96 | 3.83 | 3.77 | 3.79 | 3.76 | 3.72 | 3.68 | 3.61 | 12.3 | 11.7 | 11.4 | 10.5 | 8.6 | 7 | 6.7 | 5.2 | 3.3 | 1.6 | 353.9 | 3.84 | 0.86 | 3.74 | 3.18 | 22.4% | 6.955 | 3.7813 | 0.073439 | 3.7857 | 0.99885 | 3.8356 | 76.44 | 76.44
2012-04-13 14:20 | 4.75 | 4.57 | 4.42 | 4.33 | 4.14 | 3.98 | 3.9 | 3.8 | 3.74 | 3.3 | 31.7 | 30.8 | 28.7 | 27.5 | 25.9 | 24 | 21.6 | 19.5 | 19 | 18.1 | 14.5 | 3.88 | 0.75 | 3.74 | 3.02 | 19.33% | 23.64 | 4.0291 | 0.18764 | 3.9684 | 1.0153 | 3.9393 | 80.08 | 85.54
2012-04-13 14:30 | 3.72 | 3.71 | 3.51 | 3.38 | 3.13 | 2.96 | 2.83 | 2.7 | 2.57 | 2.35 | 27.3 | 29.1 | 28.7 | 26.2 | 26.2 | 26 | 24.4 | 25.1 | 26.6 | 28.6 | 9.5 | 3.01 | 0.88 | 2.82 | 2.49 | 29.24% | 25.76 | 3.0345 | 0.41504 | 2.941 | 1.0318 | 3.1057 | 0.91 | 10.01
2012-04-13 14:40 | 4.1 | 3.96 | 3.92 | 3.96 | 4.04 | 3.94 | 3.74 | 3.55 | 3.47 | 3.34 | 4.9 | 5.4 | 5.3 | 5.3 | 4.5 | 4.2 | 4.3 | 3.7 | 3.3 | 0.4 | 356.5 | 3.42 | 0.7 | 3.32 | 3.28 | 20.47% | 4.215 | 3.7967 | 0.48141 | 3.9107 | 0.97085 | 3.3203 | 38.22 | 29.12
2012-04-13 14:50 | 4.08 | 4.02 | 4.01 | 4.07 | 4.02 | 3.9 | 3.79 | 3.67 | 3.55 | 3.36 | 8.9 | 8.9 | 9.4 | 7.7 | 5.9 | 5.7 | 6.3 | 6.8 | 8 | 6.5 | 1.1 | 3.68 | 0.71 | 3.51 | 3.12 | 19.29% | 5.79 | 3.8445 | 0.26439 | 3.884 | 0.98981 | 3.6425 | 61.88 | 58.24
2012-04-13 15:00 | 3.81 | 3.68 | 3.6 | 3.48 | 3.4 | 3.28 | 3.2 | 3.1 | 3.02 | 2.87 | 23.6 | 24.7 | 25.5 | 24.6 | 23.2 | 24.1 | 23.7 | 22.9 | 20.6 | 15.8 | 7.5 | 3.14 | 0.59 | 3.1 | 2.75 | 18.79% | 24.04 | 3.295 | 0.22818 | 3.2684 | 1.0081 | 3.1655 | 12.74 | 15.47
2012-04-13 15:10 | 4.04 | 4.03 | 3.93 | 3.83 | 3.66 | 3.56 | 3.48 | 3.41 | 3.32 | 3.22 | 27.2 | 26 | 25.4 | 24.6 | 23.6 | 21.4 | 20.3 | 18.8 | 17.6 | 17 | 11.8 | 3.45 | 0.67 | 3.25 | 2.68 | 19.42% | 21.235 | 3.5965 | 0.21003 | 3.5484 | 1.0135 | 3.4967 | 40.95 | 45.5
2012-04-13 15:20 | 4.83 | 4.72 | 4.7 | 4.68 | 4.59 | 4.48 | 4.29 | 4.14 | 4 | 3.6 | 25.4 | 24.5 | 23.2 | 23.8 | 23.3 | 23.7 | 23.5 | 23.4 | 23.8 | 22.4 | 10.5 | 4.34 | 0.78 | 4.18 | 3.15 | 17.97% | 23.67 | 4.3952 | 0.40047 | 4.4523 | 0.98719 | 4.2844 | 128.06 | 121.52
2012-04-13 15:30 | 3.8 | 3.66 | 3.66 | 3.67 | 3.6 | 3.51 | 3.41 | 3.37 | 3.33 | 3.28 | 10.2 | 9.7 | 5.8 | 5.1 | 4.2 | 3.2 | 1.1 | 359.6 | 357.1 | 352.5 | 352.6 | 3.52 | 0.59 | 3.41 | 2.73 | 16.76% | 2.885 | 3.4944 | 0.2671 | 3.4955 | 0.99968 | 3.5189 | 47.32 | 47.32
2012-04-13 15:40 | 3.32 | 3.23 | 3.19 | 3.17 | 3.12 | 3.05 | 3.02 | 2.97 | 2.93 | 2.98 | 6.7 | 7 | 4.7 | 3.7 | 1.2 | 358.4 | 355.5 | 352.7 | 349.6 | 348.5 | 353.6 | 3.14 | 0.39 | 3.08 | 2.85 | 12.42% | 357.965 | 3.0512 | 0.091345 | 3.0457 | 1.0018 | 3.1457 | 12.74 | 13.65
2012-04-13 15:50 | 2.74 | 2.76 | 2.85 | 2.85 | 2.82 | 2.74 | 2.65 | 2.63 | 2.59 | 2.57 | 5.4 | 3.5 | 2.8 | 1.8 | 1.1 | 359.7 | 358.9 | 356.4 | 354.9 | 350.9 | 354.1 | 2.62 | 0.58 | 2.55 | 2.52 | 22.14% | 359.58 | 2.721 | 0.30863 | 2.7269 | 0.99785 | 2.6144 | 0 | 0
2012-04-13 16:00 | 3.49 | 3.44 | 3.42 | 3.42 | 3.32 | 3.32 | 3.28 | 3.24 | 3.21 | 3.04 | 12.1 | 11.7 | 11.5 | 11.4 | 10.7 | 10.4 | 10.2 | 10.1 | 9.2 | 8.3 | 357.2 | 3.3 | 0.55 | 3.2 | 2.77 | 16.67% | 10.37 | 3.3057 | 0.11201 | 3.3142 | 0.99744 | 3.2915 | 27.3 | 26.39
2012-04-13 16:10 | 4.46 | 4.37 | 4.27 | 4.25 | 4.21 | 4.11 | 3.95 | 3.77 | 3.6 | 3.32 | 15.5 | 15.3 | 15.2 | 15.5 | 15.2 | 13.8 | 12.8 | 11.1 | 10 | 7.1 | 3.7 | 4.1 | 0.58 | 3.89 | 2.7 | 14.15% | 13.65 | 4.0126 | 0.36694 | 4.0867 | 0.98187 | 4.0257 | 101.9 | 94.27
2012-04-13 16:20 | 4.06 | 3.91 | 3.83 | 3.87 | 3.83 | 3.75 | 3.7 | 3.6 | 3.5 | 3.25 | 6 | 5.7 | 6.7 | 7.2 | 7.5 | 6.5 | 6.3 | 6.2 | 6.1 | 5.4 | 356.6 | 3.81 | 0.44 | 3.69 | 2.87 | 11.55% | 6.47 | 3.7134 | 0.12404 | 3.7428 | 0.99214 | 3.78 | 73.71 | 70.98
2012-04-13 16:30 | 3.88 | 3.8 | 3.77 | 3.72 | 3.67 | 3.57 | 3.45 | 3.32 | 3.27 | 3.14 | 15.2 | 14.6 | 14.1 | 13.4 | 12.3 | 10.6 | 8.6 | 6.8 | 5.3 | 3.5 | 358.9 | 3.59 | 0.43 | 3.47 | 2.74 | 11.98% | 10.3 | 3.5281 | 0.31596 | 3.5526 | 0.99313 | 3.5653 | 53.69 | 51.87
2012-04-13 16:40 | 5.07 | 5.01 | 4.94 | 4.75 | 4.56 | 4.38 | 4.19 | 3.87 | 3.59 | 3.18 | 18.1 | 18.7 | 19.7 | 19.5 | 19.8 | 18.6 | 17.4 | 15.9 | 14.5 | 13.9 | 6.9 | 4.42 | 0.5 | 4.1 | 2.63 | 11.31% | 18.42 | 4.3348 | 0.40982 | 4.3523 | 0.99598 | 4.4022 | 136.78 | 134.6
2012-04-13 16:50 | 6.18 | 6.08 | 5.96 | 5.87 | 5.76 | 5.66 | 5.51 | 5.3 | 4.98 | 4.28 | 15.1 | 14.7 | 14.3 | 14.3 | 13.7 | 13.8 | 13.3 | 12.7 | 11.8 | 11.3 | 2.5 | 5.62 | 0.64 | 5.4 | 3.58 | 11.39% | 13.725 | 5.5532 | 0.24821 | 5.6383 | 0.98491 | 5.5352 | 300.44 | 287.48
2012-04-13 17:00 | 5.48 | 5.48 | 5.53 | 5.56 | 5.54 | 5.44 | 5.29 | 5.09 | 4.88 | 4.42 | 7.3 | 8.2 | 8.6 | 9.7 | 10.8 | 11.5 | 12.5 | 12.9 | 12.3 | 11.4 | 359.9 | 5.38 | 0.6 | 5.16 | 3.51 | 11.15% | 11.65 | 5.3023 | 0.25839 | 5.4183 | 0.9786 | 5.2649 | 261.56 | 242.12
2012-04-13 17:10 | 4.53 | 4.55 | 4.48 | 4.5 | 4.37 | 4.21 | 4.06 | 3.9 | 3.75 | 3.4 | 14 | 13.2 | 13.2 | 12.6 | 13 | 12.8 | 12 | 10.9 | 10.1 | 8 | 0.3 | 4.27 | 0.34 | 4.08 | 2.97 | 7.963% | 12.68 | 4.1705 | 0.33526 | 4.1882 | 0.99577 | 4.252 | 120.43 | 118.25
2012-04-13 17:20 | 5.12 | 4.96 | 4.86 | 4.8 | 4.62 | 4.28 | 4 | 3.68 | 3.44 | 2.97 | 14.4 | 15 | 16.3 | 16.3 | 16 | 17 | 17 | 16.1 | 15.5 | 13 | 6.2 | 4.37 | 0.65 | 4.11 | 2.33 | 14.87% | 17 | 4.2636 | 0.62523 | 4.2387 | 1.0059 | 4.3957 | 131.33 | 134.6
2012-04-13 17:30 | 5.34 | 5.19 | 5.05 | 4.92 | 4.71 | 4.54 | 4.36 | 4.18 | 3.95 | 3.43 | 8.3 | 8.8 | 8.5 | 8.3 | 8.6 | 9 | 9.9 | 10.2 | 10 | 10.6 | 359.2 | 4.51 | 0.74 | 4.29 | 2.58 | 16.41% | 9.135 | 4.5283 | 0.37384 | 4.5138 | 1.0032 | 4.5245 | 146.59 | 147.68
2012-04-13 17:40 | 6.01 | 5.96 | 5.86 | 5.81 | 5.7 | 5.47 | 5.18 | 4.9 | 4.57 | 3.82 | 9.4 | 9.2 | 8.4 | 7.1 | 6.3 | 5.8 | 5.4 | 4.7 | 4 | 3.3 | 355.8 | 5.43 | 0.47 | 5.16 | 3.02 | 8.656% | 5.74 | 5.3438 | 0.50339 | 5.4275 | 0.98458 | 5.3463 | 269.66 | 256.7
2012-04-13 17:50 | 5.39 | 5.35 | 5.37 | 5.32 | 5.29 | 5.21 | 5.07 | 4.81 | 4.45 | 3.77 | 11.2 | 10.8 | 10.4 | 10.2 | 10.4 | 10.6 | 10.9 | 11.6 | 12 | 12.8 | 359.4 | 5.16 | 0.39 | 4.94 | 2.8 | 7.558% | 10.645 | 5.0443 | 0.25172 | 5.1897 | 0.97199 | 5.0155 | 225.92 | 203.24
2012-04-13 18:00 | 5.18 | 5.12 | 5.1 | 5.19 | 5.1 | 4.93 | 4.66 | 4.4 | 4.14 | 3.65 | 18.4 | 17.9 | 16.9 | 15.2 | 13.9 | 12.1 | 11 | 10.8 | 11 | 11.5 | 1.1 | 4.89 | 0.38 | 4.62 | 3.14 | 7.771% | 11.935 | 4.7692 | 0.52048 | 4.8904 | 0.97523 | 4.7689 | 188.01 | 174.93
2012-04-13 18:10 | 4.55 | 4.49 | 4.49 | 4.55 | 4.5 | 4.42 | 4.28 | 4.03 | 3.77 | 3.33 | 13.7 | 13.2 | 11.6 | 11.2 | 10.6 | 9.4 | 8.2 | 7 | 5.8 | 2.8 | 358.7 | 4.53 | 0.33 | 4.33 | 2.62 | 7.285% | 9.22 | 4.268 | 0.29744 | 4.3997 | 0.97007 | 4.3944 | 148.77 | 133.51
2012-04-13 18:20 | 5.03 | 4.97 | 4.97 | 4.92 | 4.77 | 4.6 | 4.36 | 4.08 | 3.83 | 3.39 | 7.6 | 7.4 | 6.3 | 5.1 | 4.1 | 3 | 2.2 | 0.3 | 358.7 | 356.8 | 352.7 | 4.72 | 0.73 | 4.47 | 2.89 | 15.47% | 2.88 | 4.4948 | 0.49517 | 4.5648 | 0.98466 | 4.6476 | 169.48 | 161.85
2012-04-13 18:30 | 6.91 | 6.8 | 6.65 | 6.59 | 6.41 | 6.2 | 5.92 | 5.6 | 5.25 | 4.67 | 359.9 | 359.5 | 358.8 | 358.5 | 358.2 | 357.7 | 357.2 | 356.6 | 355.9 | 355.7 | 346.3 | 6.18 | 0.65 | 5.85 | 3.92 | 10.52% | 357.625 | 6.0827 | 0.42705 | 6.1591 | 0.9876 | 6.1034 | 402.68 | 384.6
2012-04-13 18:40 | 7.05 | 6.88 | 6.61 | 6.43 | 6.22 | 6 | 5.73 | 5.46 | 5.25 | 4.61 | 2.4 | 1.8 | 0.6 | 0.2 | 359.4 | 359.3 | 359.5 | 358.7 | 357.2 | 354.7 | 349.8 | 6.13 | 0.89 | 5.85 | 3.9 | 14.52% | 359.33 | 5.9599 | 0.42549 | 5.9605 | 0.99989 | 6.1293 | 391.38 | 391.38
2012-04-13 18:50 | 6.39 | 6.37 | 6.26 | 6.08 | 5.9 | 5.61 | 5.33 | 5.04 | 4.79 | 4.36 | 11.3 | 10.9 | 10.2 | 9.3 | 8.3 | 7.7 | 7.3 | 6.3 | 5 | 3 | 356.2 | 5.78 | 0.73 | 5.46 | 3.65 | 12.63% | 7.64 | 5.5789 | 0.47313 | 5.569 | 1.0018 | 5.7903 | 326.36 | 327.98
2012-04-13 19:00 | 5.53 | 5.42 | 5.3 | 5.13 | 4.93 | 4.76 | 4.58 | 4.38 | 4.13 | 3.65 | 2.1 | 2.1 | 2.2 | 1.6 | 1 | 0.6 | 0.1 | 359.6 | 358.7 | 357.8 | 350.3 | 4.95 | 0.67 | 4.7 | 2.94 | 13.54% | 0.525 | 4.7424 | 0.35623 | 4.7338 | 1.0018 | 4.9591 | 194.55 | 195.64
2012-04-13 19:10 | 5.92 | 5.8 | 5.66 | 5.56 | 5.34 | 5.15 | 4.9 | 4.68 | 4.43 | 3.89 | 0.7 | 0.5 | 0.3 | 359.5 | 358.6 | 357.1 | 356.1 | 354.8 | 353.7 | 353.3 | 346.8 | 5.2 | 0.66 | 4.9 | 3.32 | 12.69% | 356.95 | 5.0977 | 0.45985 | 5.1134 | 0.99692 | 5.184 | 232.4 | 229.16
2012-04-13 19:20 | 6.47 | 6.38 | 6.2 | 6.05 | 5.81 | 5.64 | 5.41 | 5.16 | 4.92 | 4.39 | 356.2 | 356.1 | 355.4 | 354.5 | 353.6 | 352.1 | 350.9 | 350.6 | 350 | 348.7 | 341.7 | 5.79 | 0.75 | 5.54 | 3.91 | 12.95% | 351.92 | 5.5939 | 0.38475 | 5.6065 | 0.99776 | 5.7771 | 327.98 | 326.36
2012-04-13 19:30 | 6.27 | 6.15 | 6 | 5.83 | 5.67 | 5.52 | 5.26 | 5.03 | 4.84 | 4.52 | 353.8 | 354 | 353.6 | 353.2 | 352.4 | 351.7 | 351 | 350.2 | 349.4 | 348.4 | 339.8 | 5.4 | 0.77 | 5.16 | 4.21 | 14.26% | 351.595 | 5.4511 | 0.44585 | 5.482 | 0.99436 | 5.3696 | 264.8 | 259.94
2012-04-13 19:40 | 6.37 | 6.24 | 5.96 | 5.74 | 5.45 | 5.23 | 4.95 | 4.64 | 4.35 | 3.98 | 357 | 356.3 | 354.7 | 353.2 | 351.8 | 350.4 | 348.9 | 347.5 | 346.1 | 344.6 | 340.2 | 5.15 | 0.68 | 4.91 | 3.78 | 13.2% | 350.175 | 5.212 | 0.50847 | 5.1889 | 1.0044 | 5.1729 | 224.3 | 227.54
2012-04-13 19:50 | 5.88 | 5.76 | 5.53 | 5.27 | 4.94 | 4.62 | 4.4 | 4.2 | 4.07 | 3.78 | 1.5 | 0.7 | 359.4 | 358.3 | 357.2 | 355.9 | 354.3 | 353.1 | 352.2 | 349.2 | 342.3 | 4.78 | 0.55 | 4.54 | 3.21 | 11.51% | 355.66 | 4.7497 | 0.45087 | 4.5878 | 1.0353 | 4.9486 | 176.02 | 194.55
2012-04-13 20:00 | 5.65 | 5.49 | 5.22 | 5.03 | 4.77 | 4.51 | 4.21 | 3.97 | 3.84 | 3.59 | 8.5 | 8.4 | 7.2 | 6.7 | 5.9 | 4 | 2.9 | 1.2 | 359.4 | 357.8 | 352.3 | 4.44 | 0.74 | 4.23 | 3.2 | 16.67% | 3.835 | 4.5395 | 0.6361 | 4.4657 | 1.0165 | 4.5133 | 138.96 | 146.59
2012-04-13 20:10 | 5.59 | 5.46 | 5.22 | 4.93 | 4.66 | 4.44 | 4.21 | 3.96 | 3.76 | 3.42 | 9.3 | 8.3 | 7.6 | 6.1 | 4.5 | 2.5 | 0.2 | 357.8 | 356.2 | 354.6 | 349.2 | 4.52 | 0.89 | 4.21 | 3.3 | 19.69% | 2.155 | 4.4766 | 0.49154 | 4.4063 | 1.016 | 4.5921 | 147.68 | 155.31
2012-04-13 20:20 | 5.62 | 5.43 | 5.1 | 4.8 | 4.53 | 4.26 | 3.9 | 3.63 | 3.42 | 3.06 | 14.2 | 14 | 13.6 | 12.4 | 11.2 | 10.1 | 8.7 | 7.2 | 5.5 | 3 | 357.9 | 4.23 | 0.89 | 4.01 | 2.73 | 21.04% | 9.89 | 4.292 | 0.81591 | 4.2065 | 1.0203 | 4.316 | 116.07 | 125.88
2012-04-13 20:30 | 6.16 | 6.04 | 5.7 | 5.36 | 5.12 | 4.85 | 4.55 | 4.23 | 3.97 | 3.49 | 14.6 | 14.6 | 14.7 | 16.5 | 16 | 15.3 | 14.4 | 13.4 | 10.8 | 7.2 | 359.6 | 4.98 | 0.85 | 4.75 | 3.47 | 17.07% | 15.165 | 4.8717 | 0.59005 | 4.8058 | 1.0137 | 5.0483 | 197.82 | 208.1
2012-04-13 20:40 | 6.12 | 5.86 | 5.32 | 4.9 | 4.51 | 4.15 | 3.88 | 3.75 | 3.73 | 3.46 | 12 | 11.2 | 9.8 | 9.4 | 8.9 | 7 | 6.2 | 5.5 | 5.1 | 1.8 | 358.9 | 4.26 | 1.02 | 3.9 | 2.95 | 23.94% | 6.88 | 4.4052 | 0.62167 | 4.1102 | 1.0718 | 4.5658 | 119.34 | 153.13
2012-04-13 20:50 | 5.78 | 5.61 | 5.34 | 4.99 | 4.71 | 4.51 | 4.32 | 4.17 | 4.04 | 3.84 | 8.5 | 7.9 | 6.6 | 6 | 6 | 6 | 5.4 | 4.5 | 4.1 | 5.4 | 354.6 | 4.63 | 0.66 | 4.36 | 3.39 | 14.25% | 5.91 | 4.6161 | 0.39775 | 4.4823 | 1.0298 | 4.7682 | 159.67 | 174.93
2012-04-13 21:00 | 6.08 | 5.88 | 5.45 | 5.2 | 5.06 | 4.89 | 4.66 | 4.42 | 4.17 | 3.89 | 10.3 | 9.7 | 10 | 8.9 | 8 | 6.9 | 6.2 | 6.1 | 4.9 | 4.4 | 357.1 | 5.01 | 0.83 | 4.8 | 3.39 | 16.57% | 6.795 | 4.8639 | 0.4452 | 4.8564 | 1.0015 | 5.0178 | 201.62 | 203.24
2012-04-13 21:10 | 6.94 | 6.75 | 6.35 | 5.88 | 5.57 | 5.35 | 5.07 | 4.79 | 4.58 | 4.23 | 12.2 | 12.3 | 12 | 10.3 | 9.3 | 8.4 | 7 | 5.2 | 3.7 | 2.6 | 358.4 | 5.41 | 0.64 | 5.09 | 3.83 | 11.83% | 8.19 | 5.4164 | 0.49676 | 5.309 | 1.0202 | 5.5195 | 266.42 | 284.24
2012-04-13 21:20 | 6.19 | 6.05 | 5.84 | 5.56 | 5.32 | 5.05 | 4.81 | 4.57 | 4.34 | 3.86 | 11.1 | 10.5 | 9.5 | 7.1 | 5.9 | 4.8 | 4 | 3.8 | 3.8 | 3.6 | 354.7 | 5.31 | 0.91 | 4.93 | 3.19 | 17.14% | 4.68 | 5.0856 | 0.44995 | 5.0149 | 1.0141 | 5.3848 | 250.22 | 261.56
2012-04-13 21:30 | 5.52 | 5.41 | 5.12 | 4.94 | 4.76 | 4.54 | 4.34 | 4.09 | 3.82 | 3.56 | 10.6 | 10.4 | 10.3 | 9.6 | 8.8 | 8.5 | 7.5 | 5.8 | 3.9 | 2.4 | 354.4 | 4.61 | 0.59 | 4.39 | 3.12 | 12.8% | 8.35 | 4.5386 | 0.41633 | 4.5108 | 1.0062 | 4.6384 | 157.49 | 160.76
2012-04-13 21:40 | 4.79 | 4.64 | 4.22 | 3.95 | 3.7 | 3.47 | 3.28 | 3.16 | 3.05 | 2.72 | 1.1 | 1 | 0.9 | 1.1 | 1 | 0.2 | 358 | 356.5 | 356 | 355.5 | 350.9 | 3.46 | 0.64 | 3.28 | 2.34 | 18.5% | -0.13 | 3.5932 | 0.52037 | 3.4421 | 1.0439 | 3.6119 | 41.86 | 55.51
2012-04-13 21:50 | 3.49 | 3.35 | 3.06 | 2.84 | 2.74 | 2.66 | 2.54 | 2.36 | 2.25 | 2.22 | 350.7 | 349.6 | 346.7 | 344.2 | 342.7 | 341.3 | 339 | 335.9 | 332.5 | 327.4 | 330.4 | 2.85 | 0.55 | 2.7 | 2.18 | 19.3% | 340.955 | 2.657 | 0.42658 | 2.6425 | 1.0055 | 2.8656 | 0 | 0
2012-04-13 22:00 | 3.74 | 3.6 | 3.37 | 3.16 | 3.04 | 2.86 | 2.69 | 2.66 | 2.7 | 2.57 | 340 | 339 | 338.3 | 337.4 | 336 | 335.6 | 333.4 | 329.2 | 324.5 | 321.5 | 325.8 | 2.97 | 0.49 | 2.86 | 2.63 | 16.5% | 335.27 | 2.9397 | 0.56629 | 2.835 | 1.0369 | 3.0797 | 0 | 7.28
2012-04-13 22:10 | 4.45 | 4.35 | 4.21 | 4.01 | 3.88 | 3.76 | 3.68 | 3.69 | 3.72 | 3.62 | 3.8 | 3 | 1 | 358.8 | 356.3 | 354.8 | 352.2 | 350.8 | 349.7 | 348.4 | 344.8 | 3.85 | 0.78 | 3.74 | 3.35 | 20.26% | 354.41 | 3.8473 | 0.19874 | 3.7484 | 1.0264 | 3.9515 | 77.35 | 86.45
2012-04-13 22:20 | 6.95 | 6.79 | 6.52 | 6.28 | 6.03 | 5.79 | 5.55 | 5.31 | 5.1 | 4.83 | 18.7 | 17.7 | 16.7 | 16.6 | 15.9 | 15.2 | 14.5 | 13.7 | 12.9 | 11.9 | 4 | 5.68 | 0.74 | 5.41 | 4.34 | 13.03% | 15.095 | 5.8163 | 0.39121 | 5.755 | 1.0106 | 5.7405 | 310.16 | 319.88
2012-04-13 22:30 | 6.83 | 6.73 | 6.65 | 6.62 | 6.5 | 6.28 | 6.15 | 6 | 5.82 | 5.42 | 14.7 | 14.1 | 13 | 11.4 | 10 | 8.6 | 7.4 | 6.6 | 6.3 | 6.1 | 358.2 | 6.2 | 1.17 | 5.99 | 4.52 | 18.87% | 8.42 | 6.2639 | 0.1933 | 6.2612 | 1.0004 | 6.2027 | 407.2 | 407.2
2012-04-13 22:40 | 5.68 | 5.53 | 5.27 | 5.13 | 5.03 | 4.89 | 4.77 | 4.69 | 4.58 | 4.38 | 358.6 | 357.8 | 356.4 | 354.5 | 353.2 | 351.8 | 350.8 | 349.6 | 348.3 | 345.8 | 340.6 | 4.95 | 0.88 | 4.84 | 3.97 | 17.78% | 351.65 | 4.9063 | 0.2296 | 4.8726 | 1.0069 | 4.9843 | 194.55 | 197.82
2012-04-13 22:50 | 4.28 | 4.18 | 4.01 | 3.91 | 3.82 | 3.6 | 3.44 | 3.34 | 3.27 | 3.29 | 343.2 | 342 | 340.2 | 339.1 | 336.9 | 333.9 | 331.2 | 328.8 | 326.6 | 322.5 | 325.2 | 3.69 | 0.39 | 3.55 | 3.33 | 10.57% | 333.495 | 3.6285 | 0.42012 | 3.5766 | 1.0145 | 3.7436 | 62.79 | 67.34
2012-04-13 23:00 | 4.83 | 4.69 | 4.41 | 4.28 | 4.17 | 4.07 | 3.95 | 3.87 | 3.84 | 3.85 | 350.9 | 349.8 | 346.7 | 344.8 | 343.9 | 341.8 | 339.2 | 337.4 | 335.6 | 332.9 | 332.2 | 4.23 | 0.35 | 4.06 | 3.73 | 8.274% | 341.41 | 4.09 | 0.27656 | 4.0526 | 1.0092 | 4.2691 | 116.07 | 120.43
2012-04-13 23:10 | 5.37 | 5.15 | 4.84 | 4.55 | 4.35 | 4.26 | 4.15 | 4.02 | 3.91 | 3.75 | 1.6 | 1 | 0.2 | 358.5 | 356.5 | 355.1 | 353.7 | 352.3 | 351.1 | 348.9 | 344 | 4.33 | 0.42 | 4.17 | 3.44 | 9.7% | 354.89 | 4.3105 | 0.24175 | 4.2441 | 1.0157 | 4.3978 | 126.97 | 134.6
2012-04-13 23:20 | 6.02 | 5.92 | 5.62 | 5.37 | 5.18 | 5.03 | 4.92 | 4.72 | 4.59 | 4.37 | 3.4 | 2.3 | 0.4 | 358.8 | 356.9 | 355.9 | 355.5 | 354.5 | 352.8 | 350 | 345.8 | 5.08 | 0.54 | 4.9 | 3.85 | 10.63% | 355.84 | 5.0698 | 0.20433 | 5.0141 | 1.0111 | 5.1365 | 212.96 | 222.68
2012-04-13 23:30 | 5.64 | 5.56 | 5.3 | 5.14 | 5.04 | 4.92 | 4.78 | 4.62 | 4.45 | 4.13 | 0.7 | 0.4 | 359.2 | 358 | 357.1 | 355.4 | 353.8 | 352.2 | 350.3 | 348.4 | 344.1 | 4.9 | 0.47 | 4.74 | 3.65 | 9.592% | 355.16 | 4.8871 | 0.26677 | 4.8997 | 0.99743 | 4.8874 | 189.1 | 188.01
2012-04-13 23:40 | 5.15 | 4.96 | 4.68 | 4.39 | 4.19 | 4.06 | 3.97 | 3.89 | 3.8 | 3.55 | 1.6 | 0.8 | 358.5 | 356.5 | 354.5 | 351.3 | 348.9 | 347.6 | 346 | 343.3 | 339.6 | 4.22 | 0.4 | 4.04 | 3.07 | 9.479% | 350.94 | 4.1393 | 0.20715 | 4.047 | 1.0228 | 4.3163 | 114.98 | 125.88
2012-04-13 23:50 | 5.69 | 5.6 | 5.28 | 4.92 | 4.7 | 4.64 | 4.52 | 4.39 | 4.27 | 4.15 | 355.4 | 354.2 | 353.1 | 351.1 | 350.3 | 349.2 | 347.4 | 345.1 | 343.6 | 342.7 | 340.2 | 4.73 | 0.49 | 4.57 | 3.97 | 10.36% | 348.93 | 4.6911 | 0.24214 | 4.6226 | 1.0148 | 4.8001 | 170.57 | 178.2
2012-04-14 | 5.89 | 5.78 | 5.58 | 5.35 | 5.14 | 4.98 | 4.9 | 4.83 | 4.7 | 4.46 | 357 | 357 | 356.9 | 355.8 | 355.4 | 355.1 | 353.5 | 352 | 350.4 | 347.6 | 344.1 | 5.32 | 0.46 | 5.09 | 4.28 | 8.647% | 354.86 | 5.0691 | 0.14965 | 4.9685 | 1.0203 | 5.4277 | 251.84 | 269.66
2012-04-14 00:10 | 5.99 | 5.81 | 5.52 | 5.3 | 5.15 | 4.97 | 4.84 | 4.73 | 4.61 | 4.44 | 1.1 | 0.7 | 359.3 | 356.9 | 355.1 | 353.8 | 352.5 | 351.3 | 349.7 | 347.9 | 342.1 | 5.18 | 0.4 | 4.99 | 4.36 | 7.722% | 353.605 | 5.0214 | 0.24493 | 4.9512 | 1.0142 | 5.2534 | 229.16 | 240.5
2012-04-14 00:20 | 6.33 | 6.21 | 6.05 | 5.84 | 5.71 | 5.58 | 5.41 | 5.25 | 5.14 | 4.93 | 4.7 | 4.3 | 3.4 | 2.3 | 1 | 359.7 | 358.6 | 357.3 | 355.9 | 353.5 | 347.4 | 5.67 | 0.51 | 5.46 | 4.61 | 8.995% | 359.535 | 5.5636 | 0.28591 | 5.5553 | 1.0015 | 5.6785 | 308.54 | 310.16
2012-04-14 00:30 | 6.22 | 6.19 | 6.1 | 6.03 | 5.99 | 5.86 | 5.67 | 5.52 | 5.37 | 5.02 | 2.8 | 2 | 1.3 | 0.6 | 359.3 | 357.8 | 356.6 | 355.2 | 354.4 | 354.4 | 346.4 | 5.89 | 0.49 | 5.66 | 4.27 | 8.319% | 357.62 | 5.771 | 0.30459 | 5.8324 | 0.98947 | 5.828 | 344.18 | 334.46
2012-04-14 00:40 | 6.19 | 6.13 | 5.95 | 5.78 | 5.64 | 5.48 | 5.33 | 5.18 | 5.03 | 4.75 | 4.4 | 4.2 | 3 | 1.9 | 0.8 | 359.1 | 357.9 | 356.9 | 356 | 354.3 | 348.5 | 5.61 | 0.49 | 5.39 | 4.44 | 8.734% | 358.92 | 5.477 | 0.25647 | 5.4583 | 1.0034 | 5.6293 | 298.82 | 302.06
2012-04-14 00:50 | 5.93 | 5.87 | 5.69 | 5.49 | 5.38 | 5.2 | 5.04 | 4.88 | 4.75 | 4.46 | 4.1 | 3.7 | 3.5 | 2.8 | 1.6 | 359.6 | 357.7 | 356.4 | 355.3 | 353.9 | 348 | 5.34 | 0.39 | 5.11 | 4.22 | 7.303% | 359.315 | 5.1981 | 0.2888 | 5.1768 | 1.0041 | 5.3621 | 255.08 | 258.32
2012-04-14 01:00 | 5.99 | 5.92 | 5.77 | 5.6 | 5.4 | 5.23 | 5.11 | 4.97 | 4.83 | 4.59 | 5.5 | 5 | 4.5 | 3.2 | 2.3 | 0.7 | 359 | 357.7 | 356.6 | 356.3 | 349.6 | 5.4 | 0.55 | 5.18 | 4.3 | 10.19% | 0.445 | 5.2674 | 0.2145 | 5.2126 | 1.0105 | 5.4568 | 264.8 | 274.52
2012-04-14 01:10 | 6.23 | 6.17 | 5.98 | 5.77 | 5.56 | 5.42 | 5.27 | 5.15 | 5 | 4.78 | 5.8 | 5.6 | 4.7 | 4.3 | 3.5 | 2.6 | 1.6 | 0.4 | 359 | 357 | 351.2 | 5.7 | 0.47 | 5.47 | 4.43 | 8.246% | 2.45 | 5.451 | 0.25935 | 5.3982 | 1.0098 | 5.7557 | 313.4 | 323.12
2012-04-14 01:20 | 6.15 | 6.03 | 5.92 | 5.78 | 5.68 | 5.51 | 5.3 | 5.14 | 4.94 | 4.67 | 4.2 | 3.9 | 3.7 | 3 | 2.2 | 1.1 | 360 | 359 | 358.1 | 357 | 350.2 | 5.68 | 0.43 | 5.44 | 4.32 | 7.57% | 0.935 | 5.4594 | 0.35908 | 5.4794 | 0.99635 | 5.6593 | 310.16 | 306.92
2012-04-14 01:30 | 6.19 | 6.12 | 6.02 | 5.95 | 5.86 | 5.73 | 5.62 | 5.5 | 5.39 | 5.11 | 3.8 | 3.4 | 2.9 | 2.7 | 1.3 | 0.2 | 359.5 | 358.3 | 357.5 | 357.5 | 349.9 | 5.89 | 0.36 | 5.72 | 4.83 | 6.112% | 0.095 | 5.709 | 0.17913 | 5.7141 | 0.99911 | 5.8847 | 344.18 | 342.56
2012-04-14 01:40 | 5.93 | 5.85 | 5.72 | 5.64 | 5.56 | 5.46 | 5.33 | 5.19 | 5.1 | 4.93 | 4 | 3.7 | 3 | 2 | 1.4 | 0.6 | 359.5 | 358.7 | 358.4 | 358.1 | 350.2 | 5.6 | 0.41 | 5.37 | 4.58 | 7.321% | 0.435 | 5.4217 | 0.22269 | 5.4412 | 0.99642 | 5.58 | 297.2 | 293.96
2012-04-14 01:50 | 5.53 | 5.43 | 5.23 | 5.12 | 5.09 | 5.02 | 4.93 | 4.83 | 4.71 | 4.49 | 6.3 | 6.3 | 6.1 | 5.4 | 4.7 | 4 | 3.4 | 2.6 | 1.6 | 359.6 | 352.4 | 5.2 | 0.32 | 4.98 | 4.11 | 6.154% | 3.91 | 4.9844 | 0.16718 | 5.007 | 0.99548 | 5.1765 | 232.4 | 229.16
2012-04-14 02:00 | 5.34 | 5.24 | 5.12 | 5.08 | 5.05 | 4.98 | 4.88 | 4.74 | 4.56 | 4.28 | 6 | 5.4 | 4.5 | 3.7 | 2.9 | 2.3 | 1.5 | 359.8 | 358.3 | 357.1 | 351 | 5.11 | 0.26 | 4.97 | 3.86 | 5.088% | 2.18 | 4.8999 | 0.18745 | 4.9655 | 0.98679 | 5.0425 | 217.82 | 206.48
2012-04-14 02:10 | 5.6 | 5.51 | 5.33 | 5.24 | 5.18 | 5.05 | 4.96 | 4.78 | 4.59 | 4.25 | 3.8 | 3.2 | 1.9 | 1.2 | 1 | 0.7 | 0.3 | 359.1 | 358.3 | 355.8 | 349 | 5.26 | 0.36 | 5.06 | 3.9 | 6.844% | 0.64 | 5.0087 | 0.16618 | 5.037 | 0.99439 | 5.2305 | 242.12 | 237.26
2012-04-14 02:20 | 5.62 | 5.53 | 5.36 | 5.24 | 5.07 | 4.93 | 4.79 | 4.61 | 4.43 | 4.14 | 3.6 | 3.5 | 2.6 | 1.1 | 0.4 | 0.2 | 359.6 | 358.8 | 357.8 | 356.1 | 348 | 5.08 | 0.45 | 4.91 | 3.82 | 8.858% | 0.11 | 4.9161 | 0.26622 | 4.9097 | 1.0013 | 5.0866 | 212.96 | 214.58
2012-04-14 02:30 | 5.6 | 5.49 | 5.35 | 5.23 | 5.13 | 4.99 | 4.81 | 4.57 | 4.33 | 4.02 | 4 | 3.9 | 3.3 | 2.8 | 2.4 | 1.8 | 0.7 | 359.3 | 358.2 | 356.9 | 349 | 5.16 | 0.5 | 4.98 | 3.78 | 9.69% | 1.635 | 4.9116 | 0.3395 | 4.9638 | 0.98949 | 5.1058 | 225.92 | 217.82
2012-04-14 02:40 | 5.48 | 5.35 | 5.18 | 5.07 | 4.94 | 4.83 | 4.74 | 4.61 | 4.46 | 4.13 | 7.4 | 7.3 | 6 | 5.1 | 4.4 | 3.9 | 3 | 2.2 | 1.3 | 0.1 | 352.4 | 5.11 | 0.37 | 4.89 | 3.76 | 7.241% | 3.765 | 4.824 | 0.17382 | 4.817 | 1.0014 | 5.1174 | 217.82 | 219.44
2012-04-14 02:50 | 5.6 | 5.46 | 5.32 | 5.27 | 5.22 | 5.1 | 4.97 | 4.87 | 4.71 | 4.36 | 7.1 | 6.7 | 5.5 | 4.8 | 4.3 | 3.7 | 3.2 | 2.8 | 2.1 | 0.5 | 351.9 | 5.32 | 0.38 | 5.1 | 3.87 | 7.143% | 3.625 | 5.0517 | 0.23861 | 5.0812 | 0.9942 | 5.2891 | 251.84 | 246.98
2012-04-14 03:00 | 6.08 | 5.99 | 5.85 | 5.78 | 5.6 | 5.49 | 5.3 | 5.12 | 4.94 | 4.58 | 9.5 | 9.2 | 9 | 7.8 | 7.2 | 6.5 | 5.4 | 4.7 | 3.6 | 2.2 | 355.9 | 5.62 | 0.39 | 5.37 | 4.04 | 6.94% | 6.335 | 5.4293 | 0.32548 | 5.4624 | 0.99394 | 5.5859 | 300.44 | 295.58
2012-04-14 03:10 | 6.02 | 5.9 | 5.69 | 5.53 | 5.41 | 5.28 | 5.13 | 4.97 | 4.77 | 4.45 | 7.5 | 7.3 | 6.7 | 6 | 5.5 | 5 | 4 | 2.6 | 1.6 | 0.1 | 352.5 | 5.48 | 0.4 | 5.25 | 4.08 | 7.299% | 4.85 | 5.2501 | 0.26633 | 5.2582 | 0.99845 | 5.4715 | 277.76 | 276.14
2012-04-14 03:20 | 6.33 | 6.23 | 6.01 | 5.87 | 5.73 | 5.6 | 5.42 | 5.27 | 5.12 | 4.76 | 5.5 | 4.8 | 3.5 | 1.9 | 1.7 | 1.1 | 0.1 | 359 | 358 | 357.7 | 349.5 | 5.75 | 0.38 | 5.57 | 4.17 | 6.609% | 0.95 | 5.5683 | 0.30191 | 5.5738 | 0.99901 | 5.7443 | 321.5 | 319.88
2012-04-14 03:30 | 6.43 | 6.29 | 6.04 | 5.77 | 5.56 | 5.35 | 5.16 | 5.02 | 4.84 | 4.54 | 6 | 5.1 | 4.3 | 3 | 1.9 | 1.7 | 1.5 | 1.1 | 0.3 | 358.8 | 349.4 | 5.5 | 0.4 | 5.21 | 4.11 | 7.273% | 1.67 | 5.4029 | 0.33415 | 5.3224 | 1.0151 | 5.5833 | 281 | 293.96
2012-04-14 03:40 | 6.39 | 6.28 | 6.09 | 5.91 | 5.71 | 5.58 | 5.42 | 5.25 | 5.02 | 4.63 | 8.5 | 7.6 | 6.7 | 5.7 | 5.2 | 4.4 | 3.4 | 2.4 | 1.7 | 359.4 | 351.5 | 5.76 | 0.42 | 5.5 | 3.84 | 7.292% | 4.25 | 5.5626 | 0.26885 | 5.5568 | 1.001 | 5.766 | 323.12 | 324.74
2012-04-14 03:50 | 5.9 | 5.87 | 5.81 | 5.61 | 5.46 | 5.27 | 5.05 | 4.82 | 4.62 | 4.28 | 4.8 | 4.5 | 3.8 | 2.9 | 1.6 | 0.5 | 358.8 | 357.1 | 355 | 354.4 | 349.1 | 5.53 | 0.43 | 5.21 | 3.81 | 7.776% | 0.245 | 5.2263 | 0.39406 | 5.2379 | 0.99778 | 5.5177 | 285.86 | 284.24
2012-04-14 04:00 | 5.59 | 5.52 | 5.41 | 5.22 | 5.07 | 4.88 | 4.68 | 4.51 | 4.37 | 4.1 | 2.7 | 1.4 | 359.9 | 358.3 | 357.3 | 356.1 | 354.7 | 353.4 | 352 | 350.3 | 344.2 | 5.07 | 0.39 | 4.85 | 3.79 | 7.692% | 355.89 | 4.8742 | 0.38671 | 4.8508 | 1.0048 | 5.0944 | 211.34 | 214.58
2012-04-14 04:10 | 5.73 | 5.61 | 5.39 | 5.25 | 5.13 | 4.98 | 4.76 | 4.58 | 4.34 | 3.92 | 4.8 | 3.8 | 2.9 | 2.1 | 1.2 | 359.5 | 358.4 | 357.8 | 357.2 | 356.2 | 348.3 | 5.09 | 0.41 | 4.8 | 3.48 | 8.055% | 359.335 | 4.9155 | 0.41753 | 4.9479 | 0.99345 | 5.0567 | 214.58 | 209.72
2012-04-14 04:20 | 6.1 | 6.01 | 5.77 | 5.64 | 5.5 | 5.37 | 5.21 | 5.08 | 4.94 | 4.57 | 10.8 | 10.3 | 8.9 | 7.2 | 5.8 | 4.6 | 3.9 | 3.1 | 2.4 | 1.8 | 353.4 | 5.55 | 0.32 | 5.35 | 4.02 | 5.766% | 4.495 | 5.3505 | 0.27952 | 5.3468 | 1.0007 | 5.5539 | 289.1 | 289.1
2012-04-14 04:30 | 5.94 | 5.83 | 5.65 | 5.47 | 5.33 | 5.23 | 5.13 | 5.03 | 4.88 | 4.5 | 12.1 | 11.4 | 10 | 8.8 | 8 | 7.5 | 7 | 6.3 | 5.2 | 3.9 | 356.3 | 5.44 | 0.3 | 5.24 | 3.9 | 5.515% | 7.425 | 5.2358 | 0.1784 | 5.2156 | 1.0039 | 5.4612 | 271.28 | 274.52
2012-04-14 04:40 | 5.44 | 5.35 | 5.23 | 5.1 | 4.98 | 4.87 | 4.74 | 4.52 | 4.29 | 3.86 | 7.7 | 7.3 | 6.1 | 5.1 | 4.6 | 4.8 | 4.9 | 4.9 | 4.4 | 2.9 | 353.7 | 5.11 | 0.36 | 4.91 | 3.45 | 7.045% | 4.815 | 4.8088 | 0.25003 | 4.8512 | 0.99126 | 5.0653 | 217.82 | 211.34
2012-04-14 04:50 | 4.81 | 4.69 | 4.49 | 4.28 | 4.13 | 4 | 3.88 | 3.75 | 3.64 | 3.37 | 4.8 | 4.2 | 3.6 | 3.7 | 2.9 | 2.3 | 0.7 | 359.5 | 358 | 356 | 350.6 | 4.19 | 0.54 | 3.99 | 3.09 | 12.89% | 2.06 | 4.0293 | 0.28147 | 3.9826 | 1.0117 | 4.2392 | 111.71 | 117.16
2012-04-14 05:00 | 5.33 | 5.14 | 4.82 | 4.61 | 4.36 | 4.12 | 3.96 | 3.84 | 3.68 | 3.33 | 11.5 | 10.2 | 8.3 | 6.7 | 5.1 | 4.3 | 3.2 | 1.7 | 0.9 | 0.4 | 351.9 | 4.37 | 0.39 | 4.16 | 3.13 | 8.924% | 4.135 | 4.2186 | 0.36603 | 4.0967 | 1.0298 | 4.5001 | 131.33 | 145.5
2012-04-14 05:10 | 5.13 | 5.06 | 4.94 | 4.76 | 4.58 | 4.37 | 4.12 | 3.82 | 3.5 | 3.19 | 7.5 | 6.4 | 4.5 | 2.8 | 1.1 | 358.7 | 357.5 | 356 | 355.4 | 355 | 348 | 4.56 | 0.36 | 4.19 | 2.85 | 7.895% | 358.52 | 4.311 | 0.54438 | 4.3333 | 0.99487 | 4.5366 | 152.04 | 149.86
2012-04-14 05:20 | 5.53 | 5.44 | 5.2 | 5.02 | 4.81 | 4.57 | 4.33 | 4.15 | 3.98 | 3.69 | 6.8 | 6.3 | 4.8 | 2.3 | 0.7 | 359 | 358 | 357.5 | 356.8 | 356.6 | 348 | 4.67 | 0.39 | 4.45 | 3.35 | 8.351% | 358.85 | 4.5929 | 0.49851 | 4.5348 | 1.0128 | 4.7298 | 164.03 | 170.57
2012-04-14 05:30 | 5.68 | 5.59 | 5.34 | 5.11 | 4.9 | 4.74 | 4.58 | 4.44 | 4.33 | 4.1 | 6.4 | 5.3 | 3.5 | 2.3 | 0.5 | 359 | 358.5 | 358.3 | 358.2 | 359.4 | 349.5 | 5 | 0.44 | 4.76 | 3.76 | 8.8% | 358.925 | 4.7861 | 0.31732 | 4.7167 | 1.0147 | 5.0735 | 200 | 211.34
2012-04-14 05:40 | 5.97 | 5.82 | 5.64 | 5.46 | 5.38 | 5.25 | 5.1 | 4.96 | 4.81 | 4.49 | 5.8 | 4.6 | 3.5 | 2.6 | 2.4 | 2.4 | 2.2 | 1.7 | 1.5 | 0.4 | 350 | 5.3 | 0.35 | 5.06 | 3.96 | 6.604% | 2.37 | 5.2243 | 0.26787 | 5.2282 | 0.99924 | 5.296 | 248.6 | 248.6
2012-04-14 05:50 | 5.5 | 5.41 | 5.29 | 5.31 | 5.24 | 5.14 | 5.07 | 5.01 | 4.93 | 4.65 | 1.8 | 1.2 | 360 | 359.1 | 358.7 | 359.5 | 359.6 | 359 | 358.7 | 359.4 | 347.1 | 5.17 | 0.52 | 5.02 | 4.48 | 10.06% | 359.515 | 5.1289 | 0.12671 | 5.1299 | 0.99981 | 5.169 | 227.54 | 227.54
2012-04-14 06:00 | 5.39 | 5.23 | 5.05 | 4.92 | 4.85 | 4.84 | 4.78 | 4.66 | 4.57 | 4.46 | 0.9 | 0.1 | 358.7 | 357.4 | 356.4 | 356.9 | 356.9 | 357 | 357.4 | 357.8 | 344.5 | 4.96 | 0.54 | 4.84 | 4.06 | 10.89% | 356.9 | 4.8103 | 0.11527 | 4.8314 | 0.99565 | 4.9384 | 195.64 | 193.46
2012-04-14 06:10 | 5.11 | 5.04 | 4.89 | 4.73 | 4.63 | 4.57 | 4.57 | 4.56 | 4.56 | 4.42 | 0.1 | 359.9 | 358.5 | 357 | 355.8 | 355 | 354.6 | 354.3 | 354.1 | 353.8 | 343.1 | 4.8 | 0.46 | 4.65 | 4.02 | 9.583% | 354.94 | 4.6439 | 0 | 4.57 | 1.0162 | 4.8776 | 178.2 | 186.92
2012-04-14 06:20 | 4.81 | 4.72 | 4.56 | 4.46 | 4.37 | 4.22 | 4.15 | 4.07 | 3.98 | 3.74 | 5.7 | 5.4 | 3.6 | 2.8 | 1.8 | 0.4 | 359.1 | 357.5 | 355.9 | 354.5 | 349 | 4.44 | 0.42 | 4.23 | 3.54 | 9.459% | 0.205 | 4.2504 | 0.15457 | 4.2099 | 1.0096 | 4.4827 | 138.96 | 143.32
2012-04-14 06:30 | 5.72 | 5.63 | 5.48 | 5.35 | 5.32 | 5.21 | 5.07 | 4.92 | 4.67 | 4.27 | 9.1 | 8.7 | 7.1 | 6 | 5.3 | 4.9 | 4.2 | 3.7 | 3.2 | 3 | 353 | 5.27 | 0.45 | 5.1 | 3.85 | 8.539% | 4.795 | 5.1318 | 0.25172 | 5.1897 | 0.98885 | 5.2112 | 243.74 | 234.02
2012-04-14 06:40 | 5.29 | 5.16 | 5.01 | 4.91 | 4.81 | 4.72 | 4.68 | 4.64 | 4.54 | 4.37 | 3.1 | 2.6 | 2 | 0.9 | 0.4 | 0.3 | 359.9 | 358.9 | 359 | 358.6 | 349.1 | 4.81 | 0.49 | 4.64 | 4.02 | 10.19% | 0.24 | 4.7545 | 0.078647 | 4.7142 | 1.0085 | 4.8511 | 179.29 | 183.65
2012-04-14 06:50 | 5.54 | 5.48 | 5.4 | 5.38 | 5.39 | 5.38 | 5.37 | 5.36 | 5.32 | 5.16 | 3.7 | 2.7 | 1.8 | 1.1 | 0.3 | 359.3 | 358.1 | 356.8 | 355.9 | 356 | 347.7 | 5.48 | 0.35 | 5.37 | 4.71 | 6.387% | 359.12 | 5.3617 | 0.017193 | 5.3786 | 0.99686 | 5.4628 | 277.76 | 274.52
2012-04-14 07:00 | 5.23 | 5.12 | 5.07 | 5.14 | 5.19 | 5.2 | 5.23 | 5.24 | 5.25 | 5.25 | 1 | 0.5 | 359.9 | 359.1 | 358 | 357.6 | 356.7 | 356.1 | 355.2 | 353.7 | 347 | 5.37 | 0.42 | 5.28 | 4.83 | 7.821% | 357.465 | 5.191 | -0.05316 | 5.2043 | 0.99744 | 5.3562 | 259.94 | 258.32
2012-04-14 07:10 | 5.38 | 5.4 | 5.47 | 5.48 | 5.47 | 5.52 | 5.58 | 5.59 | 5.59 | 5.35 | 357.8 | 357.5 | 356.4 | 355.1 | 354.1 | 353.6 | 352.4 | 351.5 | 350.8 | 350.7 | 344.5 | 5.74 | 0.34 | 5.63 | 5.16 | 5.923% | 353.42 | 5.5127 | -0.099904 | 5.5286 | 0.99713 | 5.7235 | 319.88 | 316.64
2012-04-14 07:20 | 5.5 | 5.45 | 5.32 | 5.27 | 5.23 | 5.25 | 5.3 | 5.34 | 5.38 | 5.28 | 359.1 | 358.5 | 358 | 357.5 | 356.6 | 355.4 | 354.3 | 353.5 | 352.3 | 351.9 | 345.4 | 5.48 | 0.42 | 5.39 | 5.11 | 7.664% | 355.235 | 5.3005 | -0.087593 | 5.2571 | 1.0082 | 5.5252 | 277.76 | 285.86
2012-04-14 07:30 | 5.33 | 5.28 | 5.37 | 5.39 | 5.36 | 5.32 | 5.26 | 5.23 | 5.22 | 5.07 | 355.6 | 355.2 | 354.9 | 353.8 | 353.4 | 352.6 | 352.2 | 352 | 351.9 | 352 | 343.4 | 5.47 | 0.43 | 5.33 | 4.7 | 7.861% | 352.54 | 5.2913 | 0.10481 | 5.3114 | 0.99623 | 5.4494 | 276.14 | 272.9
2012-04-14 07:40 | 5.31 | 5.25 | 5.19 | 5.16 | 5.11 | 5.23 | 5.25 | 5.21 | 5.14 | 4.95 | 356.3 | 355.4 | 353.8 | 353.1 | 352.3 | 352.5 | 352.2 | 352 | 351.7 | 349.9 | 344.7 | 5.29 | 0.44 | 5.2 | 4.61 | 8.318% | 352.455 | 5.1758 | -0.035271 | 5.2329 | 0.9891 | 5.2324 | 246.98 | 237.26
2012-04-14 07:50 | 5.11 | 5.11 | 5.06 | 5.11 | 5.16 | 5.09 | 5 | 4.97 | 4.97 | 4.91 | 350.2 | 349.8 | 349 | 348.3 | 348.1 | 347.5 | 347.4 | 347 | 346.9 | 346.9 | 338.3 | 5.19 | 0.41 | 5.14 | 4.7 | 7.9% | 347.485 | 5.0475 | 0.16486 | 5.077 | 0.99419 | 5.1598 | 230.78 | 225.92
2012-04-14 08:00 | 4.97 | 4.96 | 4.96 | 4.96 | 4.96 | 4.97 | 5 | 4.9 | 4.79 | 4.59 | 350.4 | 350.1 | 350.4 | 349.6 | 348.7 | 347.6 | 346.4 | 345.2 | 344.3 | 343.1 | 337.8 | 5.16 | 0.46 | 5.04 | 4.62 | 8.915% | 347.42 | 4.916 | -0.055613 | 4.9743 | 0.98828 | 5.0995 | 225.92 | 216.2
2012-04-14 08:10 | 5.15 | 5.13 | 5.15 | 5.19 | 5.19 | 5.11 | 5.07 | 5.1 | 5.1 | 4.88 | 357.7 | 356.6 | 355.1 | 354.9 | 354 | 353.3 | 352.6 | 352.8 | 352.8 | 352.4 | 344.7 | 5.22 | 0.56 | 5.06 | 4.68 | 10.73% | 353.195 | 5.1154 | 0.072621 | 5.1042 | 1.0022 | 5.2314 | 235.64 | 237.26
2012-04-14 08:20 | 5.37 | 5.27 | 5.17 | 5.15 | 5.13 | 5.06 | 5.12 | 5.18 | 5.17 | 5.02 | 355.4 | 355.4 | 353.8 | 353.7 | 353.5 | 353 | 353 | 353.2 | 353.2 | 354 | 342.8 | 5.21 | 0.54 | 5.11 | 4.57 | 10.36% | 353 | 5.138 | -0.10893 | 5.0686 | 1.0137 | 5.2814 | 234.02 | 245.36
2012-04-14 08:30 | 5.43 | 5.46 | 5.39 | 5.44 | 5.54 | 5.57 | 5.56 | 5.58 | 5.65 | 5.51 | 351.5 | 351 | 350.4 | 350.9 | 351.5 | 351.7 | 352 | 351.7 | 351.6 | 351.3 | 342 | 5.61 | 0.45 | 5.55 | 5 | 8.021% | 351.745 | 5.5346 | 0.016606 | 5.5686 | 0.99389 | 5.5757 | 298.82 | 293.96
2012-04-14 08:40 | 5.47 | 5.42 | 5.43 | 5.43 | 5.39 | 5.32 | 5.3 | 5.18 | 5.12 | 5 | 348.8 | 349.2 | 349.9 | 351.1 | 350.8 | 350.5 | 349.9 | 349 | 347.3 | 345.6 | 340.2 | 5.36 | 0.56 | 5.28 | 4.88 | 10.45% | 350.41 | 5.2963 | 0.034806 | 5.3171 | 0.99608 | 5.339 | 258.32 | 255.08
2012-04-14 08:50 | 5.31 | 5.28 | 5.18 | 5.21 | 5.29 | 5.34 | 5.26 | 5.24 | 5.16 | 4.89 | 357.6 | 358.1 | 358.7 | 358.4 | 358.2 | 357.7 | 357.9 | 357.5 | 357.4 | 356.5 | 344.6 | 5.3 | 0.58 | 5.18 | 4.47 | 10.94% | 357.73 | 5.2287 | 0.13949 | 5.3285 | 0.98128 | 5.2008 | 248.6 | 232.4
2012-04-14 09:00 | 4.76 | 4.68 | 4.6 | 4.64 | 4.63 | 4.63 | 4.65 | 4.65 | 4.58 | 4.41 | 345.8 | 345.8 | 345.5 | 345.5 | 345.2 | 344.7 | 344.6 | 344.2 | 344 | 344.6 | 335.7 | 4.63 | 0.75 | 4.55 | 4.29 | 16.2% | 344.685 | 4.6184 | -0.039832 | 4.6329 | 0.99687 | 4.6155 | 159.67 | 158.58
2012-04-14 09:10 | 4.55 | 4.45 | 4.37 | 4.47 | 4.5 | 4.49 | 4.51 | 4.56 | 4.59 | 4.47 | 348.1 | 347.5 | 348.9 | 347.6 | 347.8 | 347 | 345.4 | 345.4 | 344.7 | 343.3 | 338.6 | 4.71 | 0.66 | 4.62 | 4.29 | 14.01% | 346.76 | 4.498 | -0.041071 | 4.4929 | 1.0011 | 4.7153 | 168.39 | 169.48
2012-04-14 09:20 | 4.47 | 4.43 | 4.38 | 4.4 | 4.35 | 4.42 | 4.39 | 4.4 | 4.38 | 4.51 | 5.2 | 4.7 | 3.7 | 1.9 | 359.4 | 357.9 | 357.9 | 358.1 | 359.2 | 359.1 | 355.2 | 4.5 | 0.63 | 4.38 | 4.25 | 14% | 357.9 | 4.392 | 0.062935 | 4.4157 | 0.99462 | 4.4758 | 145.5 | 143.32
2012-04-14 09:30 | 4.31 | 4.31 | 4.31 | 4.28 | 4.34 | 4.29 | 4.35 | 4.32 | 4.28 | 4.12 | 356.7 | 355.9 | 355.4 | 355.3 | 353.6 | 352.4 | 350.9 | 350 | 349.2 | 348.7 | 345.6 | 4.28 | 0.58 | 4.18 | 3.66 | 13.55% | 352.175 | 4.2974 | -0.12835 | 4.2985 | 0.99972 | 4.2788 | 121.52 | 121.52
2012-04-15 00:50 | 6.31 | 6.03 | 5.65 | 5.44 | 5.11 | 4.86 | 4.61 | 4.35 | 4.04 | 3.61 | 6 | 5.4 | 4.7 | 2.4 | 0.9 | 1.3 | 0.9 | 359.9 | 358.8 | 356.7 | 352.4 | 5.03 | 0.91 | 4.69 | 3.15 | 18.09% | 1.24 | 4.9039 | 0.48802 | 4.8234 | 1.0167 | 5.114 | 204.86 | 217.82
2012-04-15 01:10 | 7.41 | 7.16 | 6.77 | 6.42 | 6.08 | 5.71 | 5.32 | 5.02 | 4.75 | 4.06 | 10.4 | 9.6 | 8.5 | 7.3 | 7 | 7.2 | 6.4 | 4.7 | 3.4 | 2.4 | 354.6 | 5.95 | 0.78 | 5.49 | 3.33 | 13.11% | 7.08 | 5.7771 | 0.65376 | 5.6524 | 1.0221 | 6.0813 | 353.9 | 380.08
2012-04-15 01:20 | 6.83 | 6.73 | 6.45 | 6.07 | 5.66 | 5.38 | 5.14 | 4.95 | 4.75 | 4.22 | 5.8 | 4.9 | 4 | 4.7 | 4.7 | 3.9 | 3.4 | 3 | 2.3 | 1.6 | 354.7 | 5.36 | 0.93 | 5.12 | 3.58 | 17.35% | 3.825 | 5.5204 | 0.42172 | 5.3449 | 1.0328 | 5.536 | 258.32 | 287.48
2012-04-15 01:30 | 5.79 | 5.47 | 5.03 | 4.78 | 4.5 | 4.12 | 3.75 | 3.45 | 3.19 | 2.88 | 0.2 | 359.4 | 358.1 | 357.6 | 357.1 | 357.2 | 357.7 | 355.1 | 351.1 | 345.9 | 345.3 | 4.2 | 0.89 | 3.86 | 2.51 | 21.19% | 357.275 | 4.2046 | 0.86955 | 4.0648 | 1.0344 | 4.3444 | 112.8 | 128.06
2012-04-15 01:40 | 5.16 | 4.89 | 4.52 | 4.18 | 3.88 | 3.56 | 3.27 | 3.02 | 2.77 | 2.62 | 353.6 | 352.3 | 351.2 | 349.3 | 346.2 | 342.5 | 340.3 | 337.2 | 332.4 | 324.5 | 335.9 | 3.63 | 0.63 | 3.39 | 2.37 | 17.36% | 342.17 | 3.664 | 0.78521 | 3.5169 | 1.0418 | 3.7818 | 57.33 | 70.98
2012-04-15 01:50 | 5.88 | 5.56 | 4.94 | 4.57 | 4.21 | 3.9 | 3.64 | 3.44 | 3.35 | 3.05 | 357.4 | 356.3 | 355 | 352.9 | 350.3 | 346.8 | 342.9 | 337.4 | 333.1 | 326.1 | 335.9 | 4.08 | 0.67 | 3.74 | 2.63 | 16.42% | 346.215 | 4.0625 | 0.63756 | 3.8616 | 1.052 | 4.2923 | 99.72 | 122.61
2012-04-15 02:00 | 6.05 | 5.85 | 5.29 | 5 | 4.74 | 4.48 | 4.29 | 4.12 | 3.89 | 3.54 | 357.7 | 357 | 353.3 | 351.2 | 348.5 | 345 | 343.4 | 341.6 | 339.3 | 332.6 | 335.8 | 4.6 | 0.57 | 4.33 | 3.02 | 12.39% | 344.76 | 4.5672 | 0.40047 | 4.4523 | 1.0258 | 4.7188 | 156.4 | 169.48
2012-04-15 02:10 | 6.52 | 6.2 | 5.76 | 5.45 | 5.11 | 4.82 | 4.58 | 4.4 | 4.18 | 3.78 | 352.2 | 351.9 | 350.5 | 348.6 | 348 | 347.5 | 345 | 342.5 | 340.3 | 336.7 | 336.6 | 5.07 | 0.82 | 4.74 | 3.08 | 16.17% | 347.125 | 4.9401 | 0.47198 | 4.7849 | 1.0324 | 5.2345 | 211.34 | 237.26
2012-04-15 02:20 | 6.12 | 5.87 | 5.62 | 5.41 | 5.17 | 4.92 | 4.73 | 4.54 | 4.2 | 3.82 | 351.4 | 351.5 | 351.2 | 351.3 | 350.2 | 349.1 | 348.1 | 346.4 | 344.6 | 341.6 | 339.1 | 5.06 | 0.5 | 4.79 | 3.39 | 9.881% | 348.95 | 4.9561 | 0.36394 | 4.8923 | 1.013 | 5.126 | 209.72 | 221.06
2012-04-15 02:30 | 6.05 | 5.92 | 5.61 | 5.33 | 5.1 | 4.89 | 4.53 | 4.18 | 3.91 | 3.5 | 355.9 | 355 | 353.4 | 352 | 350.2 | 348.1 | 346.6 | 344.4 | 341.5 | 336.8 | 337.6 | 4.94 | 0.61 | 4.58 | 3.26 | 12.35% | 347.875 | 4.8251 | 0.70666 | 4.8367 | 0.9976 | 4.9282 | 193.46 | 192.37
2012-04-15 02:40 | 5.73 | 5.45 | 4.98 | 4.74 | 4.52 | 4.28 | 4.09 | 3.87 | 3.61 | 3.21 | 353.5 | 353.1 | 351.1 | 348.2 | 344.6 | 341 | 337.2 | 333.8 | 331 | 325.8 | 331.3 | 4.31 | 0.54 | 4.1 | 2.83 | 12.53% | 340.43 | 4.301 | 0.41961 | 4.2522 | 1.0115 | 4.3594 | 124.79 | 130.24
2012-04-15 02:50 | 5.38 | 5.21 | 4.95 | 4.69 | 4.42 | 4.28 | 4.16 | 4.04 | 3.97 | 3.72 | 351.8 | 350.9 | 348.7 | 345.4 | 342.8 | 339.2 | 334.6 | 330.6 | 326.8 | 322.5 | 329.2 | 4.43 | 0.45 | 4.23 | 3.37 | 10.16% | 338.51 | 4.3335 | 0.26279 | 4.2626 | 1.0166 | 4.5037 | 137.87 | 145.5
2012-04-15 03:00 | 5.53 | 5.31 | 5.05 | 4.78 | 4.55 | 4.39 | 4.16 | 4.06 | 4.03 | 3.75 | 350.8 | 349.4 | 348.1 | 346.9 | 344.1 | 341.5 | 338.9 | 336.7 | 333.6 | 329.9 | 329.7 | 4.42 | 0.37 | 4.19 | 3.52 | 8.371% | 341.11 | 4.4323 | 0.4973 | 4.3563 | 1.0174 | 4.4971 | 136.78 | 145.5
2012-04-15 03:10 | 5.23 | 5.04 | 4.82 | 4.63 | 4.5 | 4.3 | 4.17 | 4.07 | 3.98 | 3.74 | 353.4 | 352.2 | 349.6 | 347.6 | 345.9 | 344.6 | 341.6 | 338.4 | 335.1 | 329.9 | 332.5 | 4.45 | 0.49 | 4.19 | 3.4 | 11.01% | 344.15 | 4.3425 | 0.28369 | 4.2811 | 1.0143 | 4.5138 | 140.05 | 146.59
2012-04-15 03:20 | 5.13 | 4.99 | 4.79 | 4.71 | 4.58 | 4.45 | 4.37 | 4.32 | 4.24 | 3.93 | 353 | 351.6 | 349.1 | 347 | 344.7 | 341.9 | 338.4 | 334.9 | 331.6 | 327.5 | 334.3 | 4.53 | 0.54 | 4.41 | 3.65 | 11.92% | 341.375 | 4.4609 | 0.16764 | 4.4384 | 1.0051 | 4.553 | 148.77 | 150.95
2012-04-15 03:30 | 5.35 | 5.2 | 4.95 | 4.8 | 4.73 | 4.6 | 4.43 | 4.36 | 4.3 | 4.02 | 356.9 | 356.1 | 354.5 | 352.1 | 350 | 347.6 | 344.5 | 341.9 | 339.3 | 335.1 | 336.4 | 4.69 | 0.5 | 4.52 | 3.59 | 10.66% | 347.135 | 4.5765 | 0.34799 | 4.5752 | 1.0003 | 4.6913 | 166.21 | 166.21
2012-04-15 03:40 | 5.53 | 5.31 | 5.05 | 4.94 | 4.71 | 4.52 | 4.27 | 4.09 | 3.99 | 3.74 | 355.4 | 355.4 | 353.2 | 351.6 | 349.8 | 346.5 | 344 | 341 | 338.1 | 334.8 | 336.5 | 4.62 | 0.36 | 4.37 | 3.37 | 7.792% | 346.125 | 4.507 | 0.5258 | 4.4833 | 1.0053 | 4.6444 | 158.58 | 160.76
2012-04-15 03:50 | 5.32 | 5.08 | 4.82 | 4.76 | 4.61 | 4.49 | 4.33 | 4.17 | 3.91 | 3.52 | 354.8 | 353.9 | 353.5 | 352.1 | 350.4 | 348.1 | 346 | 343.3 | 340.2 | 334.5 | 335.4 | 4.62 | 0.42 | 4.42 | 3.18 | 9.091% | 347.785 | 4.4272 | 0.33531 | 4.4667 | 0.99116 | 4.5792 | 158.58 | 154.22
2012-04-15 04:00 | 5.64 | 5.42 | 5.21 | 5.01 | 4.91 | 4.79 | 4.73 | 4.57 | 4.37 | 3.79 | 351.8 | 351.4 | 350.2 | 348.5 | 345.6 | 342.8 | 340.4 | 337.3 | 333.9 | 328.7 | 332.3 | 4.83 | 0.45 | 4.65 | 3.28 | 9.317% | 342.44 | 4.762 | 0.11648 | 4.7814 | 0.99596 | 4.8105 | 181.47 | 179.29
2012-04-15 04:10 | 5.18 | 5.1 | 4.95 | 4.88 | 4.89 | 4.86 | 4.78 | 4.66 | 4.42 | 3.87 | 350.8 | 349.3 | 346.9 | 343.8 | 340.8 | 338.7 | 336.3 | 334 | 331.3 | 328.6 | 329.9 | 4.93 | 0.36 | 4.8 | 3.42 | 7.302% | 338.34 | 4.7333 | 0.15338 | 4.8485 | 0.97625 | 4.8129 | 192.37 | 179.29
2012-04-15 04:20 | 5.09 | 5 | 4.88 | 4.89 | 4.9 | 4.91 | 4.84 | 4.71 | 4.52 | 3.93 | 347.9 | 346.9 | 345.4 | 341.7 | 340.6 | 339.4 | 336.1 | 333.7 | 331.4 | 328.2 | 328.5 | 4.99 | 0.3 | 4.88 | 3.56 | 6.012% | 338.905 | 4.7642 | 0.13269 | 4.8999 | 0.97231 | 4.8518 | 198.91 | 183.65
2012-04-15 04:30 | 5.55 | 5.44 | 5.17 | 5.06 | 5 | 4.99 | 4.98 | 4.89 | 4.68 | 4.12 | 351 | 349.9 | 348.7 | 346.4 | 343.9 | 341.4 | 338.6 | 336.2 | 334.8 | 332.3 | 331.6 | 5.05 | 0.38 | 4.95 | 3.57 | 7.525% | 340.98 | 4.9317 | 0.018538 | 4.9886 | 0.98861 | 4.9925 | 208.1 | 198.91
2012-04-15 04:40 | 5.06 | 5.09 | 5.04 | 5.04 | 5.03 | 5.03 | 4.96 | 4.87 | 4.69 | 4.01 | 348.7 | 348 | 346.6 | 344.7 | 343 | 341.3 | 338.4 | 335.7 | 334 | 332.4 | 330.4 | 5.21 | 0.32 | 5.13 | 3.39 | 6.142% | 340.865 | 4.9032 | 0.12951 | 5.0199 | 0.97675 | 5.0888 | 234.02 | 214.58
2012-04-15 04:50 | 5.23 | 5.23 | 5.05 | 5.09 | 5.12 | 5.03 | 4.91 | 4.78 | 4.48 | 3.94 | 344.5 | 344.5 | 342.4 | 340.5 | 338.4 | 336.2 | 334.4 | 332 | 329.7 | 328.2 | 326.3 | 5.2 | 0.27 | 5.04 | 3.47 | 5.192% | 335.93 | 4.8869 | 0.22313 | 5.0126 | 0.97491 | 5.0695 | 232.4 | 211.34
2012-04-15 05:00 | 5.43 | 5.34 | 5.32 | 5.3 | 5.22 | 5.06 | 4.9 | 4.56 | 4.16 | 3.63 | 338.6 | 338.1 | 337.1 | 335.2 | 334 | 332 | 329.6 | 327.2 | 325.2 | 322.6 | 322.2 | 5.25 | 0.42 | 4.99 | 3.35 | 8% | 331.64 | 4.9053 | 0.29692 | 5.0368 | 0.97391 | 5.113 | 240.5 | 217.82
2012-04-15 05:10 | 5.74 | 5.67 | 5.65 | 5.54 | 5.48 | 5.23 | 4.88 | 4.55 | 4.23 | 3.74 | 338.4 | 338.2 | 336.8 | 334.9 | 332.4 | 329.2 | 326.7 | 324.4 | 322.8 | 320.8 | 319.8 | 5.39 | 0.43 | 5.15 | 3.22 | 7.978% | 328.825 | 5.0612 | 0.64009 | 5.1784 | 0.97737 | 5.268 | 263.18 | 243.74
2012-04-15 05:20 | 5.65 | 5.6 | 5.56 | 5.47 | 5.36 | 5.09 | 4.85 | 4.57 | 4.16 | 3.67 | 340.2 | 338.7 | 336.1 | 333.4 | 330.7 | 327.4 | 324.8 | 323 | 321.8 | 320.5 | 318.8 | 5.35 | 0.51 | 5.09 | 3.53 | 9.533% | 327.01 | 4.9823 | 0.44633 | 5.0549 | 0.98564 | 5.2732 | 256.7 | 243.74
2012-04-15 05:30 | 5.33 | 5.27 | 5.25 | 5.18 | 5.04 | 4.77 | 4.58 | 4.37 | 4.13 | 3.75 | 334.3 | 333.6 | 331.3 | 329.4 | 325.9 | 323.3 | 320.5 | 318.9 | 317.5 | 316.5 | 314.6 | 4.99 | 0.56 | 4.78 | 3.36 | 11.22% | 322.88 | 4.733 | 0.37562 | 4.7423 | 0.99805 | 4.9803 | 198.91 | 197.82
2012-04-15 05:40 | 5 | 4.91 | 4.72 | 4.55 | 4.31 | 4.06 | 3.86 | 3.72 | 3.57 | 3.29 | 334.4 | 333.1 | 330.5 | 329.9 | 327.5 | 325 | 323.1 | 320.8 | 319 | 319.6 | 316.7 | 4.27 | 0.81 | 4.1 | 3.27 | 18.97% | 324.715 | 4.1206 | 0.46682 | 4.0307 | 1.0223 | 4.3652 | 120.43 | 131.33
2012-04-15 05:50 | 4.77 | 4.71 | 4.57 | 4.39 | 4.21 | 3.97 | 3.77 | 3.59 | 3.45 | 3.26 | 333.6 | 332.1 | 329.4 | 325.7 | 322.9 | 321.5 | 320.7 | 319.6 | 317.5 | 314.2 | 315.7 | 4.32 | 0.67 | 4.12 | 3.21 | 15.51% | 321.38 | 3.9979 | 0.47768 | 3.9407 | 1.0145 | 4.3827 | 125.88 | 132.42
2012-04-15 06:00 | 4.61 | 4.52 | 4.2 | 3.99 | 3.97 | 3.74 | 3.56 | 3.38 | 3.23 | 3.16 | 332 | 330.9 | 327.3 | 323.5 | 321.5 | 321.8 | 321.6 | 320.2 | 319.5 | 321.1 | 313.1 | 3.78 | 0.67 | 3.62 | 2.94 | 17.72% | 321.77 | 3.7473 | 0.45581 | 3.7137 | 1.009 | 3.8142 | 70.98 | 73.71
2012-04-15 06:10 | 4.44 | 4.3 | 4.07 | 4 | 3.93 | 3.8 | 3.62 | 3.49 | 3.44 | 3.21 | 332.1 | 329.9 | 326.5 | 323.2 | 321.5 | 319.7 | 319.3 | 319.1 | 318.6 | 317 | 311.8 | 4.07 | 0.51 | 3.88 | 3.2 | 12.53% | 319.64 | 3.7617 | 0.44844 | 3.7737 | 0.99682 | 4.057 | 98.63 | 97.54
2012-04-15 06:20 | 4.86 | 4.7 | 4.48 | 4.33 | 4.21 | 4.05 | 3.87 | 3.68 | 3.49 | 3.31 | 335.9 | 334.5 | 332.2 | 328.5 | 324.6 | 322.5 | 320.5 | 319.8 | 320.4 | 319 | 313.7 | 4.22 | 0.45 | 4.08 | 3.26 | 10.66% | 322.2 | 4.0105 | 0.42012 | 4.0237 | 0.99673 | 4.2062 | 114.98 | 113.89
2012-04-15 06:30 | 4.18 | 4.06 | 3.8 | 3.7 | 3.61 | 3.56 | 3.48 | 3.45 | 3.4 | 3.25 | 335.9 | 333.8 | 330.3 | 326.6 | 324.4 | 320.9 | 318.8 | 318.3 | 317.9 | 316.2 | 311.8 | 3.74 | 0.43 | 3.57 | 3.01 | 11.5% | 320.585 | 3.5608 | 0.21003 | 3.5484 | 1.0035 | 3.753 | 67.34 | 68.25
2012-04-15 06:40 | 4.1 | 3.97 | 3.63 | 3.42 | 3.34 | 3.19 | 3.17 | 3.14 | 3.11 | 3.11 | 342.7 | 341.3 | 337.8 | 334.7 | 331.1 | 327.5 | 324.1 | 321.4 | 319.1 | 318.9 | 315.8 | 3.33 | 0.33 | 3.23 | 2.99 | 9.91% | 326.99 | 3.2833 | 0.05812 | 3.1871 | 1.0302 | 3.4304 | 30.03 | 39.13
2012-04-15 06:50 | 3.88 | 3.75 | 3.42 | 3.15 | 2.91 | 2.76 | 2.7 | 2.65 | 2.67 | 2.83 | 341.8 | 342 | 339.7 | 334.8 | 330.7 | 325.3 | 321.4 | 318.6 | 317.2 | 316.5 | 317.3 | 2.94 | 0.22 | 2.81 | 2.72 | 7.483% | 324.715 | 2.9014 | 0.20311 | 2.7513 | 1.0545 | 3.1004 | 0 | 9.1
2012-04-15 07:00 | 3.27 | 3.12 | 2.93 | 2.75 | 2.66 | 2.56 | 2.49 | 2.44 | 2.42 | 2.49 | 346.9 | 345.5 | 343.8 | 339.8 | 336.6 | 332.5 | 328.6 | 325.9 | 323.6 | 322.5 | 325.7 | 2.76 | 0.33 | 2.62 | 2.39 | 11.96% | 331.915 | 2.6036 | 0.2562 | 2.5499 | 1.0211 | 2.8182 | 0 | 0
2012-04-15 07:10 | 3.27 | 3.23 | 2.96 | 2.78 | 2.65 | 2.58 | 2.5 | 2.46 | 2.39 | 2.31 | 345.4 | 345.2 | 347 | 346.4 | 344.1 | 344.2 | 342.1 | 340.3 | 341 | 338.8 | 329.5 | 2.59 | 0.36 | 2.51 | 2.22 | 13.9% | 343.885 | 2.6352 | 0.29108 | 2.5684 | 1.026 | 2.6574 | 0 | 0
2012-04-15 07:20 | 2.89 | 2.82 | 2.71 | 2.65 | 2.59 | 2.51 | 2.61 | 2.56 | 2.49 | 2.57 | 345.4 | 342.6 | 338.1 | 335.8 | 332.5 | 328.4 | 326.3 | 324.9 | 323 | 325.3 | 336.3 | 2.64 | 0.47 | 2.53 | 2.5 | 17.8% | 328.085 | 2.581 | -0.36102 | 2.5241 | 1.0225 | 2.6995 | 0 | 0
2012-04-15 07:30 | 2.86 | 2.77 | 2.67 | 2.68 | 2.59 | 2.58 | 2.56 | 2.5 | 2.53 | 2.6 | 358.8 | 359.8 | 0.5 | 0.1 | 0.9 | 359.5 | 356.8 | 354.3 | 353.1 | 350.6 | 342.9 | 2.51 | 0.55 | 2.42 | 2.56 | 21.91% | 359.095 | 2.5903 | 0.071915 | 2.5771 | 1.0051 | 2.5228 | 0 | 0
2012-04-15 07:40 | 3.2 | 3.21 | 3.1 | 2.96 | 2.91 | 2.94 | 2.97 | 2.97 | 3.03 | 3.14 | 339.5 | 339.7 | 340.4 | 340 | 338.2 | 339.3 | 340.8 | 340.6 | 339.4 | 340.7 | 329.8 | 3.03 | 0.48 | 2.97 | 2.84 | 15.84% | 339.525 | 2.9993 | -0.093818 | 2.9443 | 1.0187 | 3.0867 | 2.73 | 8.19
2012-04-15 07:50 | 3.34 | 3.26 | 3.12 | 3.06 | 3.05 | 3.12 | 3.07 | 3.03 | 2.98 | 2.96 | 327.8 | 328.4 | 328.4 | 327.3 | 326.9 | 326.9 | 328.7 | 331.6 | 333.8 | 334.7 | 323.6 | 2.99 | 0.44 | 2.96 | 2.74 | 14.72% | 327.17 | 3.0608 | 0.14929 | 3.1128 | 0.9833 | 2.9401 | 0 | 0
2012-04-15 08:00 | 3.27 | 3.1 | 2.82 | 2.84 | 2.77 | 2.68 | 2.63 | 2.6 | 2.67 | 2.67 | 327.2 | 329.1 | 332.6 | 334.2 | 337 | 339.5 | 341.4 | 343.3 | 342.3 | 342.8 | 322.7 | 2.68 | 0.48 | 2.62 | 2.52 | 17.91% | 339.785 | 2.7232 | 0.17403 | 2.6728 | 1.0189 | 2.7305 | 0 | 0
2012-04-15 08:10 | 3.02 | 3 | 2.97 | 2.91 | 2.91 | 2.89 | 2.9 | 2.87 | 2.9 | 2.91 | 327 | 327.1 | 326.8 | 326.7 | 325 | 324.5 | 322.6 | 322.9 | 323.2 | 322.9 | 322.9 | 2.92 | 0.51 | 2.86 | 2.59 | 17.47% | 324.215 | 2.9088 | -0.031921 | 2.8914 | 1.006 | 2.9375 | 0 | 0
2012-04-15 08:20 | 3.42 | 3.46 | 3.4 | 3.29 | 3.25 | 3.16 | 3.06 | 2.98 | 2.95 | 3.02 | 328.4 | 327.8 | 329 | 327.8 | 327.7 | 327.2 | 328.3 | 329.5 | 330.8 | 330.7 | 322.2 | 2.96 | 0.44 | 2.93 | 2.89 | 14.86% | 327.365 | 3.1617 | 0.29716 | 3.1455 | 1.0052 | 2.9753 | 0 | 0
2012-04-15 18:20 | 6.22 | 6.22 | 6.06 | 5.9 | 5.87 | 5.83 | 5.74 | 5.54 | 5.41 | 5.18 | 317.7 | 317.8 | 319.7 | 319.4 | 318.7 | 317.8 | 317.9 | 318.3 | 317.5 | 315.9 | 309 | 5.82 | 0.47 | 5.7 | 4.95 | 8.076% | 317.815 | 5.7572 | 0.14377 | 5.817 | 0.98971 | 5.7601 | 332.84 | 323.12
2012-04-15 21:40 | 5.14 | 5.13 | 4.95 | 4.73 | 4.58 | 4.46 | 4.38 | 4.3 | 4.14 | 3.67 | 353.4 | 352.6 | 351.3 | 349.8 | 350.1 | 348.6 | 347.8 | 346.8 | 344.6 | 340.6 | 338.3 | 4.32 | 0.14 | 4.2 | 3.07 | 3.241% | 348.48 | 4.4952 | 0.16726 | 4.4484 | 1.0105 | 4.3654 | 125.88 | 131.33
2012-04-15 22:00 | 6.06 | 5.73 | 5.19 | 4.81 | 4.55 | 4.23 | 4.05 | 3.83 | 3.66 | 3.43 | 354 | 353.1 | 352.6 | 349.8 | 349.3 | 347.8 | 346.4 | 345.6 | 345 | 342.9 | 339 | 4.07 | 0.22 | 3.84 | 2.76 | 5.405% | 347.59 | 4.3952 | 0.40185 | 4.2037 | 1.0455 | 4.2554 | 98.63 | 119.34
2012-04-15 23:10 | 6.53 | 6.06 | 5.53 | 5.26 | 4.92 | 4.47 | 4.13 | 3.95 | 3.78 | 3.52 | 354.1 | 354 | 354.1 | 352.8 | 351.4 | 350.4 | 348.7 | 346.8 | 344.4 | 341.2 | 340.8 | 4.36 | 0.23 | 3.98 | 2.86 | 5.275% | 350.145 | 4.6574 | 0.73106 | 4.4196 | 1.0538 | 4.5945 | 130.24 | 155.31
2012-04-15 23:30 | 5.4 | 5.16 | 4.72 | 4.32 | 4.11 | 3.93 | 3.9 | 3.97 | 4.01 | 3.97 | 354 | 354.7 | 355.4 | 352.2 | 350.1 | 346.7 | 343.6 | 341.7 | 340.5 | 340.5 | 335.4 | 3.69 | 0.2 | 3.6 | 3.31 | 5.42% | 346.235 | 4.1604 | 0.070812 | 3.9257 | 1.0598 | 3.9106 | 62.79 | 82.81
2012-04-15 23:50 | 5.57 | 5.48 | 5.11 | 4.74 | 4.45 | 4.24 | 4.04 | 3.88 | 3.67 | 3.17 | 359.8 | 358.7 | 358.8 | 356.6 | 354.8 | 353.9 | 352 | 350.7 | 348.6 | 344.6 | 342.1 | 4.07 | 0.18 | 3.86 | 2.47 | 4.423% | 353.615 | 4.336 | 0.44651 | 4.2107 | 1.0297 | 4.1911 | 98.63 | 111.71
2012-04-16 | 5.01 | 4.94 | 4.86 | 4.57 | 4.26 | 4 | 3.77 | 3.55 | 3.3 | 2.79 | 0.4 | 1.1 | 1.4 | 357.4 | 355.8 | 354.7 | 352.4 | 351.1 | 348.6 | 343.8 | 344.6 | 3.86 | 0.19 | 3.64 | 2.33 | 4.922% | 354.355 | 4.0635 | 0.54725 | 3.9662 | 1.0245 | 3.9546 | 78.26 | 86.45
2012-04-16 00:10 | 4.69 | 4.75 | 4.69 | 4.55 | 4.27 | 4.01 | 3.68 | 3.44 | 3.15 | 2.76 | 6.2 | 7 | 6.4 | 3.9 | 2 | 359.3 | 357.7 | 356.2 | 354.2 | 352.5 | 347.5 | 4.03 | 0.27 | 3.74 | 2.26 | 6.7% | 359.06 | 3.9904 | 0.7936 | 3.961 | 1.0074 | 4.0599 | 94.27 | 97.54
2012-04-16 00:20 | 4.92 | 4.88 | 4.82 | 4.57 | 4.3 | 3.98 | 3.62 | 3.27 | 2.91 | 2.5 | 9.7 | 9 | 6.7 | 4.9 | 1.6 | 359.4 | 356.9 | 356.5 | 356.6 | 351.4 | 349.6 | 3.99 | 0.21 | 3.64 | 2.12 | 5.263% | 359.025 | 3.9716 | 0.87612 | 3.9263 | 1.0115 | 4.036 | 90.09 | 95.36
2012-04-16 00:30 | 4.44 | 4.39 | 4.32 | 4.15 | 3.97 | 3.67 | 3.38 | 2.94 | 2.51 | 2 | 8.8 | 9.1 | 8 | 5.4 | 3.7 | 1.9 | 358.7 | 357 | 354.6 | 351.6 | 351.3 | 3.77 | 0.17 | 3.47 | 1.72 | 4.509% | 1.42 | 3.6125 | 0.76068 | 3.627 | 0.99602 | 3.755 | 70.07 | 68.25
2012-04-16 00:40 | 4.43 | 4.35 | 4.16 | 4.01 | 3.89 | 3.63 | 3.32 | 2.97 | 2.58 | 1.97 | 14.6 | 13.2 | 11 | 8.9 | 6.6 | 3.3 | 1.7 | 358.9 | 355.2 | 353.1 | 353.4 | 3.57 | 0.2 | 3.29 | 1.41 | 5.602% | 3.06 | 3.5396 | 0.82492 | 3.5839 | 0.98764 | 3.5259 | 51.87 | 48.23
2012-04-16 00:50 | 4.65 | 4.65 | 4.63 | 4.35 | 3.97 | 3.72 | 3.35 | 3.09 | 2.87 | 2.55 | 14.5 | 13.9 | 13.3 | 11.3 | 8.2 | 4.3 | 1.3 | 358.3 | 354.1 | 349.9 | 353.5 | 3.67 | 0.26 | 3.36 | 2.01 | 7.084% | 3.85 | 3.7445 | 0.96812 | 3.6646 | 1.0218 | 3.75 | 60.97 | 68.25
2012-04-16 01:00 | 4.34 | 4.29 | 4.21 | 4.13 | 4.09 | 3.93 | 3.5 | 3.05 | 2.65 | 2.12 | 21.5 | 20.9 | 18.5 | 17.8 | 16.9 | 13 | 9.5 | 6.4 | 3.5 | 357.2 | 2.7 | 3.9 | 0.29 | 3.52 | 1.74 | 7.436% | 12.475 | 3.6778 | 1.0708 | 3.8653 | 0.95149 | 3.7108 | 81.9 | 64.61
2012-04-16 01:10 | 4.12 | 4.09 | 4.13 | 4.03 | 3.86 | 3.63 | 3.24 | 2.9 | 2.56 | 2.08 | 32.1 | 31.1 | 28.1 | 25.7 | 23.4 | 20.6 | 18 | 14.9 | 11.4 | 8.9 | 9.8 | 3.72 | 0.3 | 3.39 | 1.82 | 8.065% | 20.21 | 3.5002 | 1.0503 | 3.5714 | 0.98008 | 3.6459 | 65.52 | 59.15
2012-04-16 01:20 | 4.46 | 4.3 | 3.97 | 3.58 | 3.24 | 3 | 2.79 | 2.6 | 2.45 | 2.24 | 20.2 | 19 | 14.5 | 9.5 | 5.2 | 1.5 | 358.9 | 357.7 | 355.5 | 353.8 | 352.1 | 3.05 | 0.19 | 2.8 | 1.99 | 6.23% | 1.11 | 3.131 | 0.67062 | 2.969 | 1.0546 | 3.2165 | 4.55 | 20.02
2012-04-16 01:30 | 4.68 | 4.57 | 4.16 | 3.67 | 3.29 | 2.97 | 2.74 | 2.59 | 2.37 | 2.12 | 22.9 | 19.9 | 14.6 | 11.2 | 7.3 | 4.9 | 2 | 357.8 | 355.8 | 354.4 | 353.4 | 3.11 | 0.26 | 2.84 | 1.91 | 8.36% | 4.465 | 3.1978 | 0.74486 | 2.9359 | 1.0892 | 3.3874 | 10.01 | 35.49
2012-04-16 01:40 | 4.75 | 4.59 | 4.25 | 3.76 | 3.4 | 3.05 | 2.74 | 2.49 | 2.25 | 1.95 | 25.1 | 22 | 17.8 | 15 | 12.8 | 10 | 8.4 | 5.9 | 2.6 | 0.2 | 0.5 | 3.08 | 0.31 | 2.75 | 1.68 | 10.06% | 9.76 | 3.2486 | 0.99048 | 3.0035 | 1.0816 | 3.3313 | 7.28 | 30.03
2012-04-16 01:50 | 4.29 | 4.38 | 4.43 | 4.31 | 3.91 | 3.48 | 3.01 | 2.64 | 2.34 | 2.01 | 35.5 | 32.8 | 29.5 | 24.6 | 21.1 | 18.8 | 17.4 | 16.5 | 15.5 | 12.8 | 8.7 | 3.5 | 0.25 | 3.08 | 1.64 | 7.143% | 18.59 | 3.5297 | 1.3408 | 3.4084 | 1.0356 | 3.6245 | 45.5 | 56.42
2012-04-16 02:00 | 4.02 | 4.16 | 4.41 | 4.58 | 4.61 | 4.39 | 3.98 | 3.62 | 3.3 | 2.84 | 38.6 | 36.4 | 31.5 | 28.3 | 24.4 | 22 | 21.1 | 20.5 | 20.4 | 21.3 | 11.3 | 4.54 | 0.3 | 4.11 | 2.49 | 6.608% | 21.865 | 4.1023 | 0.90605 | 4.3288 | 0.94769 | 4.3025 | 149.86 | 123.7
2012-04-16 02:10 | 3.92 | 4.2 | 4.49 | 4.73 | 4.84 | 4.7 | 4.3 | 3.81 | 3.43 | 3.03 | 35.3 | 33.8 | 30.3 | 27.5 | 24.4 | 21.6 | 19.1 | 18 | 16.1 | 16.1 | 10.8 | 4.82 | 0.24 | 4.48 | 2.67 | 4.979% | 21.225 | 4.3033 | 0.82196 | 4.6405 | 0.92735 | 4.4698 | 180.38 | 142.23
2012-04-16 02:20 | 3.71 | 3.84 | 4.2 | 4.45 | 4.68 | 4.79 | 4.59 | 4.09 | 3.63 | 3.05 | 31 | 29.7 | 27.8 | 25.4 | 24 | 21.5 | 18.7 | 15.9 | 14.3 | 13 | 12.1 | 4.88 | 0.22 | 4.8 | 2.73 | 4.508% | 21.08 | 4.3051 | 0.39413 | 4.7608 | 0.90429 | 4.4129 | 186.92 | 135.69
2012-04-16 02:30 | 3.97 | 4.07 | 4.31 | 4.53 | 4.84 | 4.92 | 4.69 | 4.28 | 3.81 | 3.18 | 31.6 | 29.5 | 27.4 | 26.8 | 25.7 | 23.7 | 20.7 | 18 | 15.9 | 15.4 | 13.8 | 5 | 0.34 | 4.92 | 2.88 | 6.8% | 23.25 | 4.4434 | 0.44242 | 4.8864 | 0.90935 | 4.5467 | 200 | 150.95
2012-04-16 02:40 | 4.12 | 4.23 | 4.48 | 4.75 | 5.08 | 5.22 | 5 | 4.54 | 4.07 | 3.41 | 32.9 | 32.6 | 30.6 | 29.7 | 28.8 | 26.2 | 24.2 | 22.6 | 22 | 22.3 | 15.2 | 5.22 | 0.18 | 5.2 | 2.81 | 3.448% | 25.9 | 4.6975 | 0.39791 | 5.1879 | 0.90548 | 4.7266 | 235.64 | 170.57
2012-04-16 02:50 | 4.36 | 4.45 | 4.8 | 5.17 | 5.34 | 5.26 | 4.81 | 4.35 | 3.92 | 3.28 | 33.2 | 32.1 | 30 | 27 | 24.3 | 20.9 | 18.1 | 17.2 | 17.3 | 20.7 | 10 | 5.44 | 0.19 | 5.07 | 2.77 | 3.493% | 20.48 | 4.7648 | 0.82646 | 5.193 | 0.91754 | 4.9914 | 271.28 | 198.91
2012-04-16 03:00 | 3.83 | 3.93 | 3.99 | 4.27 | 4.53 | 4.77 | 4.73 | 4.31 | 3.73 | 2.87 | 41.5 | 38.1 | 31.6 | 27.5 | 24.7 | 22.8 | 20.8 | 19.9 | 20.2 | 23.2 | 12.8 | 4.69 | 0.55 | 4.7 | 2.47 | 11.73% | 22.5 | 4.2938 | 0.077819 | 4.7642 | 0.90126 | 4.2269 | 166.21 | 116.07
2012-04-16 03:10 | 3.63 | 3.59 | 3.8 | 4.11 | 4.47 | 4.71 | 4.66 | 4.29 | 3.8 | 3.04 | 43.6 | 39.9 | 33.5 | 28 | 24.8 | 21.8 | 19.2 | 17.8 | 16.8 | 17.2 | 11.5 | 4.57 | 0.37 | 4.7 | 2.65 | 8.096% | 21.41 | 4.2171 | 0.098624 | 4.7028 | 0.89672 | 4.098 | 153.13 | 101.9
2012-04-16 03:20 | 3.35 | 3.37 | 3.3 | 3.55 | 3.83 | 4 | 4.11 | 3.91 | 3.56 | 3.13 | 52.5 | 49.4 | 43.4 | 37 | 32.6 | 29.3 | 25.8 | 23.6 | 22 | 24.1 | 20 | 3.92 | 0.21 | 4.02 | 2.5 | 5.357% | 28.775 | 3.7166 | -0.2507 | 4.0156 | 0.92554 | 3.6281 | 83.72 | 57.33
2012-04-16 03:30 | 4.13 | 4.05 | 3.77 | 3.66 | 3.72 | 3.93 | 4.22 | 4.32 | 4.24 | 3.67 | 66 | 64.8 | 61 | 54.5 | 49.1 | 43.3 | 39 | 36.4 | 34.2 | 34.2 | 35.48 | 3.75 | 0.15 | 3.89 | 3.13 | 4% | 42.655 | 3.936 | -0.65792 | 3.9703 | 0.99136 | 3.7176 | 68.25 | 65.52
2012-04-16 03:40 | 4.13 | 3.98 | 3.73 | 3.58 | 3.57 | 3.75 | 3.97 | 3.99 | 3.68 | 3 | 73.4 | 71.2 | 68.1 | 62.8 | 54.3 | 47.7 | 43.5 | 41 | 40.2 | 44.1 | 40.87 | 3.56 | 0.17 | 3.73 | 2.53 | 4.775% | 47.07 | 3.6729 | -0.52683 | 3.7808 | 0.97147 | 3.4584 | 50.96 | 41.86
2012-04-16 03:50 | 4.14 | 4.06 | 3.76 | 3.46 | 3.41 | 3.55 | 3.8 | 3.92 | 3.84 | 3.35 | 75.6 | 75.1 | 74.3 | 71.3 | 64.7 | 58.1 | 53.6 | 50.2 | 48 | 50 | 50.29 | 3.43 | 0.23 | 3.56 | 2.75 | 6.706% | 57.425 | 3.6314 | -0.62888 | 3.5848 | 1.013 | 3.4746 | 39.13 | 42.77
2012-04-16 04:00 | 4.51 | 4.36 | 4.15 | 3.98 | 3.89 | 3.85 | 3.91 | 4 | 3.88 | 3.43 | 79 | 78.1 | 75.1 | 72.6 | 69.9 | 64.1 | 58.8 | 53.7 | 50.9 | 52.5 | 57.42 | 3.76 | 0.25 | 3.73 | 3.1 | 6.649% | 63.305 | 3.8922 | -0.1429 | 3.8585 | 1.0087 | 3.7928 | 69.16 | 71.89
2012-04-16 04:10 | 5.05 | 4.93 | 4.71 | 4.49 | 4.29 | 4.06 | 3.88 | 3.8 | 3.77 | 3.42 | 78.5 | 78.9 | 77.6 | 77 | 76.3 | 74.6 | 70.5 | 64.7 | 58.5 | 53.1 | 65.93 | 4.05 | 0.29 | 3.88 | 2.93 | 7.16% | 73.985 | 4.1264 | 0.41906 | 4.0337 | 1.023 | 4.143 | 96.45 | 106.26
2012-04-16 04:20 | 5.17 | 5.02 | 4.74 | 4.55 | 4.35 | 4.11 | 3.95 | 3.88 | 3.75 | 3.41 | 79.6 | 79.7 | 79.6 | 79 | 77.6 | 74.5 | 70.2 | 66 | 61.8 | 58.1 | 65.8 | 4.22 | 0.51 | 4.11 | 3.11 | 12.09% | 73.855 | 4.1805 | 0.36694 | 4.0867 | 1.0229 | 4.3168 | 114.98 | 125.88
2012-04-16 04:30 | 6.29 | 6.08 | 5.74 | 5.46 | 5.23 | 4.88 | 4.58 | 4.33 | 4.1 | 3.79 | 80.8 | 80.5 | 81.7 | 82.1 | 82.4 | 82.6 | 82.4 | 81 | 77.8 | 71.1 | 74.04 | 5.02 | 0.41 | 4.81 | 3.31 | 8.167% | 82.57 | 4.9477 | 0.58631 | 4.8358 | 1.0231 | 5.1361 | 203.24 | 222.68
2012-04-16 04:40 | 6.48 | 6.34 | 6.03 | 5.77 | 5.48 | 5.23 | 4.98 | 4.71 | 4.48 | 4.09 | 81.8 | 81.5 | 81.4 | 82.8 | 83.5 | 84 | 84.6 | 84.8 | 84.1 | 84.4 | 74.89 | 5.21 | 0.8 | 5.02 | 3.68 | 15.36% | 84.09 | 5.2702 | 0.45264 | 5.1934 | 1.0148 | 5.2871 | 234.02 | 246.98
2012-04-16 04:50 | 7.09 | 6.79 | 6.45 | 6.14 | 5.97 | 5.67 | 5.42 | 5.18 | 4.96 | 4.6 | 83.6 | 84 | 84.3 | 85.1 | 85.8 | 86.6 | 87.1 | 87.4 | 88.2 | 88.9 | 77.13 | 5.76 | 0.59 | 5.49 | 4.31 | 10.24% | 86.675 | 5.7096 | 0.41671 | 5.6335 | 1.0135 | 5.8378 | 323.12 | 336.08
2012-04-16 05:00 | 7.48 | 7.36 | 6.83 | 6.49 | 6.17 | 5.92 | 5.68 | 5.44 | 5.1 | 4.65 | 83.2 | 83.4 | 84.7 | 85 | 86.7 | 88.5 | 89.8 | 90.6 | 91.2 | 92.3 | 79.02 | 6 | 0.43 | 5.79 | 4.45 | 7.167% | 88.695 | 5.982 | 0.38244 | 5.885 | 1.0165 | 6.0989 | 362 | 384.6
2012-04-16 05:10 | 7.83 | 7.59 | 7.37 | 7.07 | 6.73 | 6.39 | 6.04 | 5.73 | 5.41 | 4.8 | 83.4 | 83.8 | 85.4 | 85.8 | 87.5 | 88.9 | 89.8 | 90.5 | 91.7 | 92.3 | 81.23 | 6.55 | 0.55 | 6.21 | 4.52 | 8.397% | 89.035 | 6.4119 | 0.52055 | 6.3386 | 1.0116 | 6.6257 | 486.3 | 504.38
2012-04-16 05:20 | 8.26 | 8.08 | 7.79 | 7.4 | 7.07 | 6.72 | 6.38 | 6.12 | 5.79 | 5.31 | 82.6 | 82.2 | 83.5 | 85 | 86.4 | 87.1 | 88 | 88.7 | 89.1 | 90.1 | 78.23 | 6.98 | 0.63 | 6.65 | 5.26 | 9.026% | 87.235 | 6.7807 | 0.47979 | 6.6702 | 1.0166 | 7.0956 | 583.48 | 618.1
2012-04-16 05:30 | 7.57 | 7.36 | 7.05 | 6.82 | 6.69 | 6.52 | 6.27 | 6.01 | 5.71 | 5.09 | 82.4 | 82.4 | 83.2 | 83.6 | 84.2 | 85 | 85.5 | 85.7 | 85.8 | 87.6 | 76.84 | 6.5 | 0.69 | 6.32 | 4.94 | 10.62% | 85.075 | 6.4363 | 0.3613 | 6.4836 | 0.9927 | 6.4526 | 475 | 463.7
2012-04-16 05:40 | 7.3 | 7.1 | 6.86 | 6.59 | 6.34 | 6.05 | 5.79 | 5.62 | 5.49 | 5.18 | 81.7 | 81.7 | 82.1 | 83 | 83.6 | 84.3 | 84.9 | 85.7 | 86.4 | 87.5 | 76.96 | 6.3 | 0.7 | 6.14 | 5.05 | 11.11% | 84.39 | 6.1213 | 0.40592 | 6.012 | 1.0182 | 6.4144 | 429.8 | 454.66
2012-04-16 05:50 | 7.56 | 7.4 | 7 | 6.76 | 6.61 | 6.47 | 6.31 | 6.24 | 6.16 | 5.76 | 86 | 85.8 | 85.1 | 85.2 | 86.1 | 87.6 | 88.8 | 89.2 | 89.4 | 88.9 | 78.98 | 6.44 | 0.79 | 6.33 | 5.18 | 12.27% | 87.78 | 6.5104 | 0.2314 | 6.4468 | 1.0099 | 6.5035 | 461.44 | 475
2012-04-16 06:00 | 7.5 | 7.41 | 7.29 | 7.19 | 7.06 | 6.87 | 6.65 | 6.44 | 6.18 | 5.65 | 84.3 | 83.7 | 82.9 | 82.7 | 82.1 | 81.8 | 81 | 80.1 | 79.4 | 78.4 | 73.92 | 6.96 | 0.64 | 6.81 | 5.28 | 9.195% | 81.68 | 6.792 | 0.30077 | 6.838 | 0.99327 | 6.9131 | 578.96 | 567.66
2012-04-16 06:10 | 7.3 | 7.19 | 6.98 | 6.73 | 6.54 | 6.35 | 6.15 | 5.99 | 5.79 | 5.32 | 86.1 | 86 | 85.9 | 85.1 | 84.6 | 84.4 | 84.5 | 84.3 | 84.8 | 85.1 | 76.98 | 6.13 | 0.79 | 5.97 | 4.84 | 12.89% | 84.415 | 6.3582 | 0.29574 | 6.321 | 1.0059 | 6.1662 | 391.38 | 400.42
2012-04-16 06:20 | 7.5 | 7.39 | 7.23 | 7.01 | 6.77 | 6.53 | 6.26 | 6.05 | 5.89 | 5.31 | 87.8 | 88 | 87.1 | 86.2 | 85.9 | 86.3 | 86.6 | 86.3 | 86 | 85.6 | 76.68 | 6.42 | 0.8 | 6.33 | 5.02 | 12.46% | 86.345 | 6.5307 | 0.39022 | 6.4906 | 1.0062 | 6.4596 | 456.92 | 465.96
2012-04-16 06:30 | 6.78 | 6.55 | 6.36 | 6.25 | 6.15 | 5.96 | 5.75 | 5.59 | 5.38 | 5.02 | 84.1 | 83.2 | 82.7 | 82.7 | 83.1 | 83.2 | 82.8 | 83.3 | 83.4 | 83.9 | 73.32 | 5.92 | 0.56 | 5.88 | 4.92 | 9.459% | 83.14 | 5.9146 | 0.33148 | 5.9294 | 0.9975 | 5.9052 | 349.04 | 347.42
2012-04-16 06:40 | 6.62 | 6.49 | 6.27 | 6.11 | 5.95 | 5.79 | 5.65 | 5.59 | 5.39 | 4.98 | 81.1 | 80.4 | 80.6 | 80.1 | 80.5 | 80 | 80.1 | 79.6 | 78.9 | 79.7 | 72.96 | 5.94 | 0.62 | 5.79 | 4.68 | 10.44% | 80.015 | 5.8146 | 0.22619 | 5.7697 | 1.0078 | 5.9862 | 352.28 | 360.38
2012-04-16 06:50 | 6.23 | 6.1 | 5.81 | 5.54 | 5.35 | 5.14 | 4.98 | 4.89 | 4.7 | 4.26 | 79.9 | 79.9 | 78.7 | 78.4 | 79 | 80.3 | 81.6 | 81.5 | 81.2 | 80.6 | 68.85 | 5.61 | 0.58 | 5.47 | 4.27 | 10.34% | 80.495 | 5.2088 | 0.29223 | 5.1168 | 1.018 | 5.7109 | 298.82 | 315.02
2012-04-16 07:00 | 5.6 | 5.48 | 5.38 | 5.26 | 5.24 | 5.17 | 5.21 | 5.16 | 5.08 | 4.72 | 83.5 | 82.6 | 81.5 | 80.3 | 80.1 | 79.4 | 79.1 | 79.1 | 78.3 | 76.7 | 71.76 | 5.38 | 0.61 | 5.28 | 4.21 | 11.34% | 79.355 | 5.1984 | -0.071222 | 5.1757 | 1.0044 | 5.4036 | 261.56 | 264.8
2012-04-16 07:10 | 5.28 | 5.19 | 5.03 | 4.88 | 4.8 | 4.65 | 4.58 | 4.49 | 4.46 | 4.3 | 81 | 80 | 78.7 | 78.3 | 77.2 | 75.9 | 74.3 | 73.2 | 73.1 | 73.4 | 70.21 | 4.62 | 0.87 | 4.47 | 3.45 | 18.83% | 75.66 | 4.6965 | 0.14017 | 4.6399 | 1.0122 | 4.6764 | 158.58 | 165.12
2012-04-16 07:20 | 4.86 | 4.86 | 4.84 | 4.81 | 4.77 | 4.78 | 4.76 | 4.75 | 4.7 | 4.4 | 81 | 81.5 | 81 | 80.3 | 79.4 | 78.8 | 78.7 | 79 | 78.9 | 77.5 | 70.75 | 4.72 | 0.63 | 4.68 | 3.97 | 13.35% | 78.785 | 4.7561 | 0.038746 | 4.7771 | 0.9956 | 4.6992 | 169.48 | 167.3
2012-04-16 07:30 | 4.73 | 4.73 | 4.71 | 4.85 | 4.94 | 4.96 | 4.91 | 4.9 | 4.89 | 4.9 | 86.3 | 84.8 | 83.4 | 82.5 | 82.3 | 82.1 | 81.4 | 79.9 | 78.4 | 77.2 | 71.51 | 4.81 | 0.66 | 4.83 | 4.38 | 13.72% | 81.995 | 4.8787 | 0.093628 | 4.9528 | 0.98505 | 4.7381 | 179.29 | 171.66
2012-04-16 07:40 | 4.87 | 4.81 | 4.81 | 4.87 | 4.93 | 4.98 | 4.95 | 4.93 | 4.81 | 4.4 | 81.5 | 81.3 | 80.7 | 80.7 | 81.4 | 80.9 | 80.9 | 80.9 | 80.5 | 79.3 | 72.84 | 4.87 | 0.35 | 4.84 | 4.35 | 7.187% | 80.9 | 4.8744 | 0.055837 | 4.9757 | 0.97964 | 4.7708 | 185.83 | 174.93
2012-04-16 07:50 | 4.22 | 4.13 | 4.1 | 4.11 | 4.21 | 4.16 | 4.13 | 4.03 | 3.92 | 3.85 | 90.8 | 91.4 | 91 | 89.5 | 89.1 | 89.2 | 87.5 | 85.8 | 83.8 | 82.1 | 74.85 | 4.38 | 0.52 | 4.39 | 4.22 | 11.87% | 88.945 | 4.0826 | 0.066883 | 4.1557 | 0.9824 | 4.3029 | 132.42 | 123.7
2012-04-16 08:00 | 4.06 | 4.05 | 4.01 | 3.98 | 3.92 | 3.78 | 3.66 | 3.64 | 3.73 | 3.59 | 92.1 | 91.9 | 92.5 | 93.3 | 93.1 | 93.5 | 93.4 | 91.1 | 89.7 | 89.6 | 80.21 | 4.01 | 0.66 | 3.95 | 4.02 | 16.46% | 93.485 | 3.8127 | 0.29812 | 3.7626 | 1.0133 | 4.0634 | 92.09 | 97.54
2012-04-16 08:10 | 3.47 | 3.45 | 3.34 | 3.34 | 3.42 | 3.48 | 3.44 | 3.51 | 3.62 | 3.49 | 92.8 | 90.8 | 87 | 82.7 | 78.8 | 75.3 | 72.6 | 71.7 | 72.1 | 72.3 | 78.28 | 3.3 | 0.48 | 3.32 | 2.83 | 14.55% | 74.895 | 3.4389 | 0.10683 | 3.4742 | 0.98982 | 3.2664 | 27.3 | 24.57
2012-04-16 08:20 | 4.52 | 4.47 | 4.26 | 4.16 | 4.12 | 4.03 | 3.98 | 3.89 | 3.84 | 3.71 | 100.2 | 98.9 | 96.8 | 93.8 | 91.5 | 89.8 | 88.7 | 86.2 | 84.2 | 81.9 | 80.55 | 3.94 | 0.56 | 3.86 | 2.94 | 14.21% | 89.635 | 4.0304 | 0.11537 | 4.0228 | 1.0019 | 3.9474 | 85.54 | 86.45
2012-04-16 08:30 | 4.33 | 4.27 | 4.21 | 4.23 | 4.27 | 4.3 | 4.38 | 4.49 | 4.56 | 4.53 | 90.3 | 89.4 | 86.7 | 84.3 | 81.9 | 80.1 | 79.9 | 78.8 | 78.9 | 78.1 | 76.14 | 4.16 | 0.58 | 4.09 | 3.36 | 13.94% | 80.07 | 4.3547 | -0.17035 | 4.3114 | 1.01 | 4.2018 | 108.44 | 112.8
2012-04-16 08:40 | 4.37 | 4.32 | 4.3 | 4.23 | 4.13 | 4.02 | 4.01 | 3.96 | 3.97 | 3.9 | 100 | 99.2 | 98.1 | 97.2 | 95.3 | 94.1 | 91.9 | 88.6 | 86.3 | 84.8 | 77.58 | 4.25 | 0.63 | 4.24 | 3.68 | 14.82% | 93.77 | 4.0735 | 0.023016 | 4.0186 | 1.0137 | 4.3081 | 118.25 | 124.79
2012-04-16 08:50 | 3.86 | 3.82 | 3.85 | 3.86 | 3.83 | 3.73 | 3.67 | 3.65 | 3.66 | 3.59 | 100.7 | 100.3 | 98.9 | 95.6 | 92.8 | 89.1 | 86.2 | 83.7 | 82.1 | 82.2 | 81.15 | 3.66 | 0.71 | 3.67 | 3.3 | 19.4% | 88.665 | 3.7215 | 0.14986 | 3.7213 | 1 | 3.6602 | 60.06 | 60.06
2012-04-16 10:40 | 3 | 3 | 3.03 | 3.02 | 2.99 | 2.97 | 2.96 | 2.97 | 2.98 | 2.82 | 91.3 | 89.8 | 88 | 88.3 | 89.4 | 89.9 | 91 | 93 | 93.9 | 94.1 | 83.51 | 3 | 0.77 | 3.02 | 2.6 | 25.67% | 90.065 | 2.9769 | 0.031167 | 2.9686 | 1.0028 | 3.0085 | 0 | 0.91
2012-04-16 11:10 | 4 | 4.01 | 4.01 | 3.96 | 3.93 | 3.94 | 3.95 | 3.94 | 3.92 | 3.78 | 74.1 | 73.9 | 74 | 74.8 | 75.3 | 75.5 | 75.7 | 76.3 | 76.3 | 76.3 | 64 | 3.79 | 0.77 | 3.78 | 3.39 | 20.32% | 75.53 | 3.9421 | -0.023425 | 3.9414 | 1.0002 | 3.7906 | 71.89 | 71.89
2012-04-16 11:20 | 4.82 | 4.83 | 4.88 | 4.9 | 4.87 | 4.8 | 4.73 | 4.68 | 4.62 | 4.32 | 85.5 | 85.4 | 84.9 | 84.6 | 84.6 | 84.6 | 84.1 | 83.6 | 83.6 | 85.2 | 71.22 | 4.99 | 0.55 | 4.97 | 4.44 | 11.02% | 84.525 | 4.7615 | 0.13576 | 4.7899 | 0.99406 | 4.9604 | 198.91 | 195.64
2012-04-16 11:30 | 5.14 | 5.16 | 5.16 | 5.13 | 5.13 | 5.14 | 5.14 | 5.11 | 5 | 4.69 | 84.8 | 84.5 | 84.3 | 84 | 84 | 83.9 | 84.3 | 84.8 | 85.2 | 83.4 | 73.93 | 4.94 | 0.61 | 4.84 | 4.17 | 12.35% | 83.96 | 5.0966 | 0 | 5.14 | 0.99156 | 4.8983 | 193.46 | 189.1
2012-04-16 11:40 | 5.83 | 5.81 | 5.75 | 5.66 | 5.55 | 5.43 | 5.34 | 5.23 | 5.12 | 4.75 | 80.5 | 80.5 | 80.2 | 80.2 | 80.1 | 80.1 | 80 | 79.9 | 79.4 | 78.2 | 69.53 | 5.56 | 0.65 | 5.39 | 4.27 | 11.69% | 80.085 | 5.4231 | 0.15445 | 5.417 | 1.0011 | 5.5663 | 290.72 | 292.34
2012-04-16 11:50 | 5.01 | 5 | 5.01 | 5.04 | 5.03 | 4.98 | 4.89 | 4.9 | 4.94 | 4.7 | 77.6 | 77.9 | 77.7 | 78 | 78.8 | 78.7 | 78.9 | 79.7 | 79.6 | 80.2 | 70.63 | 4.86 | 0.94 | 4.87 | 4.48 | 19.34% | 78.73 | 4.9565 | 0.16853 | 4.967 | 0.99789 | 4.8498 | 184.74 | 183.65
2012-04-16 12:00 | 5.15 | 5.14 | 5.21 | 5.19 | 5.08 | 5.04 | 5.02 | 4.95 | 4.87 | 4.6 | 70 | 70.6 | 71.9 | 72.6 | 72.2 | 72.5 | 72.4 | 72.9 | 74.1 | 75.4 | 68.42 | 5.03 | 0.83 | 4.95 | 4.19 | 16.5% | 72.485 | 5.0298 | 0.036744 | 5.0371 | 0.99854 | 5.0226 | 204.86 | 203.24
2012-04-16 12:10 | 5.26 | 5.25 | 5.17 | 5.09 | 5.07 | 5.02 | 4.92 | 4.86 | 4.77 | 4.48 | 91.8 | 91.7 | 91.2 | 89.7 | 87.9 | 86.7 | 86.6 | 86.5 | 87.1 | 86.5 | 70.49 | 5.31 | 0.8 | 5.2 | 4.43 | 15.07% | 86.685 | 4.9684 | 0.18594 | 5.0055 | 0.99258 | 5.2706 | 250.22 | 243.74
2012-04-16 12:20 | 5.26 | 5.19 | 5.02 | 4.96 | 4.87 | 4.75 | 4.67 | 4.62 | 4.51 | 4.36 | 85.7 | 85 | 83.7 | 82.6 | 81.7 | 81.3 | 79.6 | 78.3 | 77.8 | 76.9 | 70.11 | 4.68 | 0.85 | 4.57 | 4.17 | 18.16% | 81.045 | 4.766 | 0.15696 | 4.7385 | 1.0058 | 4.7072 | 165.12 | 168.39
2012-04-16 12:30 | 4.42 | 4.45 | 4.33 | 4.22 | 4.1 | 4.02 | 3.99 | 3.88 | 3.63 | 3.15 | 83.3 | 83 | 82.3 | 81.3 | 81.1 | 79.8 | 78.7 | 78 | 77 | 75.1 | 70.62 | 4.01 | 1.09 | 3.94 | 3.3 | 27.18% | 79.635 | 4.007 | 0.069221 | 4.0157 | 0.99783 | 4.0013 | 92.09 | 91
2012-04-16 12:40 | 4.17 | 4.16 | 4.1 | 4.01 | 3.98 | 3.88 | 3.75 | 3.64 | 3.59 | 3.4 | 83.3 | 83.2 | 82.7 | 82.8 | 80.9 | 79.2 | 79.2 | 79.3 | 77.7 | 76.9 | 70.36 | 3.75 | 0.54 | 3.68 | 2.87 | 14.4% | 79.2 | 3.8413 | 0.31493 | 3.8611 | 0.99487 | 3.7308 | 68.25 | 66.43
2012-04-16 12:50 | 4.71 | 4.62 | 4.41 | 4.42 | 4.41 | 4.32 | 4.27 | 4.19 | 4.05 | 3.77 | 90.7 | 90.9 | 91.1 | 91.2 | 91.4 | 92.4 | 92.8 | 92.3 | 91.1 | 90.2 | 74.25 | 4.5 | 0.82 | 4.47 | 4.07 | 18.22% | 92.46 | 4.2873 | 0.10758 | 4.3128 | 0.9941 | 4.4734 | 145.5 | 142.23
2012-04-16 13:00 | 5.17 | 5.01 | 4.76 | 4.64 | 4.64 | 4.63 | 4.64 | 4.62 | 4.51 | 4.23 | 87.6 | 87.6 | 89.5 | 89.5 | 87.7 | 85.8 | 84.7 | 84.2 | 84.3 | 87.1 | 70.84 | 4.93 | 0.52 | 4.86 | 4.62 | 10.55% | 85.635 | 4.6279 | -0.019937 | 4.6314 | 0.99923 | 4.9262 | 192.37 | 192.37
2012-04-16 13:10 | 4.63 | 4.5 | 4.37 | 4.24 | 4.23 | 4.09 | 3.88 | 3.73 | 3.63 | 3.38 | 82.7 | 82.6 | 82.8 | 81.8 | 80.1 | 78.8 | 78.8 | 78.9 | 79.9 | 79.7 | 69.33 | 3.95 | 0.61 | 3.89 | 3.33 | 15.44% | 78.8 | 4.022 | 0.48709 | 4.0592 | 0.99084 | 3.9138 | 86.45 | 82.81
2012-04-16 13:20 | 5.57 | 5.36 | 5.07 | 4.93 | 4.79 | 4.73 | 4.68 | 4.62 | 4.52 | 4.42 | 88.8 | 89.6 | 90.1 | 89.5 | 88.4 | 88.1 | 87.5 | 87.9 | 88.2 | 88.5 | 81.11 | 4.74 | 1.11 | 4.71 | 3.68 | 23.42% | 88.01 | 4.7717 | 0.098205 | 4.7228 | 1.0104 | 4.7891 | 171.66 | 177.11
2012-04-16 13:30 | 6.38 | 6.21 | 5.9 | 5.67 | 5.62 | 5.49 | 5.34 | 5.18 | 5.01 | 4.68 | 82.3 | 81.4 | 80.1 | 80.5 | 81 | 81.6 | 82.2 | 82 | 82.3 | 86.5 | 71.63 | 5.43 | 0.72 | 5.43 | 4.82 | 13.26% | 81.69 | 5.4615 | 0.256 | 5.4683 | 0.99876 | 5.4233 | 269.66 | 268.04
2012-04-16 13:40 | 5.81 | 5.66 | 5.44 | 5.35 | 5.33 | 5.27 | 5.24 | 5.15 | 4.95 | 4.66 | 90.1 | 89.1 | 89.6 | 89.3 | 88.9 | 88.9 | 88.1 | 86.4 | 85.7 | 86.6 | 83.77 | 4.8 | 1.01 | 4.8 | 4.55 | 21.04% | 88.78 | 5.2372 | 0.052756 | 5.2657 | 0.99459 | 4.774 | 178.2 | 174.93
2012-04-16 13:50 | 5.84 | 5.76 | 5.54 | 5.53 | 5.49 | 5.4 | 5.36 | 5.21 | 5.03 | 4.68 | 85.9 | 85.2 | 84.5 | 82.7 | 83.1 | 83.4 | 83.3 | 82.6 | 82.6 | 84.1 | 80.53 | 4.74 | 0.65 | 4.62 | 3.72 | 13.71% | 83.385 | 5.3538 | 0.068707 | 5.3943 | 0.9925 | 4.7045 | 171.66 | 167.3
2012-04-16 23:40 | 7.02 | 6.95 | 6.73 | 6.57 | 6.4 | 6.2 | 6.03 | 5.83 | 5.52 | 5.03 | 79.4 | 80.2 | 81.9 | 83.9 | 84.5 | 85.6 | 86.6 | 87.6 | 88.5 | 89.5 | 78.12 | 6.39 | 0.57 | 6.15 | 4.66 | 8.92% | 85.75 | 6.1713 | 0.25692 | 6.1754 | 0.99934 | 6.3858 | 450.14 | 450.14
2012-04-16 23:50 | 6.88 | 6.85 | 6.71 | 6.6 | 6.54 | 6.3 | 6.09 | 5.8 | 5.47 | 4.85 | 73.6 | 73.9 | 73.5 | 73.1 | 73.8 | 74.7 | 75.7 | 76.2 | 76.4 | 77 | 65.83 | 6.4 | 0.41 | 6.19 | 4.25 | 6.406% | 74.85 | 6.2003 | 0.31328 | 6.2695 | 0.98897 | 6.3294 | 452.4 | 436.58
2012-04-17 | 6.59 | 6.44 | 6.39 | 6.3 | 6.12 | 6.02 | 5.87 | 5.74 | 5.49 | 4.81 | 74.8 | 74.9 | 74.5 | 74.5 | 74.5 | 74.2 | 74.3 | 74.5 | 74.2 | 76 | 66.55 | 6.16 | 0.4 | 6.04 | 4.31 | 6.494% | 74.215 | 5.961 | 0.23317 | 5.9983 | 0.99378 | 6.1217 | 398.16 | 389.12
2012-04-17 00:10 | 8.23 | 8.08 | 7.7 | 7.54 | 7.34 | 7.11 | 7.01 | 6.89 | 6.64 | 6.02 | 86.9 | 86.9 | 86.5 | 87 | 86.9 | 85.2 | 84.2 | 83.9 | 83.6 | 84.9 | 78.29 | 6.9 | 1.03 | 6.68 | 5.17 | 14.93% | 85.05 | 7.1662 | 0.13089 | 7.0956 | 1.01 | 6.9687 | 565.4 | 581.22
2012-04-17 00:20 | 7.89 | 7.85 | 7.71 | 7.57 | 7.47 | 7.21 | 6.89 | 6.52 | 6.1 | 5.51 | 86.8 | 86.9 | 87 | 87.4 | 87.8 | 87.8 | 87.8 | 87.9 | 87.7 | 87.4 | 77.8 | 7.27 | 0.74 | 7.03 | 5.56 | 10.18% | 87.8 | 7.0608 | 0.41952 | 7.1633 | 0.9857 | 7.1661 | 669.27 | 639.17
2012-04-17 00:30 | 6.92 | 6.89 | 6.78 | 6.74 | 6.61 | 6.41 | 6.19 | 5.92 | 5.61 | 5.02 | 76.2 | 76.2 | 76.5 | 76.7 | 77 | 77.2 | 77.6 | 77.5 | 77.7 | 78.9 | 69.1 | 6.42 | 0.31 | 6.27 | 4.69 | 4.829% | 77.26 | 6.3051 | 0.32273 | 6.378 | 0.98857 | 6.3466 | 456.92 | 441.1
2012-04-17 00:40 | 7.78 | 7.64 | 7.48 | 7.36 | 7.29 | 7.12 | 6.9 | 6.64 | 6.31 | 5.57 | 76.6 | 76.2 | 76.2 | 75.7 | 75.6 | 75.4 | 75.2 | 75.3 | 74.9 | 74.7 | 67.02 | 7.13 | 0.32 | 6.97 | 5.02 | 4.488% | 75.37 | 6.9903 | 0.29004 | 7.0881 | 0.98621 | 7.0317 | 627.13 | 597.03
2012-04-17 00:50 | 8.05 | 7.83 | 7.61 | 7.44 | 7.27 | 7.12 | 6.92 | 6.67 | 6.35 | 5.62 | 76.9 | 76.5 | 75.6 | 75.9 | 75.7 | 75.4 | 75.2 | 75.7 | 74.9 | 75.1 | 67.65 | 7.19 | 0.45 | 7.01 | 5.09 | 6.259% | 75.37 | 7.0366 | 0.26329 | 7.091 | 0.99234 | 7.1349 | 645.19 | 627.13
2012-04-17 01:00 | 8.39 | 8.27 | 7.98 | 7.79 | 7.6 | 7.4 | 7.2 | 6.91 | 6.52 | 5.76 | 77.6 | 77.8 | 77.7 | 77.4 | 76.7 | 76.5 | 75.9 | 75.4 | 75.2 | 75.8 | 68.21 | 7.43 | 0.5 | 7.26 | 5.25 | 6.729% | 76.41 | 7.3308 | 0.25319 | 7.371 | 0.99455 | 7.3895 | 717.43 | 705.39
2012-04-17 01:10 | 8.11 | 8.06 | 7.95 | 7.79 | 7.67 | 7.48 | 7.26 | 7.04 | 6.64 | 5.99 | 76.5 | 76 | 76.3 | 76 | 76 | 76.1 | 76.3 | 75.9 | 75.2 | 75.7 | 67.45 | 7.7 | 0.44 | 7.56 | 5.48 | 5.714% | 76.13 | 7.3808 | 0.27587 | 7.4481 | 0.99097 | 7.6305 | 798.7 | 777.63
2012-04-17 01:20 | 8.17 | 7.97 | 7.74 | 7.6 | 7.47 | 7.33 | 7.21 | 7.01 | 6.67 | 5.85 | 70.4 | 70.2 | 70.1 | 70 | 70.5 | 71.3 | 71 | 71.1 | 71.2 | 71.8 | 61.87 | 7.41 | 0.32 | 7.24 | 5.22 | 4.318% | 71.255 | 7.2624 | 0.15254 | 7.3127 | 0.99312 | 7.359 | 711.41 | 696.36
2012-04-17 01:30 | 8.07 | 8.01 | 7.84 | 7.74 | 7.63 | 7.44 | 7.22 | 7 | 6.7 | 5.86 | 72.2 | 71.9 | 70.8 | 71 | 71 | 71.2 | 71.2 | 71 | 70.8 | 72.1 | 62.71 | 7.61 | 0.48 | 7.49 | 5.31 | 6.307% | 71.2 | 7.3388 | 0.27738 | 7.4081 | 0.99064 | 7.5388 | 771.61 | 750.54
2012-04-17 01:40 | 7.71 | 7.59 | 7.46 | 7.32 | 7.21 | 7.08 | 6.9 | 6.66 | 6.34 | 5.65 | 72.8 | 72.7 | 72.9 | 73.5 | 73.6 | 73.3 | 73.2 | 73.1 | 73.3 | 74.8 | 65.18 | 7.3 | 0.54 | 7.17 | 5.34 | 7.397% | 73.285 | 6.9704 | 0.23798 | 7.0539 | 0.98816 | 7.2136 | 678.3 | 651.21
2012-04-17 01:50 | 7.62 | 7.5 | 7.3 | 7.07 | 6.85 | 6.64 | 6.5 | 6.28 | 5.97 | 5.24 | 68.4 | 68.2 | 68.1 | 68.6 | 68.8 | 69.6 | 70.1 | 70.2 | 70.3 | 72.1 | 61.49 | 6.72 | 0.37 | 6.6 | 4.86 | 5.506% | 69.675 | 6.6442 | 0.19692 | 6.6198 | 1.0037 | 6.7448 | 524.72 | 529.24
2012-04-17 02:00 | 7.68 | 7.53 | 7.33 | 7.17 | 6.97 | 6.77 | 6.58 | 6.36 | 6.08 | 5.41 | 69.3 | 69.4 | 68.7 | 68.1 | 67.8 | 67.8 | 67.9 | 67.9 | 68.1 | 69.4 | 59.82 | 6.74 | 0.65 | 6.58 | 4.79 | 9.644% | 67.815 | 6.7372 | 0.26306 | 6.7424 | 0.99922 | 6.7348 | 529.24 | 526.98
2012-04-17 02:10 | 8.02 | 7.94 | 7.73 | 7.64 | 7.46 | 7.27 | 7.09 | 6.89 | 6.55 | 5.92 | 70.8 | 70.5 | 69.9 | 69.4 | 69.1 | 68.9 | 68.8 | 68.6 | 68.5 | 68.4 | 61.08 | 7.25 | 0.43 | 7.1 | 4.99 | 5.931% | 68.885 | 7.214 | 0.23168 | 7.2439 | 0.99586 | 7.22 | 663.25 | 654.22
2012-04-17 02:20 | 8.25 | 8.13 | 7.93 | 7.74 | 7.61 | 7.38 | 7.17 | 6.94 | 6.61 | 5.97 | 70.8 | 70.2 | 69.8 | 70.5 | 70.4 | 70.9 | 71 | 70.7 | 71.1 | 70.9 | 62.92 | 7.76 | 0.48 | 7.59 | 5.55 | 6.186% | 70.915 | 7.3247 | 0.26677 | 7.3495 | 0.99662 | 7.7338 | 816.76 | 807.73
2012-04-17 02:30 | 8.12 | 8.03 | 7.85 | 7.74 | 7.63 | 7.53 | 7.38 | 7.16 | 6.83 | 6.07 | 71.9 | 71.7 | 72 | 71.7 | 71.7 | 71.8 | 71.7 | 70.9 | 69.9 | 69.8 | 63.46 | 7.5 | 0.54 | 7.35 | 5.46 | 7.2% | 71.785 | 7.4157 | 0.18594 | 7.5083 | 0.98767 | 7.4075 | 738.5 | 711.41
2012-04-17 02:40 | 7.76 | 7.63 | 7.44 | 7.29 | 7.16 | 7.01 | 6.85 | 6.63 | 6.35 | 5.76 | 70.3 | 70.6 | 70.3 | 71 | 71.9 | 71.9 | 72.1 | 72.2 | 72.6 | 73.4 | 63.6 | 7.19 | 0.49 | 7.06 | 5.65 | 6.815% | 71.93 | 6.943 | 0.21337 | 6.9868 | 0.99372 | 7.1448 | 645.19 | 630.14
2012-04-17 02:50 | 7.56 | 7.52 | 7.39 | 7.23 | 7.05 | 6.84 | 6.67 | 6.45 | 6.1 | 5.39 | 69.3 | 68.8 | 69.5 | 70 | 69.8 | 69.7 | 69.9 | 70.4 | 71.3 | 72.2 | 63.12 | 6.81 | 0.38 | 6.62 | 4.82 | 5.58% | 69.73 | 6.7975 | 0.23258 | 6.8154 | 0.99737 | 6.7921 | 545.06 | 540.54
2012-04-17 03:00 | 7.84 | 7.75 | 7.55 | 7.36 | 7.14 | 6.91 | 6.68 | 6.46 | 6.16 | 5.42 | 69.4 | 69.2 | 69.2 | 69.2 | 69 | 69 | 68.8 | 69.3 | 70.1 | 70.8 | 61.38 | 7.14 | 0.43 | 6.93 | 4.79 | 6.022% | 68.97 | 6.8819 | 0.31282 | 6.8766 | 1.0008 | 7.1455 | 630.14 | 633.15
2012-04-17 03:10 | 8.04 | 7.91 | 7.75 | 7.6 | 7.43 | 7.2 | 6.94 | 6.71 | 6.36 | 5.62 | 68.8 | 68.5 | 68.4 | 68.6 | 69 | 69.6 | 69.6 | 70.5 | 71.6 | 72.6 | 61.46 | 7.11 | 0.72 | 6.91 | 4.78 | 10.13% | 69.6 | 7.1226 | 0.33988 | 7.1622 | 0.99447 | 7.0707 | 621.11 | 609.07
2012-04-17 03:20 | 8.02 | 7.95 | 7.85 | 7.65 | 7.56 | 7.46 | 7.27 | 6.94 | 6.49 | 5.64 | 66 | 65.9 | 66.4 | 66.6 | 67.1 | 67.3 | 67.6 | 67.8 | 68.2 | 68.5 | 59.18 | 7.42 | 0.62 | 7.17 | 4.9 | 8.356% | 67.345 | 7.2867 | 0.23841 | 7.4325 | 0.98038 | 7.2744 | 714.42 | 669.27
2012-04-17 03:30 | 7.67 | 7.64 | 7.58 | 7.5 | 7.35 | 7.18 | 6.99 | 6.67 | 6.21 | 5.4 | 63.1 | 62.7 | 63 | 63.1 | 63.7 | 63.6 | 63.8 | 63.9 | 64 | 65.1 | 55.76 | 7.14 | 0.46 | 6.96 | 4.69 | 6.443% | 63.63 | 7.0388 | 0.24783 | 7.1525 | 0.98411 | 7.0266 | 630.14 | 597.03
2012-04-17 03:40 | 7.91 | 7.83 | 7.65 | 7.51 | 7.36 | 7.16 | 6.97 | 6.76 | 6.51 | 5.93 | 61.3 | 61 | 60.8 | 60.8 | 60.7 | 60.7 | 60.7 | 61.2 | 61 | 60.8 | 53.55 | 7.35 | 0.46 | 7.13 | 5.02 | 6.259% | 60.7 | 7.1152 | 0.24853 | 7.1325 | 0.99758 | 7.3322 | 693.35 | 687.33
2012-04-17 03:50 | 7.86 | 7.83 | 7.69 | 7.57 | 7.45 | 7.26 | 7.06 | 6.86 | 6.56 | 6.1 | 59.8 | 59.4 | 59.3 | 59.3 | 59.1 | 59 | 58.9 | 59 | 59.5 | 60.3 | 51.79 | 7.44 | 0.52 | 7.26 | 5.24 | 6.989% | 58.985 | 7.1909 | 0.25814 | 7.231 | 0.99445 | 7.3987 | 720.44 | 708.4
2012-04-17 04:00 | 8.26 | 8.1 | 7.85 | 7.68 | 7.48 | 7.31 | 7.18 | 6.96 | 6.71 | 6.27 | 62.7 | 62.1 | 61.4 | 60.4 | 60.7 | 60.7 | 60.4 | 60.2 | 60.8 | 62.5 | 54.25 | 7.41 | 0.59 | 7.25 | 5.13 | 7.962% | 60.655 | 7.3019 | 0.16582 | 7.2912 | 1.0015 | 7.4208 | 711.41 | 714.42
2012-04-17 04:10 | 8.07 | 7.97 | 7.86 | 7.71 | 7.56 | 7.35 | 7.15 | 6.91 | 6.65 | 6.21 | 60.2 | 59.7 | 58.6 | 58.5 | 58.3 | 58.3 | 58.5 | 58.7 | 58.8 | 58.8 | 52.66 | 7.41 | 0.51 | 7.21 | 4.96 | 6.883% | 58.33 | 7.2984 | 0.25494 | 7.321 | 0.99692 | 7.3872 | 711.41 | 705.39
2012-04-17 04:20 | 8.45 | 8.32 | 8.17 | 7.89 | 7.74 | 7.63 | 7.56 | 7.33 | 7.07 | 6.67 | 59.8 | 59.8 | 59.3 | 59.5 | 59.2 | 59.4 | 59.4 | 59.3 | 58.7 | 59.1 | 50.17 | 8 | 0.77 | 7.81 | 6.22 | 9.625% | 59.4 | 7.6137 | 0.085171 | 7.6199 | 0.99918 | 7.9934 | 889 | 885.99
2012-04-17 04:30 | 8.4 | 8.3 | 8.23 | 7.98 | 7.74 | 7.44 | 7.19 | 6.91 | 6.66 | 6.2 | 58.4 | 58.1 | 58 | 58.3 | 58.3 | 58.1 | 57.7 | 58 | 58.4 | 59.1 | 50.29 | 7.62 | 0.68 | 7.34 | 5.52 | 8.924% | 58.04 | 7.445 | 0.31585 | 7.4037 | 1.0056 | 7.6625 | 774.62 | 786.66
2012-04-17 04:40 | 8.69 | 8.64 | 8.55 | 8.4 | 8.18 | 7.9 | 7.67 | 7.46 | 7.19 | 6.76 | 59.3 | 59.1 | 59 | 59 | 58.9 | 58.9 | 58.7 | 58.5 | 58.6 | 58.5 | 49.62 | 8.35 | 0.85 | 8.05 | 6.33 | 10.18% | 58.87 | 7.8942 | 0.27304 | 7.8666 | 1.0035 | 8.3793 | 1017.45 | 1028.46
2012-04-17 04:50 | 8.57 | 8.48 | 8.27 | 8.07 | 8.02 | 7.86 | 7.66 | 7.49 | 7.29 | 6.77 | 61.8 | 61.7 | 61.6 | 61.3 | 61.2 | 61.1 | 60.9 | 61 | 61.3 | 61.6 | 53.64 | 7.95 | 0.67 | 7.74 | 5.88 | 8.428% | 61.07 | 7.7925 | 0.23818 | 7.831 | 0.99508 | 7.9109 | 873.95 | 861.91
2012-04-17 05:00 | 8.65 | 8.56 | 8.49 | 8.32 | 8.15 | 7.94 | 7.72 | 7.52 | 7.33 | 6.88 | 62.6 | 62.5 | 62.5 | 62.2 | 62.1 | 61.9 | 62.5 | 63 | 63.2 | 63.5 | 55.03 | 8.23 | 0.7 | 8.04 | 5.97 | 8.505% | 61.99 | 7.9061 | 0.25966 | 7.9081 | 0.99975 | 8.2279 | 973.41 | 973.41
2012-04-17 05:10 | 8.62 | 8.57 | 8.49 | 8.28 | 8.11 | 7.85 | 7.69 | 7.46 | 7.29 | 7.01 | 65.6 | 65.2 | 65.3 | 65.2 | 65.6 | 65.5 | 65.7 | 65.3 | 65.3 | 65.1 | 56.23 | 8.18 | 0.78 | 7.93 | 5.85 | 9.535% | 65.53 | 7.8729 | 0.1903 | 7.8269 | 1.0059 | 8.2281 | 955.06 | 973.41
2012-04-17 05:20 | 8.74 | 8.68 | 8.44 | 8.14 | 7.93 | 7.72 | 7.59 | 7.46 | 7.28 | 6.68 | 68 | 68.4 | 68.6 | 68.4 | 68.6 | 68.6 | 68.6 | 68.1 | 67.7 | 66.3 | 58.57 | 8.1 | 0.83 | 7.94 | 6.35 | 10.25% | 68.6 | 7.7827 | 0.15694 | 7.7012 | 1.0106 | 8.1857 | 925.7 | 958.73
2012-04-17 05:30 | 8.48 | 8.38 | 8.25 | 8.15 | 8 | 7.78 | 7.53 | 7.32 | 7.04 | 6.4 | 65.5 | 65.6 | 65.9 | 65.3 | 64.8 | 64.9 | 65.3 | 65.5 | 65.5 | 65.4 | 57.25 | 7.82 | 0.69 | 7.62 | 6.04 | 8.824% | 64.96 | 7.7015 | 0.30182 | 7.7437 | 0.99456 | 7.7774 | 834.82 | 822.78
2012-04-17 05:40 | 7.74 | 7.68 | 7.47 | 7.27 | 7.08 | 6.86 | 6.64 | 6.5 | 6.34 | 5.93 | 61.9 | 61.4 | 60.8 | 60.4 | 60.5 | 60.4 | 60.7 | 60.6 | 59.9 | 59.7 | 52.2 | 7.09 | 0.72 | 6.95 | 5.63 | 10.16% | 60.445 | 6.8767 | 0.30121 | 6.828 | 1.0071 | 7.1406 | 615.09 | 630.14
2012-04-17 05:50 | 8.39 | 8.33 | 8.1 | 7.88 | 7.76 | 7.62 | 7.49 | 7.33 | 7.14 | 6.69 | 60.9 | 60.4 | 59.8 | 59.6 | 59.1 | 58.6 | 58.3 | 57.4 | 56.3 | 55.2 | 51.45 | 7.36 | 0.79 | 7.13 | 5.62 | 10.73% | 58.555 | 7.6037 | 0.15901 | 7.6012 | 1.0003 | 7.3624 | 696.36 | 696.36
2012-04-17 06:00 | 8.14 | 8.05 | 7.75 | 7.56 | 7.45 | 7.35 | 7.18 | 6.91 | 6.69 | 6.17 | 55.9 | 55.5 | 55.4 | 55.3 | 55.6 | 55.8 | 56 | 55.7 | 54.7 | 53.5 | 48.67 | 7.27 | 0.98 | 7.05 | 5.96 | 13.48% | 55.83 | 7.2607 | 0.21625 | 7.3254 | 0.99117 | 7.2058 | 669.27 | 651.21
2012-04-17 06:10 | 8.32 | 8.35 | 8.26 | 8.09 | 7.94 | 7.79 | 7.67 | 7.55 | 7.35 | 6.91 | 55.9 | 55.7 | 55.8 | 55.6 | 55 | 54.4 | 54.3 | 54.6 | 54.7 | 54.7 | 50.2 | 7.57 | 1.03 | 7.35 | 5.58 | 13.61% | 54.385 | 7.7858 | 0.14346 | 7.7727 | 1.0017 | 7.5828 | 759.57 | 762.58
2012-04-17 06:20 | 8.17 | 8.04 | 7.86 | 7.62 | 7.45 | 7.28 | 7.15 | 6.98 | 6.72 | 6.26 | 60.8 | 60.6 | 60.5 | 59.9 | 59.6 | 59.7 | 60 | 60.5 | 60.9 | 61.2 | 49.42 | 7.87 | 0.92 | 7.69 | 6.38 | 11.69% | 59.745 | 7.2819 | 0.16651 | 7.2612 | 1.0028 | 7.8924 | 849.87 | 855.89
2012-04-17 06:30 | 8.48 | 8.41 | 8.22 | 7.94 | 7.73 | 7.53 | 7.32 | 7.05 | 6.73 | 6.04 | 60.1 | 59.6 | 59.2 | 58.2 | 57.6 | 56.9 | 57 | 57.2 | 57.4 | 57.2 | 48.92 | 7.42 | 0.95 | 7.18 | 5.92 | 12.8% | 56.915 | 7.4889 | 0.26138 | 7.4995 | 0.99858 | 7.4095 | 714.42 | 711.41
2012-04-17 06:40 | 9.66 | 9.61 | 9.45 | 9.2 | 8.97 | 8.7 | 8.46 | 8.23 | 7.89 | 7.3 | 58 | 57.8 | 56.9 | 56.3 | 56.2 | 56.1 | 56.8 | 57.3 | 56.8 | 55 | 49.79 | 8.75 | 0.92 | 8.4 | 6.38 | 10.51% | 56.205 | 8.6849 | 0.25851 | 8.6652 | 1.0023 | 8.7699 | 1164.25 | 1171.59
2012-04-17 06:50 | 9.2 | 9.13 | 9 | 8.83 | 8.59 | 8.25 | 7.97 | 7.81 | 7.56 | 6.88 | 59.8 | 59.8 | 59.8 | 59.9 | 59.8 | 59.4 | 59.5 | 59.2 | 58.4 | 58.4 | 49.61 | 8.49 | 0.89 | 8.28 | 6.4 | 10.48% | 59.415 | 8.2695 | 0.31908 | 8.2093 | 1.0073 | 8.5523 | 1068.83 | 1090.85
2012-04-17 07:00 | 8.58 | 8.49 | 8.27 | 8.03 | 7.8 | 7.63 | 7.51 | 7.33 | 7 | 6.29 | 59.3 | 58.8 | 57.7 | 57.7 | 57.9 | 57.8 | 57.3 | 56.5 | 56.1 | 57.7 | 49.61 | 7.72 | 0.91 | 7.53 | 5.98 | 11.79% | 57.725 | 7.6332 | 0.14649 | 7.6127 | 1.0027 | 7.7408 | 804.72 | 810.74
2012-04-17 07:10 | 8.71 | 8.62 | 8.46 | 8.29 | 8.18 | 8.04 | 7.96 | 7.91 | 7.76 | 7.37 | 60.3 | 60.4 | 60.8 | 61.3 | 61.3 | 60.6 | 60.3 | 60.1 | 59.7 | 59.3 | 50.49 | 8.52 | 0.93 | 8.3 | 6.72 | 10.92% | 60.555 | 8.07 | 0.092411 | 8.0285 | 1.0052 | 8.5641 | 1079.84 | 1094.52
2012-04-17 07:20 | 8.19 | 8.17 | 8.14 | 8.03 | 7.86 | 7.67 | 7.44 | 7.17 | 6.85 | 6.27 | 59.1 | 58.7 | 57.8 | 57.5 | 57.9 | 58.7 | 59.6 | 60.5 | 60.5 | 59.4 | 50.32 | 7.69 | 0.86 | 7.46 | 5.78 | 11.18% | 58.835 | 7.5681 | 0.28135 | 7.6366 | 0.99103 | 7.621 | 795.69 | 774.62
2012-04-17 07:30 | 8.58 | 8.58 | 8.45 | 8.3 | 8.24 | 8.23 | 8.2 | 8.14 | 7.92 | 7.26 | 65 | 64.8 | 65 | 65.3 | 64.9 | 64 | 62.9 | 61.9 | 61 | 59.9 | 57.35 | 8.37 | 1.24 | 8.12 | 6.25 | 14.81% | 63.835 | 8.1769 | 0.033747 | 8.2257 | 0.99407 | 8.3204 | 1024.79 | 1006.44
2012-04-17 07:40 | 9.15 | 9.16 | 9.18 | 9.06 | 8.91 | 8.8 | 8.81 | 8.68 | 8.37 | 7.79 | 60.5 | 60.2 | 59.5 | 58.5 | 58 | 57.3 | 56.4 | 55.7 | 55.3 | 54.9 | 52.78 | 8.58 | 1.25 | 8.35 | 6.46 | 14.57% | 57.165 | 8.7885 | -0.010495 | 8.8014 | 0.99853 | 8.5674 | 1101.86 | 1098.19
2012-04-17 07:50 | 8.24 | 8.19 | 8.1 | 8.08 | 8.05 | 7.96 | 7.77 | 7.57 | 7.28 | 6.9 | 63 | 62.7 | 61.5 | 61.2 | 60.5 | 60 | 59.2 | 58.6 | 58 | 56.8 | 51.78 | 7.73 | 1 | 7.55 | 5.94 | 12.94% | 59.88 | 7.8043 | 0.22325 | 7.9325 | 0.98384 | 7.6051 | 807.73 | 771.61
2012-04-17 08:00 | 8.99 | 8.97 | 8.88 | 8.75 | 8.71 | 8.7 | 8.58 | 8.41 | 8.07 | 7.23 | 63 | 63.3 | 63.8 | 63.9 | 64.1 | 64.1 | 64.5 | 65.1 | 66.2 | 67.2 | 57.27 | 8.69 | 1.45 | 8.61 | 6.37 | 16.69% | 64.16 | 8.5416 | 0.12835 | 8.6827 | 0.98375 | 8.5488 | 1142.23 | 1090.85
2012-04-17 08:10 | 8.55 | 8.48 | 8.37 | 8.29 | 8.34 | 8.34 | 8.26 | 8.11 | 7.85 | 7.04 | 70.7 | 70.6 | 69.9 | 69.8 | 69.9 | 69.5 | 69.6 | 69.6 | 70.1 | 70.7 | 63.78 | 8.35 | 1.27 | 8.19 | 6.4 | 15.21% | 69.515 | 8.1824 | 0.08907 | 8.3285 | 0.98246 | 8.2036 | 1017.45 | 962.4
2012-04-17 08:20 | 10.13 | 10.12 | 9.99 | 9.87 | 9.68 | 9.49 | 9.32 | 9.13 | 8.77 | 7.98 | 67.3 | 67.2 | 66.6 | 66.5 | 67.1 | 67 | 66.6 | 66.4 | 65.9 | 64.8 | 60.71 | 9.27 | 1.57 | 8.96 | 6.69 | 16.94% | 66.94 | 9.4275 | 0.16704 | 9.4655 | 0.99599 | 9.2328 | 1358.87 | 1343.63
2012-04-17 08:30 | 9.25 | 9.21 | 9.14 | 9.08 | 9.04 | 9.03 | 8.98 | 8.86 | 8.56 | 7.7 | 67.3 | 67.5 | 68.1 | 68.6 | 68.7 | 68.2 | 68 | 68.3 | 68.2 | 68.4 | 58.16 | 9.15 | 1.01 | 8.96 | 7.25 | 11.04% | 68.17 | 8.9094 | 0.05131 | 9.0228 | 0.98743 | 9.035 | 1313.15 | 1267.43
2012-04-17 08:40 | 8.36 | 8.33 | 8.28 | 8.16 | 8.06 | 8.07 | 8.12 | 8.12 | 8.05 | 7.85 | 60.2 | 60.3 | 60.5 | 60.6 | 60.6 | 59.9 | 59.1 | 58.7 | 58.6 | 57.6 | 52.56 | 8.35 | 1.01 | 8.14 | 6.6 | 12.1% | 59.78 | 8.1127 | -0.057079 | 8.0771 | 1.0044 | 8.3868 | 1017.45 | 1032.13
2012-04-17 08:50 | 8.86 | 8.8 | 8.73 | 8.58 | 8.31 | 8.1 | 7.93 | 7.78 | 7.62 | 7.27 | 57.2 | 57.6 | 58.3 | 58.6 | 59.3 | 59.6 | 59.4 | 59.6 | 59.8 | 59.4 | 53.21 | 8.01 | 1.08 | 7.81 | 6.35 | 13.48% | 59.57 | 8.1353 | 0.19601 | 8.0754 | 1.0074 | 8.0694 | 892.67 | 914.69
2012-04-17 09:00 | 8.34 | 8.26 | 8.16 | 8.06 | 7.93 | 7.82 | 7.79 | 7.63 | 7.34 | 6.84 | 61.7 | 61.6 | 61.4 | 61.4 | 62.1 | 62.1 | 61.5 | 61 | 60.4 | 59 | 53.59 | 7.89 | 0.91 | 7.62 | 5.72 | 11.53% | 62.01 | 7.7905 | 0.03552 | 7.8157 | 0.99677 | 7.8645 | 855.89 | 846.86
2012-04-17 09:10 | 9.4 | 9.45 | 9.36 | 9.2 | 9.06 | 8.9 | 8.68 | 8.38 | 8.04 | 7.54 | 61.6 | 61.6 | 61.7 | 61.2 | 61.5 | 62.2 | 63 | 63.7 | 63.4 | 61.8 | 54.56 | 8.88 | 1.17 | 8.69 | 6.45 | 13.18% | 62.32 | 8.7789 | 0.2313 | 8.8681 | 0.98993 | 8.7906 | 1211.96 | 1178.93
2012-04-17 09:20 | 9.88 | 9.83 | 9.73 | 9.54 | 9.36 | 9.17 | 9.02 | 8.83 | 8.39 | 7.62 | 61.9 | 62 | 62.8 | 63.7 | 63.9 | 63.5 | 63.7 | 63.5 | 63.9 | 64.2 | 55.68 | 9.01 | 1.44 | 8.84 | 6.55 | 15.98% | 63.53 | 9.1127 | 0.15241 | 9.1484 | 0.9961 | 8.9748 | 1259.81 | 1244.99
2012-04-17 09:30 | 9.3 | 9.19 | 9.06 | 8.85 | 8.67 | 8.52 | 8.33 | 8.04 | 7.78 | 7.34 | 64.8 | 65.3 | 65.5 | 64.8 | 64.5 | 64.7 | 64.4 | 63.6 | 63.3 | 62.4 | 55.04 | 8.73 | 1.63 | 8.48 | 6.44 | 18.67% | 64.655 | 8.4479 | 0.20841 | 8.4925 | 0.99474 | 8.6841 | 1156.91 | 1138.56
2012-04-17 09:40 | 10.2 | 10.17 | 10.07 | 9.97 | 9.87 | 9.77 | 9.68 | 9.63 | 9.38 | 8.76 | 63.5 | 63.3 | 63.2 | 63.2 | 63.2 | 63.5 | 63.4 | 63.7 | 63.8 | 63.7 | 55.47 | 9.79 | 1.23 | 9.55 | 7.74 | 12.56% | 63.485 | 9.7332 | 0.085521 | 9.7571 | 0.99755 | 9.766 | 1556.99 | 1549.37
2012-04-17 09:50 | 8.96 | 8.9 | 8.81 | 8.78 | 8.74 | 8.7 | 8.62 | 8.44 | 8.33 | 7.96 | 64.4 | 64.2 | 63.8 | 63.5 | 63.7 | 63.1 | 62.8 | 63.3 | 63.2 | 63.1 | 57.53 | 8.33 | 1.44 | 8.2 | 6.65 | 17.29% | 63.055 | 8.6099 | 0.085368 | 8.6885 | 0.99096 | 8.2547 | 1010.11 | 980.75
2012-04-17 10:00 | 11.24 | 11.18 | 10.98 | 10.77 | 10.57 | 10.41 | 10.15 | 9.71 | 9.19 | 8.44 | 63.1 | 63.2 | 63.2 | 63.6 | 64.1 | 63.9 | 63.9 | 64.2 | 64.7 | 65.5 | 55.33 | 10.49 | 1.68 | 10.22 | 7.78 | 16.02% | 63.9 | 10.229 | 0.23373 | 10.3723 | 0.98618 | 10.345 | 1767.83 | 1730.45
2012-04-17 10:10 | 9.65 | 9.58 | 9.41 | 9.26 | 9.09 | 8.92 | 8.84 | 8.78 | 8.52 | 7.79 | 75.1 | 74.7 | 73.8 | 72.9 | 72.4 | 72.7 | 73.1 | 73.4 | 73.3 | 72.3 | 64.44 | 9.38 | 1.21 | 9.12 | 6.74 | 12.9% | 72.76 | 8.9419 | 0.083253 | 8.9085 | 1.0038 | 9.4152 | 1400.78 | 1416.02
2012-04-17 10:20 | 9.91 | 9.94 | 9.86 | 9.78 | 9.63 | 9.46 | 9.32 | 9.12 | 8.86 | 8.09 | 73.5 | 73.2 | 73.1 | 73.3 | 73.4 | 73.5 | 73.6 | 74 | 74.8 | 75.1 | 64.26 | 9.7 | 1.27 | 9.62 | 7.88 | 13.09% | 73.515 | 9.393 | 0.13778 | 9.4398 | 0.99504 | 9.6519 | 1522.7 | 1503.65
2012-04-17 10:30 | 10.34 | 10.26 | 10.21 | 10.09 | 9.9 | 9.66 | 9.42 | 9.14 | 8.74 | 7.79 | 69.5 | 69.7 | 70.1 | 69.8 | 69.7 | 69.7 | 69.7 | 69.9 | 69.4 | 68.5 | 60.54 | 9.86 | 1.04 | 9.75 | 7.48 | 10.55% | 69.7 | 9.5516 | 0.23249 | 9.6252 | 0.99235 | 9.7846 | 1583.66 | 1553.18
2012-04-17 14:40 | 9.25 | 9.22 | 9.24 | 9.03 | 8.88 | 8.67 | 8.36 | 8 | 7.47 | 6.8 | 57 | 57.2 | 56.7 | 56 | 56 | 55.4 | 54.6 | 54.4 | 54.5 | 51.7 | 47.64 | 8.72 | 1.29 | 8.34 | 6.03 | 14.79% | 55.28 | 8.4941 | 0.33647 | 8.6249 | 0.98483 | 8.5877 | 1153.24 | 1105.53
2012-04-17 14:50 | 7.02 | 6.9 | 6.71 | 6.46 | 6.19 | 6.05 | 5.91 | 5.64 | 5.32 | 5.13 | 58.7 | 58.9 | 59.5 | 59.5 | 59.2 | 58.9 | 57.8 | 57.3 | 56.9 | 57.2 | 49.9 | 6.63 | 0.97 | 6.41 | 5.22 | 14.63% | 58.735 | 6.0494 | 0.21635 | 6.0297 | 1.0033 | 6.6516 | 504.38 | 508.9
2012-04-17 15:00 | 7.38 | 7.39 | 7.23 | 7.07 | 6.92 | 6.81 | 6.71 | 6.56 | 6.32 | 5.94 | 58 | 58.7 | 58.9 | 59.1 | 59.8 | 60.6 | 60.9 | 60.8 | 60.5 | 62.2 | 54 | 6.82 | 0.93 | 6.72 | 5.45 | 13.64% | 60.645 | 6.7882 | 0.1367 | 6.7956 | 0.99891 | 6.8126 | 547.32 | 545.06
2012-04-17 15:10 | 5.74 | 5.71 | 5.51 | 5.28 | 5.12 | 4.96 | 4.77 | 4.62 | 4.42 | 4.13 | 54.1 | 53.8 | 52.4 | 52.6 | 53.1 | 53.5 | 52.5 | 51 | 48.6 | 46.3 | 43.64 | 5.28 | 0.9 | 5.07 | 3.51 | 17.05% | 53.35 | 4.9585 | 0.36095 | 4.9323 | 1.0053 | 5.308 | 245.36 | 250.22
2012-04-17 23:00 | 7.93 | 7.91 | 7.82 | 7.59 | 7.4 | 7.2 | 6.93 | 6.6 | 6.24 | 5.64 | 42.9 | 43.4 | 44.5 | 44.3 | 44.1 | 44.2 | 44.3 | 44.8 | 45 | 44 | 34.54 | 7.35 | 0.73 | 7.08 | 4.73 | 9.932% | 44.215 | 7.1008 | 0.3532 | 7.1607 | 0.99164 | 7.2885 | 693.35 | 675.29
2012-04-17 23:20 | 6.56 | 6.52 | 6.46 | 6.36 | 6.27 | 6.12 | 5.88 | 5.7 | 5.48 | 4.98 | 35.4 | 35.7 | 36.2 | 36.2 | 36.8 | 37.5 | 37.8 | 37.5 | 36.6 | 35.6 | 25.6 | 6.14 | 0.97 | 5.92 | 4.36 | 15.8% | 37.545 | 6.0189 | 0.36969 | 6.085 | 0.98913 | 6.0733 | 393.64 | 377.82
2012-04-17 23:30 | 7.07 | 7.02 | 6.94 | 6.86 | 6.77 | 6.63 | 6.44 | 6.15 | 5.65 | 4.75 | 24.2 | 24 | 24.1 | 24.2 | 24 | 23.9 | 24.1 | 24.9 | 26 | 26.4 | 14.1 | 6.74 | 0.54 | 6.5 | 4.42 | 8.012% | 23.93 | 6.4602 | 0.26869 | 6.6024 | 0.97845 | 6.5948 | 529.24 | 495.34
2012-04-17 23:50 | 6.82 | 6.79 | 6.73 | 6.6 | 6.48 | 6.28 | 6 | 5.57 | 5.18 | 4.65 | 17.3 | 17.5 | 17.1 | 16.5 | 16.5 | 16.7 | 16.5 | 16.1 | 15.3 | 12.9 | 5.7 | 6.27 | 0.52 | 5.96 | 3.81 | 8.293% | 16.67 | 6.1162 | 0.42149 | 6.2391 | 0.98029 | 6.1464 | 423.02 | 395.9
2012-04-18 01:30 | 7.35 | 7.3 | 7.2 | 7.06 | 6.92 | 6.76 | 6.62 | 6.37 | 6.03 | 5.28 | 21.6 | 21.7 | 22 | 22 | 21.8 | 21.4 | 20.9 | 20.5 | 19.7 | 19.5 | 10.4 | 6.89 | 0.49 | 6.65 | 4.62 | 7.112% | 21.325 | 6.6811 | 0.19339 | 6.7398 | 0.99129 | 6.83 | 563.14 | 549.58
2012-04-18 01:40 | 7.42 | 7.39 | 7.3 | 7.21 | 7.07 | 6.85 | 6.63 | 6.39 | 6.09 | 5.18 | 17.1 | 16.7 | 17 | 17.7 | 18.1 | 18.5 | 18.8 | 19.4 | 19.7 | 18.9 | 8.1 | 6.92 | 0.35 | 6.6 | 4.11 | 5.058% | 18.545 | 6.7606 | 0.30166 | 6.818 | 0.99158 | 6.8617 | 569.92 | 556.36
2012-04-18 03:40 | 7.35 | 7.36 | 7.35 | 7.34 | 7.28 | 7.2 | 7.07 | 6.92 | 6.69 | 6.02 | 18.1 | 18.8 | 18.6 | 18.2 | 17.7 | 17.5 | 17.5 | 17.4 | 17 | 15.3 | 5.5 | 7.23 | 0.61 | 6.97 | 5.27 | 8.437% | 17.5 | 7.083 | 0.16838 | 7.1812 | 0.98631 | 7.1311 | 657.23 | 627.13
2012-04-18 04:00 | 6.56 | 6.55 | 6.55 | 6.55 | 6.46 | 6.35 | 6.22 | 6.08 | 5.86 | 5.35 | 18 | 18.2 | 18.4 | 18.8 | 19.6 | 19.8 | 19.4 | 19.2 | 19.4 | 20.4 | 6.1 | 6.52 | 0.78 | 6.36 | 4.77 | 11.96% | 19.74 | 6.2651 | 0.19115 | 6.3312 | 0.98955 | 6.4519 | 479.52 | 463.7
2012-04-18 04:10 | 7.2 | 7.2 | 7.16 | 7.13 | 7.11 | 7.08 | 6.97 | 6.82 | 6.57 | 5.82 | 21.9 | 21.9 | 21.6 | 21.6 | 21.6 | 21.1 | 20.2 | 19.4 | 19.1 | 18.8 | 8.3 | 7.11 | 0.62 | 6.93 | 4.79 | 8.72% | 20.965 | 6.9362 | 0.1447 | 7.0641 | 0.98189 | 6.9812 | 621.11 | 583.48
2012-04-18 04:20 | 5.81 | 5.77 | 5.72 | 5.6 | 5.41 | 5.13 | 4.86 | 4.67 | 4.47 | 4.01 | 18.2 | 17.9 | 17.9 | 18.3 | 18.5 | 18.7 | 18.9 | 18.9 | 18.7 | 19.1 | 9.1 | 5.3 | 0.93 | 4.94 | 3.39 | 17.55% | 18.73 | 5.1227 | 0.49963 | 5.0904 | 1.0063 | 5.3336 | 248.6 | 253.46
2012-04-18 04:30 | 6.01 | 5.98 | 5.91 | 5.77 | 5.6 | 5.46 | 5.38 | 5.29 | 5.14 | 4.59 | 8.3 | 8.2 | 8.2 | 8.1 | 7.8 | 7 | 6.2 | 5.3 | 3.9 | 2.5 | 355.2 | 5.74 | 0.58 | 5.49 | 4.15 | 10.1% | 6.88 | 5.484 | 0.1364 | 5.4485 | 1.0065 | 5.7775 | 319.88 | 326.36
2012-04-18 04:40 | 5.86 | 5.81 | 5.7 | 5.63 | 5.57 | 5.49 | 5.38 | 5.24 | 5.02 | 4.51 | 5 | 5 | 4.8 | 4.3 | 4.3 | 4 | 3.5 | 3.2 | 3 | 2.7 | 354.8 | 5.55 | 0.49 | 5.35 | 3.75 | 8.829% | 3.925 | 5.4108 | 0.18704 | 5.4741 | 0.98844 | 5.4858 | 289.1 | 279.38
2012-04-18 04:50 | 5.71 | 5.66 | 5.53 | 5.41 | 5.32 | 5.23 | 5.16 | 5.1 | 4.97 | 4.47 | 2.6 | 2.1 | 1.4 | 1 | 0.9 | 0.8 | 0.9 | 0.5 | 359.8 | 358.4 | 349.5 | 5.37 | 0.52 | 5.17 | 4.02 | 9.683% | 0.815 | 5.2269 | 0.12452 | 5.2199 | 1.0013 | 5.3772 | 259.94 | 261.56
2012-04-18 05:00 | 5.64 | 5.53 | 5.37 | 5.26 | 5.18 | 5.04 | 4.84 | 4.64 | 4.47 | 4.07 | 6.5 | 6.1 | 5.6 | 5 | 4 | 2.9 | 1.9 | 1 | 0.9 | 0.1 | 354.1 | 5.07 | 0.68 | 4.79 | 3.29 | 13.41% | 2.75 | 4.9631 | 0.37418 | 5.0108 | 0.99047 | 5.0217 | 211.34 | 203.24
2012-04-18 05:10 | 6.08 | 6.04 | 5.94 | 5.84 | 5.72 | 5.58 | 5.49 | 5.42 | 5.26 | 4.69 | 6.3 | 6 | 5.3 | 4.4 | 3.7 | 3 | 2.7 | 2.4 | 2.1 | 1.7 | 351.9 | 5.77 | 0.5 | 5.58 | 4.11 | 8.666% | 2.955 | 5.5829 | 0.15026 | 5.567 | 1.0029 | 5.7865 | 324.74 | 327.98
2012-04-18 05:20 | 5.95 | 5.89 | 5.8 | 5.73 | 5.59 | 5.48 | 5.38 | 5.26 | 5.13 | 4.74 | 2 | 1.7 | 1.5 | 1.4 | 1.6 | 2 | 2.3 | 2.2 | 1.8 | 2 | 350.5 | 5.65 | 0.56 | 5.45 | 4.19 | 9.912% | 2.045 | 5.4652 | 0.17019 | 5.4656 | 0.99994 | 5.6497 | 305.3 | 305.3
2012-04-18 05:30 | 5.25 | 5.18 | 5.03 | 4.87 | 4.75 | 4.64 | 4.54 | 4.39 | 4.15 | 3.82 | 1.5 | 1.4 | 1.4 | 1.1 | 0.5 | 360 | 359.5 | 358.4 | 356.9 | 354.9 | 347.1 | 4.71 | 0.57 | 4.44 | 3.52 | 12.1% | 359.925 | 4.6174 | 0.20134 | 4.6255 | 0.99825 | 4.7018 | 168.39 | 167.3
2012-04-18 05:40 | 4.61 | 4.55 | 4.45 | 4.38 | 4.32 | 4.23 | 4.15 | 4.1 | 4.04 | 3.88 | 355.8 | 355.2 | 354.3 | 354.2 | 354.4 | 354.5 | 354.4 | 353.7 | 353 | 351.4 | 343.4 | 4.32 | 0.55 | 4.18 | 3.82 | 12.73% | 354.485 | 4.2333 | 0.17644 | 4.2184 | 1.0035 | 4.3352 | 125.88 | 128.06
2012-04-18 05:50 | 5.39 | 5.37 | 5.32 | 5.27 | 5.22 | 5.13 | 5.02 | 4.9 | 4.76 | 4.52 | 358.6 | 358.2 | 357.1 | 355.7 | 354.7 | 354.2 | 353.2 | 352.7 | 353.2 | 352.8 | 342.1 | 5.21 | 0.71 | 5.08 | 4.24 | 13.63% | 354.05 | 5.0728 | 0.20031 | 5.1141 | 0.99192 | 5.1679 | 234.02 | 227.54
2012-04-18 06:00 | 5.89 | 5.77 | 5.57 | 5.41 | 5.27 | 5.11 | 4.99 | 4.81 | 4.57 | 4.13 | 7.2 | 6.9 | 6.1 | 5.5 | 5.4 | 4.6 | 3.6 | 2.8 | 1.8 | 359.3 | 351.7 | 5.12 | 0.78 | 4.91 | 3.4 | 15.23% | 4.45 | 5.0978 | 0.2196 | 5.0926 | 1.001 | 5.1252 | 219.44 | 221.06
2012-04-18 06:10 | 5.18 | 5.16 | 5.1 | 5.07 | 5.01 | 4.96 | 4.96 | 4.91 | 4.72 | 4.34 | 0.3 | 0.5 | 0.8 | 0.9 | 0.2 | 359.3 | 359.6 | 359.6 | 359.4 | 358.7 | 347.9 | 4.97 | 0.61 | 4.85 | 3.85 | 12.27% | 359.345 | 4.9398 | 0 | 4.96 | 0.99592 | 4.9497 | 196.73 | 194.55
2012-04-18 06:20 | 5.26 | 5.27 | 5.27 | 5.22 | 5.15 | 5.06 | 5 | 4.89 | 4.8 | 4.56 | 358.8 | 358.6 | 357.9 | 357.1 | 355.7 | 353.7 | 351.9 | 351.2 | 351.3 | 351.9 | 343.8 | 5.32 | 0.58 | 5.18 | 4.43 | 10.9% | 353.43 | 5.0339 | 0.11023 | 5.0514 | 0.99655 | 5.3017 | 251.84 | 248.6
2012-04-18 06:30 | 4.94 | 4.89 | 4.91 | 4.93 | 4.88 | 4.8 | 4.69 | 4.6 | 4.56 | 4.4 | 3.2 | 3.2 | 2.2 | 1 | 359.8 | 359 | 358.1 | 357 | 354.7 | 351.2 | 348.2 | 4.92 | 0.65 | 4.78 | 3.93 | 13.21% | 358.865 | 4.7485 | 0.21424 | 4.7841 | 0.99257 | 4.8834 | 191.28 | 186.92
2012-04-18 06:40 | 5.61 | 5.6 | 5.54 | 5.47 | 5.41 | 5.38 | 5.34 | 5.16 | 4.93 | 4.5 | 16.2 | 16.3 | 15.7 | 15 | 14.3 | 13.4 | 12.5 | 11.9 | 10.6 | 8.2 | 359.4 | 5.34 | 0.61 | 5.19 | 3.7 | 11.42% | 13.265 | 5.293 | 0.068963 | 5.3743 | 0.98489 | 5.2593 | 255.08 | 242.12
2012-04-18 07:20 | 5.82 | 5.82 | 5.78 | 5.69 | 5.57 | 5.4 | 5.21 | 5.1 | 4.94 | 4.49 | 20.3 | 20.4 | 20.7 | 20.4 | 20.4 | 20.4 | 19.5 | 19.2 | 18.9 | 16.8 | 7.6 | 5.56 | 0.71 | 5.35 | 3.91 | 12.77% | 20.265 | 5.3664 | 0.331 | 5.3724 | 0.99889 | 5.5538 | 290.72 | 289.1
2012-04-18 07:40 | 6.82 | 6.79 | 6.77 | 6.63 | 6.46 | 6.32 | 6.17 | 5.9 | 5.66 | 5.19 | 26.9 | 26.9 | 26.8 | 27.2 | 27.6 | 27.2 | 27.7 | 27.1 | 25.9 | 24.5 | 14.9 | 6.49 | 1.01 | 6.24 | 4.94 | 15.56% | 27.275 | 6.2536 | 0.22197 | 6.2983 | 0.99291 | 6.444 | 472.74 | 461.44
2012-04-18 08:00 | 5.69 | 5.69 | 5.68 | 5.68 | 5.66 | 5.59 | 5.48 | 5.37 | 5.22 | 5.07 | 18.3 | 18.4 | 18.5 | 17.9 | 17.4 | 17.2 | 16.3 | 15.8 | 16.3 | 16.4 | 9.9 | 5.74 | 0.81 | 5.61 | 4.66 | 14.11% | 17.065 | 5.5111 | 0.18366 | 5.5741 | 0.98869 | 5.6751 | 319.88 | 310.16
2012-04-18 08:10 | 5.78 | 5.76 | 5.68 | 5.62 | 5.64 | 5.65 | 5.48 | 5.37 | 5.35 | 5.19 | 357.4 | 357.5 | 357.6 | 357.2 | 356.8 | 357.3 | 357.1 | 356.9 | 357.3 | 358.8 | 345.2 | 5.72 | 0.7 | 5.57 | 4.49 | 12.24% | 357.27 | 5.5344 | 0.28232 | 5.6253 | 0.98383 | 5.6275 | 316.64 | 302.06
2012-04-18 08:20 | 6.43 | 6.43 | 6.42 | 6.41 | 6.43 | 6.41 | 6.38 | 6.4 | 6.39 | 6.18 | 355.1 | 354.6 | 353.8 | 352.7 | 351.7 | 350.6 | 350.1 | 349.2 | 347.8 | 347.4 | 341.5 | 6.54 | 0.6 | 6.45 | 5.78 | 9.174% | 350.525 | 6.3908 | 0.043351 | 6.4057 | 0.99768 | 6.5248 | 484.04 | 479.52
2012-04-18 08:30 | 5.75 | 5.74 | 5.64 | 5.51 | 5.34 | 5.18 | 5.18 | 5.12 | 5.04 | 4.71 | 10 | 9.5 | 8.2 | 6.8 | 4.7 | 3.5 | 3.2 | 2.1 | 0.3 | 357.7 | 351.3 | 5.29 | 0.69 | 5.16 | 4.29 | 13.04% | 3.455 | 5.269 | 0 | 5.18 | 1.0172 | 5.3809 | 246.98 | 261.56
2012-04-18 08:40 | 5.85 | 5.94 | 5.9 | 5.9 | 5.84 | 5.76 | 5.6 | 5.41 | 5.22 | 4.61 | 19 | 19.9 | 19 | 19.1 | 18.7 | 17.2 | 14.8 | 12.6 | 10.9 | 9.1 | 3.7 | 5.56 | 0.98 | 5.38 | 4.03 | 17.63% | 16.84 | 5.6234 | 0.26033 | 5.7368 | 0.98023 | 5.4501 | 290.72 | 272.9
2012-04-18 09:10 | 5.49 | 5.48 | 5.4 | 5.29 | 5.17 | 5.12 | 5.06 | 5.04 | 4.94 | 4.63 | 17.1 | 17.6 | 16.2 | 15.3 | 14.7 | 13.6 | 12.3 | 11.4 | 10.2 | 7.3 | 360 | 5.21 | 0.52 | 5.06 | 4.25 | 9.981% | 13.405 | 5.1278 | 0.10893 | 5.1114 | 1.0032 | 5.2267 | 234.02 | 237.26
2012-04-18 09:30 | 4.72 | 4.67 | 4.51 | 4.39 | 4.26 | 4.13 | 4.01 | 3.95 | 3.89 | 3.73 | 16 | 16.6 | 17.3 | 16.8 | 15.9 | 15.3 | 15.5 | 15.2 | 14 | 10.7 | 5.5 | 4.14 | 0.84 | 3.97 | 3.19 | 20.29% | 15.33 | 4.1652 | 0.27248 | 4.1126 | 1.0128 | 4.1929 | 106.26 | 111.71
2012-04-18 09:40 | 4.82 | 4.78 | 4.61 | 4.51 | 4.44 | 4.33 | 4.21 | 4.1 | 3.98 | 3.77 | 27.9 | 26.8 | 26.6 | 24.7 | 22.3 | 21.1 | 20.7 | 18.6 | 16.6 | 17.1 | 16.7 | 4.21 | 0.87 | 4.06 | 3.01 | 20.67% | 21.04 | 4.3028 | 0.25972 | 4.3126 | 0.99772 | 4.2004 | 113.89 | 112.8
2012-04-18 09:50 | 4.4 | 4.39 | 4.48 | 4.48 | 4.47 | 4.47 | 4.49 | 4.46 | 4.4 | 4.22 | 28.8 | 29.8 | 30 | 28.8 | 27.4 | 26.5 | 26.9 | 27.4 | 28.9 | 30.8 | 23.1 | 3.96 | 0.77 | 3.83 | 3.58 | 19.44% | 26.56 | 4.4458 | -0.041254 | 4.4729 | 0.99395 | 3.9361 | 87.36 | 85.54
2012-04-18 10:00 | 3.67 | 3.7 | 3.74 | 3.75 | 3.74 | 3.73 | 3.73 | 3.74 | 3.72 | 3.42 | 19 | 18.7 | 18.3 | 17.3 | 16.1 | 14.4 | 12.5 | 11.8 | 12.4 | 13.1 | 5.6 | 3.85 | 0.63 | 3.76 | 3.13 | 16.36% | 14.115 | 3.7151 | 0 | 3.73 | 0.996 | 3.8346 | 77.35 | 75.53
2012-04-18 10:10 | 4.12 | 4.08 | 4.02 | 3.97 | 3.92 | 3.88 | 3.86 | 3.85 | 3.7 | 3.5 | 23.8 | 23.2 | 22.8 | 23.2 | 24.5 | 25.6 | 24.8 | 23.3 | 23.2 | 20.7 | 11.8 | 4.09 | 0.99 | 3.93 | 3.74 | 24.21% | 25.48 | 3.8721 | 0.047757 | 3.8771 | 0.9987 | 4.0847 | 100.81 | 99.72
2012-04-18 10:20 | 4.51 | 4.53 | 4.48 | 4.46 | 4.42 | 4.31 | 4.11 | 3.85 | 3.56 | 3.11 | 27.8 | 28.2 | 29.4 | 29.5 | 28.8 | 27.6 | 28 | 27.7 | 26.7 | 27.6 | 22.1 | 4.02 | 0.84 | 3.92 | 3.06 | 20.9% | 27.66 | 4.1589 | 0.43908 | 4.2808 | 0.97154 | 3.9056 | 93.18 | 82.81
2012-04-18 10:30 | 4.19 | 4.12 | 4.04 | 3.95 | 3.83 | 3.7 | 3.58 | 3.47 | 3.4 | 3.17 | 40.8 | 40.7 | 39.6 | 40.7 | 41.7 | 42 | 42.7 | 41.8 | 41.1 | 44.1 | 25.2 | 3.82 | 0.74 | 3.68 | 2.97 | 19.37% | 42.105 | 3.7064 | 0.30468 | 3.6826 | 1.0065 | 3.8447 | 74.62 | 76.44
2012-04-18 10:40 | 4.44 | 4.45 | 4.48 | 4.42 | 4.41 | 4.45 | 4.42 | 4.37 | 4.24 | 4 | 35.4 | 35.3 | 35.1 | 33.7 | 32.5 | 32.8 | 33.4 | 33.9 | 33.9 | 31.1 | 16.8 | 4.27 | 0.82 | 4.16 | 3.84 | 19.2% | 32.89 | 4.3803 | 0.06251 | 4.4457 | 0.9853 | 4.2072 | 120.43 | 113.89
2012-04-18 10:50 | 4.15 | 4.16 | 4.19 | 4.17 | 4.09 | 4.06 | 4.05 | 3.97 | 3.88 | 3.6 | 8.1 | 7.5 | 7.1 | 7 | 7.1 | 6.9 | 7.2 | 7.7 | 9.2 | 7.9 | 0.1 | 4.2 | 0.68 | 4.1 | 3.29 | 16.19% | 6.945 | 4.0393 | 0.022789 | 4.0586 | 0.99525 | 4.1801 | 112.8 | 110.62
2012-04-18 11:00 | 3.59 | 3.58 | 3.57 | 3.56 | 3.6 | 3.62 | 3.64 | 3.61 | 3.43 | 3.17 | 12.9 | 13.5 | 14.2 | 12.4 | 11.6 | 10.9 | 10.3 | 9.7 | 9.3 | 8.5 | 9.1 | 3.58 | 0.62 | 3.49 | 2.78 | 17.32% | 10.81 | 3.5579 | -0.050915 | 3.6229 | 0.98208 | 3.5159 | 52.78 | 47.32
2012-04-18 11:10 | 3.35 | 3.35 | 3.35 | 3.35 | 3.34 | 3.3 | 3.27 | 3.26 | 3.31 | 3.22 | 14.1 | 14.1 | 13.5 | 12.7 | 11.6 | 10.7 | 10 | 10 | 10.4 | 9.2 | 0.5 | 3.38 | 0.47 | 3.25 | 3.04 | 13.91% | 10.595 | 3.3062 | 0.084393 | 3.2957 | 1.0032 | 3.3907 | 34.58 | 35.49
2012-04-18 11:20 | 3.26 | 3.2 | 3.16 | 3.21 | 3.16 | 3.11 | 3.08 | 3.02 | 2.98 | 3.05 | 15 | 14.9 | 12.8 | 10.1 | 7.4 | 6.4 | 3.3 | 359.9 | 357.2 | 355.1 | 3.9 | 2.99 | 0.62 | 2.9 | 2.84 | 20.74% | 5.935 | 3.0895 | 0.089574 | 3.1057 | 0.99479 | 2.9744 | 0 | 0
2012-04-18 11:30 | 3.79 | 3.72 | 3.41 | 3.22 | 3.08 | 2.91 | 2.83 | 2.78 | 2.61 | 2.23 | 22 | 22.3 | 22.4 | 24.9 | 27.3 | 28.1 | 27.9 | 28.3 | 27.6 | 22.2 | 15.1 | 2.89 | 1.07 | 2.88 | 2.58 | 37.02% | 28.07 | 2.9898 | 0.25761 | 2.8984 | 1.0316 | 2.9812 | 0 | 0
2012-04-18 11:40 | 3.74 | 3.7 | 3.73 | 3.78 | 3.79 | 3.74 | 3.75 | 3.71 | 3.56 | 3.16 | 5.6 | 8.6 | 13 | 14.5 | 15.7 | 15.6 | 14.6 | 12.2 | 10.9 | 11.5 | 0.2 | 3.33 | 0.96 | 3.21 | 2.96 | 28.83% | 15.45 | 3.6937 | -0.024676 | 3.7414 | 0.98724 | 3.2875 | 30.03 | 26.39
2012-04-18 11:50 | 4.2 | 4.2 | 4.06 | 4 | 3.92 | 3.9 | 3.87 | 3.77 | 3.74 | 3.66 | 35.8 | 36.9 | 37.1 | 37.3 | 36.7 | 36.3 | 36.6 | 36.6 | 37.9 | 38 | 25.2 | 4.2 | 0.74 | 4.12 | 3.42 | 17.62% | 36.345 | 3.8951 | 0.071359 | 3.8957 | 0.99984 | 4.1993 | 112.8 | 112.8
2012-04-18 12:00 | 3.62 | 3.49 | 3.43 | 3.33 | 3.43 | 3.47 | 3.49 | 3.48 | 3.32 | 3.03 | 61.8 | 62.7 | 63.2 | 62.7 | 64.6 | 66 | 66.2 | 64.7 | 59.6 | 53.7 | 36.23 | 3.28 | 0.7 | 3.23 | 2.79 | 21.34% | 66.03 | 3.4019 | -0.053109 | 3.4729 | 0.97958 | 3.213 | 25.48 | 19.11
2012-04-18 12:10 | 3.4 | 3.37 | 3.38 | 3.4 | 3.3 | 3.25 | 3.3 | 3.33 | 3.21 | 3.08 | 23.8 | 25.8 | 25.7 | 26.2 | 26 | 25.4 | 23.6 | 22.4 | 22.2 | 23.5 | 12.7 | 3.46 | 0.98 | 3.36 | 2.87 | 28.32% | 25.13 | 3.2977 | -0.14109 | 3.2571 | 1.0125 | 3.5032 | 41.86 | 45.5
2012-04-18 15:50 | 2.16 | 2.13 | 2.1 | 2.05 | 1.99 | 1.92 | 1.86 | 1.89 | 1.98 | 1.99 | 196.7 | 197.5 | 199.7 | 200.1 | 200.9 | 199.8 | 198.4 | 197 | 196.6 | 196.8 | 195 | 1.74 | 0.52 | 1.65 | 1.4 | 29.89% | 199.59 | 1.9755 | 0.29339 | 1.9113 | 1.0336 | 1.7985 | 0 | 0
2012-04-18 16:00 | 1.38 | 1.34 | 1.33 | 1.16 | 1.08 | 1.02 | 0.96 | 0.93 | 0.91 | 1.17 | 187.1 | 185 | 192.9 | 196.9 | 200 | 201.2 | 203.1 | 208.5 | 209.8 | 282.7 | 200 | 1.02 | 0.36 | 0.84 | 0.76 | 35.29% | 201.485 | 1.0514 | 0.56023 | 1.0112 | 1.0397 | 1.0605 | 0 | 0
2012-04-18 23:40 | 7 | 6.83 | 6.52 | 6.19 | 5.98 | 5.78 | 5.55 | 5.41 | 5.54 | 5.59 | 168.1 | 167.7 | 167.8 | 166.6 | 166 | 166.1 | 165.5 | 164.5 | 163.6 | 161.1 | 158.2 | 4.82 | 0.8 | 4.9 | 5.68 | 16.6% | 166.01 | 5.8872 | 0.37524 | 5.7465 | 1.0245 | 4.938 | 180.38 | 193.46
2012-04-18 23:50 | 7.54 | 7.42 | 7.15 | 6.79 | 6.49 | 6.3 | 6.12 | 5.92 | 5.79 | 5.52 | 179 | 178.6 | 178.2 | 178.2 | 177.5 | 175.8 | 173.7 | 172 | 170.4 | 166.7 | 163.2 | 5.89 | 1.12 | 5.56 | 5.27 | 19.02% | 175.485 | 6.3744 | 0.26787 | 6.2739 | 1.016 | 5.9844 | 344.18 | 358.76
2012-04-19 | 8.93 | 8.77 | 8.45 | 8.09 | 7.75 | 7.36 | 6.96 | 6.65 | 6.45 | 6.28 | 184.1 | 184 | 183.4 | 182.2 | 180.9 | 178.8 | 177.2 | 176.9 | 177.5 | 176.4 | 166.7 | 7.57 | 1.22 | 7.01 | 6.24 | 16.12% | 178.56 | 7.4228 | 0.51639 | 7.3013 | 1.0166 | 7.696 | 759.57 | 798.7
2012-04-19 00:10 | 9.27 | 9.16 | 8.88 | 8.57 | 8.32 | 7.99 | 7.67 | 7.34 | 7.06 | 6.8 | 185.8 | 185.8 | 185.5 | 184.5 | 183.9 | 183.5 | 181.8 | 179.6 | 179.1 | 176.8 | 168.4 | 8.39 | 1.07 | 7.94 | 6.59 | 12.75% | 183.245 | 7.9898 | 0.37772 | 7.9433 | 1.0058 | 8.439 | 1032.13 | 1050.48
2012-04-19 00:20 | 7.79 | 7.67 | 7.51 | 7.39 | 7.21 | 7.02 | 6.82 | 6.63 | 6.48 | 6.36 | 179.8 | 180.2 | 180.5 | 180.5 | 180.6 | 180.6 | 180.5 | 180.3 | 179.3 | 177.2 | 165.1 | 6.94 | 1.8 | 6.82 | 6.24 | 25.94% | 180.585 | 7.0097 | 0.2671 | 6.991 | 1.0027 | 6.9586 | 574.44 | 578.96
2012-04-19 00:30 | 6.64 | 6.38 | 5.97 | 5.69 | 5.46 | 5.24 | 5.1 | 4.96 | 4.83 | 4.82 | 164 | 163.4 | 162.5 | 162.5 | 162.9 | 163.3 | 163.3 | 162.9 | 162.2 | 162.1 | 159 | 4.1 | 0.63 | 4.15 | 4.74 | 15.37% | 163.3 | 5.3572 | 0.25025 | 5.2197 | 1.0263 | 4.208 | 101.9 | 113.89
2012-04-19 00:40 | 5.99 | 5.91 | 5.71 | 5.58 | 5.55 | 5.5 | 5.51 | 5.56 | 5.56 | 5.36 | 160.4 | 160.3 | 160.3 | 159.5 | 158.9 | 158.1 | 157.5 | 156.9 | 156.8 | 158.6 | 151 | 5.58 | 0.9 | 5.59 | 5.16 | 16.13% | 158.01 | 5.5677 | -0.016787 | 5.5014 | 1.012 | 5.6472 | 293.96 | 305.3
2012-04-19 00:50 | 5.5 | 5.47 | 5.41 | 5.32 | 5.22 | 5.1 | 5.01 | 4.96 | 4.86 | 4.57 | 155.8 | 154.9 | 154.2 | 153.9 | 153.4 | 152.6 | 151.7 | 150.8 | 149.5 | 148.3 | 143.9 | 5.12 | 0.68 | 5.14 | 4.26 | 13.28% | 152.465 | 5.1101 | 0.16453 | 5.087 | 1.0045 | 5.1432 | 219.44 | 222.68
2012-04-19 01:00 | 5.52 | 5.56 | 5.58 | 5.56 | 5.56 | 5.49 | 5.3 | 5.05 | 4.82 | 4.45 | 153.7 | 153.4 | 152.7 | 151.8 | 150.9 | 149.6 | 149 | 148.7 | 147.8 | 144.7 | 142.2 | 5.61 | 0.53 | 5.48 | 3.88 | 9.447% | 149.51 | 5.3124 | 0.32548 | 5.4624 | 0.97254 | 5.456 | 298.82 | 274.52
2012-04-19 01:10 | 6.45 | 6.35 | 6.16 | 5.96 | 5.75 | 5.55 | 5.38 | 5.18 | 4.86 | 4.24 | 151.8 | 151.6 | 150.2 | 148.3 | 147.3 | 147.1 | 146.8 | 146.7 | 146.6 | 145.6 | 140.3 | 5.82 | 0.74 | 5.58 | 4 | 12.71% | 147.055 | 5.5419 | 0.28748 | 5.5253 | 1.003 | 5.8375 | 332.84 | 336.08
2012-04-19 02:00 | 9.74 | 9.75 | 9.68 | 9.56 | 9.43 | 9.29 | 9.18 | 9.03 | 8.78 | 8.36 | 150.3 | 150.3 | 150.3 | 150.6 | 150.5 | 150.2 | 150.1 | 149.3 | 148 | 146.4 | 140.8 | 9.35 | 0.64 | 9.35 | 7.76 | 6.845% | 150.185 | 9.2512 | 0.11007 | 9.2742 | 0.99752 | 9.3268 | 1389.35 | 1381.73
2012-04-19 02:10 | 9.35 | 9.42 | 9.51 | 9.46 | 9.36 | 9.31 | 9.27 | 9.2 | 9.07 | 8.73 | 154 | 153.5 | 152.7 | 152.2 | 151.8 | 151.1 | 150.2 | 148.8 | 147.6 | 146.9 | 141.4 | 9.41 | 0.62 | 9.44 | 8.12 | 6.589% | 150.965 | 9.2777 | 0.039789 | 9.3043 | 0.99714 | 9.3831 | 1412.21 | 1400.78
2012-04-19 02:20 | 9.3 | 9.24 | 9.13 | 9.01 | 8.88 | 8.74 | 8.61 | 8.44 | 8.17 | 7.79 | 156 | 155.5 | 154.3 | 153.2 | 152.3 | 151.3 | 150.3 | 149.4 | 148.5 | 147.9 | 142.3 | 8.84 | 0.6 | 8.85 | 7.33 | 6.787% | 151.15 | 8.6843 | 0.13848 | 8.7213 | 0.99576 | 8.8026 | 1197.28 | 1182.6
2012-04-19 02:30 | 9.2 | 9.15 | 9.06 | 9.05 | 9.13 | 9.16 | 9 | 8.71 | 8.39 | 7.93 | 156.9 | 156.8 | 156.3 | 156 | 155.5 | 154.8 | 154 | 152.9 | 151.9 | 151.2 | 144.4 | 9.36 | 0.78 | 9.32 | 7.89 | 8.333% | 154.68 | 8.8957 | 0.16284 | 9.1369 | 0.9736 | 9.1129 | 1393.16 | 1297.91
2012-04-19 02:40 | 8.28 | 8.34 | 8.5 | 8.7 | 8.9 | 9.02 | 8.98 | 8.82 | 8.58 | 8.17 | 160.5 | 159.2 | 157.7 | 156.4 | 155.3 | 154.1 | 152.8 | 151.1 | 149.5 | 147.9 | 143 | 9.35 | 0.73 | 9.4 | 7.82 | 7.807% | 153.905 | 8.741 | 0.041071 | 9.0143 | 0.96969 | 9.0666 | 1389.35 | 1282.67
2012-04-19 02:50 | 7.28 | 7.24 | 7.27 | 7.52 | 7.85 | 8.07 | 8.17 | 8.23 | 8.24 | 8.06 | 160.2 | 159.5 | 157.8 | 156 | 154.6 | 154.1 | 153.9 | 152.5 | 150.3 | 148.1 | 144.8 | 8.27 | 0.84 | 8.5 | 7.41 | 10.16% | 154.07 | 7.9152 | -0.11381 | 8.0843 | 0.97909 | 8.097 | 988.09 | 925.7
2012-04-19 03:00 | 6.41 | 6.4 | 6.4 | 6.36 | 6.48 | 6.77 | 7.07 | 7.35 | 7.5 | 7.37 | 165.6 | 165 | 163.2 | 161.1 | 159.1 | 157.3 | 155.8 | 154.3 | 152.1 | 148.7 | 147.7 | 6.78 | 0.97 | 7.3 | 6.94 | 14.31% | 157.075 | 6.8771 | -0.40068 | 6.8122 | 1.0095 | 6.8446 | 538.28 | 551.84
2012-04-19 03:10 | 5.73 | 5.77 | 5.94 | 6.22 | 6.47 | 6.77 | 7.1 | 7.34 | 7.4 | 7.14 | 163.5 | 162.1 | 160.5 | 159.8 | 158.7 | 156.5 | 154.7 | 152.7 | 150.9 | 149.2 | 146.7 | 6.75 | 1.22 | 7.15 | 6.74 | 18.07% | 156.23 | 6.7773 | -0.43981 | 6.8163 | 0.99428 | 6.7114 | 531.5 | 522.46
2012-04-19 03:20 | 6.33 | 6.29 | 6.42 | 6.61 | 6.75 | 6.91 | 7 | 7.13 | 7.06 | 6.75 | 165.5 | 164.5 | 163.4 | 162 | 159.9 | 158.4 | 156.8 | 154.9 | 153 | 150.7 | 147.2 | 7.09 | 0.92 | 7.28 | 6.25 | 12.98% | 158.16 | 6.8184 | -0.11958 | 6.9228 | 0.98492 | 6.9831 | 615.09 | 583.48
2012-04-19 03:30 | 6.58 | 6.6 | 6.65 | 6.8 | 6.94 | 7.15 | 7.32 | 7.31 | 7.14 | 6.73 | 164.3 | 163.3 | 159.8 | 156.9 | 155.2 | 153.7 | 152.2 | 150.8 | 149.6 | 147.9 | 144.5 | 7.38 | 0.76 | 7.49 | 6.15 | 10.3% | 153.475 | 7.0166 | -0.21714 | 7.1741 | 0.97804 | 7.218 | 702.38 | 654.22
2012-04-19 03:40 | 7.01 | 6.82 | 6.55 | 6.43 | 6.58 | 6.83 | 7.1 | 7.3 | 7.29 | 7.1 | 166.8 | 166 | 163.2 | 161 | 158.5 | 156.3 | 154.7 | 152.8 | 150.6 | 147.8 | 148.3 | 6.95 | 0.95 | 7.33 | 6.59 | 13.67% | 156.06 | 6.8815 | -0.35827 | 6.868 | 1.002 | 6.9636 | 576.7 | 578.96
2012-04-19 03:50 | 7.22 | 7.07 | 6.85 | 6.8 | 6.83 | 6.89 | 7 | 7.1 | 7.1 | 6.95 | 170.5 | 169.9 | 167.5 | 164.4 | 162.4 | 160.3 | 157.4 | 154.4 | 152.1 | 150 | 151.8 | 6.72 | 1.11 | 6.95 | 6.55 | 16.52% | 159.865 | 6.9161 | -0.14637 | 6.9057 | 1.0015 | 6.7301 | 524.72 | 526.98
2012-04-19 04:00 | 7.31 | 7.1 | 6.72 | 6.37 | 6.21 | 6.29 | 6.42 | 6.58 | 6.69 | 6.45 | 168.6 | 168 | 167.3 | 166.1 | 163.7 | 161.1 | 158.7 | 156.3 | 154.1 | 152 | 156.3 | 5.86 | 0.96 | 6.08 | 5.99 | 16.38% | 160.74 | 6.469 | -0.18904 | 6.3085 | 1.0254 | 6.0091 | 339.32 | 364.26
2012-04-19 04:10 | 7.15 | 6.94 | 6.66 | 6.38 | 6.15 | 5.96 | 5.84 | 5.68 | 5.59 | 5.44 | 173.3 | 171.8 | 170.5 | 169.6 | 168 | 166.3 | 164.7 | 162.3 | 160.1 | 157.4 | 158.2 | 5.36 | 0.91 | 5.39 | 5.13 | 16.98% | 166.06 | 6.0394 | 0.18796 | 5.9427 | 1.0163 | 5.4473 | 258.32 | 272.9
2012-04-19 04:20 | 7.92 | 7.74 | 7.4 | 7.04 | 6.65 | 6.37 | 6.33 | 6.34 | 6.33 | 6.21 | 174.3 | 173.4 | 172.2 | 171.4 | 170 | 167.8 | 165.5 | 163.1 | 161.1 | 157.9 | 159 | 5.63 | 1.05 | 5.75 | 6.03 | 18.65% | 167.455 | 6.6466 | 0.058211 | 6.3643 | 1.0444 | 5.8798 | 302.06 | 342.56
2012-04-19 04:30 | 8.17 | 7.91 | 7.42 | 7 | 6.7 | 6.45 | 6.3 | 6.22 | 6.14 | 6.16 | 173 | 172.1 | 170.6 | 168.8 | 166.6 | 164.3 | 162.6 | 161.1 | 158.8 | 155.2 | 156.1 | 5.91 | 0.97 | 5.93 | 5.97 | 16.41% | 164.045 | 6.6278 | 0.21744 | 6.4283 | 1.031 | 6.0934 | 347.42 | 382.34
2012-04-19 04:40 | 8.17 | 7.93 | 7.41 | 6.91 | 6.55 | 6.39 | 6.4 | 6.46 | 6.5 | 6.36 | 171.3 | 170.4 | 168.8 | 166.5 | 164.3 | 162.4 | 160 | 157.2 | 154.4 | 151.2 | 155.6 | 5.86 | 0.99 | 5.98 | 6.11 | 16.89% | 162.04 | 6.6716 | -0.01445 | 6.3914 | 1.0438 | 6.1169 | 339.32 | 389.12
2012-04-19 04:50 | 7.43 | 7.11 | 6.62 | 6.37 | 6.32 | 6.33 | 6.32 | 6.32 | 6.34 | 6.2 | 167.2 | 166.4 | 165 | 162.9 | 160.9 | 159.2 | 157.1 | 154.4 | 151.5 | 147.8 | 153.2 | 5.83 | 0.96 | 6.04 | 5.78 | 16.47% | 158.885 | 6.3722 | 0.01461 | 6.3286 | 1.0069 | 5.8702 | 334.46 | 340.94
2012-04-19 05:00 | 7.62 | 7.43 | 7.2 | 7.08 | 7.09 | 7.23 | 7.41 | 7.43 | 7.28 | 6.88 | 165.5 | 164.3 | 161.5 | 158.8 | 156.4 | 154.3 | 152.6 | 151.3 | 149.6 | 147.8 | 146.6 | 7.25 | 0.87 | 7.42 | 6.49 | 12% | 154.045 | 7.2193 | -0.22725 | 7.2555 | 0.995 | 7.2138 | 663.25 | 651.21
2012-04-19 05:10 | 7.2 | 7.06 | 6.87 | 6.85 | 6.96 | 7.1 | 7.19 | 7.2 | 7.12 | 6.74 | 165.6 | 164.6 | 161.8 | 159.3 | 157.2 | 155.2 | 153.4 | 151.7 | 149.6 | 147.2 | 147.5 | 7.23 | 0.97 | 7.39 | 6.28 | 13.42% | 154.93 | 7.0156 | -0.1164 | 7.1128 | 0.98633 | 7.1312 | 657.23 | 627.13
2012-04-19 05:20 | 7.32 | 7.12 | 6.88 | 6.81 | 6.7 | 6.52 | 6.41 | 6.33 | 6.23 | 5.98 | 168.6 | 167.9 | 166.5 | 164.6 | 162.6 | 160.6 | 158.5 | 156.5 | 154.2 | 152 | 152.5 | 6.1 | 1.01 | 6.03 | 5.6 | 16.56% | 160.285 | 6.5309 | 0.15724 | 6.5041 | 1.0041 | 6.1251 | 384.6 | 391.38
2012-04-19 05:30 | 8.37 | 8.13 | 7.71 | 7.24 | 6.82 | 6.47 | 6.34 | 6.32 | 6.22 | 5.81 | 170.5 | 169.6 | 168 | 165.6 | 163.1 | 161.3 | 160.1 | 158.8 | 157 | 153.3 | 155.2 | 6.17 | 1.02 | 6.26 | 5.67 | 16.53% | 161.12 | 6.7444 | 0.18757 | 6.4512 | 1.0454 | 6.4504 | 400.42 | 463.7
2012-04-19 05:40 | 8.84 | 8.56 | 8.05 | 7.58 | 7.14 | 6.75 | 6.5 | 6.41 | 6.26 | 5.99 | 171.9 | 170.3 | 167.2 | 164.7 | 163 | 160.8 | 158.8 | 157.1 | 154.5 | 149.9 | 155.9 | 6.21 | 1.04 | 6.27 | 5.82 | 16.75% | 160.5 | 6.982 | 0.34876 | 6.7136 | 1.04 | 6.4583 | 409.46 | 465.96
2012-04-19 05:50 | 9.01 | 8.74 | 8.16 | 7.57 | 7.07 | 6.6 | 6.26 | 6.07 | 5.97 | 5.85 | 173 | 172.2 | 170.5 | 168.8 | 166.8 | 164.6 | 162.1 | 159.5 | 157.3 | 153.7 | 156.5 | 6.03 | 0.94 | 5.96 | 5.69 | 15.59% | 164.225 | 6.8823 | 0.48875 | 6.5502 | 1.0507 | 6.3358 | 368.78 | 438.84
2012-04-19 06:00 | 9.83 | 9.64 | 9.23 | 8.76 | 8.3 | 7.85 | 7.52 | 7.26 | 7.08 | 6.4 | 177.4 | 176.5 | 174.5 | 172.2 | 170.2 | 168.2 | 165.9 | 163.3 | 162.4 | 162.5 | 160.2 | 6.93 | 1.03 | 6.97 | 6.22 | 14.86% | 167.855 | 8.0118 | 0.39688 | 7.8018 | 1.0269 | 7.1165 | 572.18 | 624.12
2012-04-19 06:10 | 9.91 | 9.7 | 9.3 | 8.96 | 8.65 | 8.15 | 7.59 | 7.21 | 6.96 | 6.59 | 179.7 | 178.8 | 176.9 | 174 | 171.2 | 169 | 167.6 | 166.1 | 164.2 | 161 | 159.5 | 7.1 | 0.96 | 7.1 | 6.51 | 13.52% | 168.79 | 8.1397 | 0.65783 | 8.0673 | 1.009 | 7.1638 | 618.1 | 636.16
2012-04-19 06:20 | 9.88 | 9.67 | 9.36 | 8.95 | 8.41 | 7.82 | 7.37 | 7.11 | 6.98 | 6.67 | 178.3 | 177.4 | 175.5 | 173.8 | 171.9 | 168.7 | 165.4 | 163.3 | 161.5 | 158.8 | 159.1 | 7.03 | 1.18 | 7.05 | 6.51 | 16.79% | 168.205 | 8.0262 | 0.54768 | 7.7539 | 1.0351 | 7.2769 | 597.03 | 672.28
2012-04-19 06:30 | 10.72 | 10.55 | 10.22 | 9.82 | 9.38 | 8.87 | 8.4 | 8.07 | 7.88 | 7.47 | 178.7 | 178.1 | 176.4 | 174.1 | 172 | 170.4 | 168.7 | 166.9 | 164.8 | 160.9 | 158.5 | 8.24 | 1.04 | 8.19 | 7.21 | 12.62% | 170.145 | 8.9653 | 0.50311 | 8.8011 | 1.0187 | 8.3938 | 977.08 | 1032.13
2012-04-19 06:40 | 11.49 | 11.44 | 11.35 | 11.14 | 10.75 | 10.25 | 9.77 | 9.36 | 9.03 | 8.48 | 175.7 | 174.5 | 172.1 | 170.1 | 168.6 | 167 | 165.4 | 163.7 | 161.8 | 158.6 | 156.9 | 9.1 | 0.87 | 9.14 | 8.27 | 9.56% | 166.76 | 10.2166 | 0.44321 | 10.1798 | 1.0036 | 9.1329 | 1294.1 | 1305.53
2012-04-19 06:50 | 12.17 | 12.06 | 11.79 | 11.37 | 10.93 | 10.46 | 10.1 | 9.88 | 9.63 | 9.16 | 175.6 | 174.2 | 171.8 | 169.9 | 168.7 | 167.5 | 165.8 | 163.8 | 162.4 | 161.4 | 157 | 9.71 | 1 | 9.75 | 9.18 | 10.3% | 167.245 | 10.5884 | 0.32365 | 10.4076 | 1.0174 | 9.8786 | 1526.51 | 1591.28
2012-04-19 07:00 | 11.64 | 11.48 | 11.18 | 10.88 | 10.58 | 10.16 | 9.78 | 9.5 | 9.27 | 8.8 | 181.3 | 179.8 | 176.9 | 174 | 171.3 | 168.9 | 167.2 | 165.8 | 164.3 | 162.7 | 158.7 | 9.36 | 1.02 | 9.25 | 8.76 | 10.9% | 168.645 | 10.1593 | 0.35226 | 10.1047 | 1.0054 | 9.4106 | 1393.16 | 1412.21
2012-04-19 07:10 | 11.36 | 11.16 | 10.77 | 10.41 | 10.05 | 9.63 | 9.26 | 8.94 | 8.76 | 8.58 | 178.6 | 177.5 | 175.4 | 173 | 170.6 | 168.2 | 166.8 | 166.3 | 165.2 | 163.7 | 157.8 | 8.61 | 0.96 | 8.55 | 8.35 | 11.15% | 167.99 | 9.6919 | 0.36205 | 9.5761 | 1.0121 | 8.7141 | 1112.87 | 1149.57
2012-04-19 07:20 | 10.98 | 10.76 | 10.25 | 9.67 | 9.2 | 8.79 | 8.4 | 8.06 | 7.84 | 7.75 | 178.5 | 177.1 | 174.5 | 171.6 | 169 | 166.9 | 164.5 | 161.7 | 159.3 | 157.4 | 155.5 | 8.08 | 1.09 | 8 | 7.49 | 13.49% | 166.54 | 8.9112 | 0.41938 | 8.733 | 1.0204 | 8.2448 | 918.36 | 977.08
2012-04-19 07:30 | 9.72 | 9.55 | 9.19 | 8.86 | 8.69 | 8.63 | 8.61 | 8.54 | 8.37 | 8.04 | 164.6 | 163.3 | 161.4 | 160 | 158.7 | 157.2 | 155.8 | 154.5 | 153.9 | 153.6 | 149.3 | 8.74 | 1.43 | 8.78 | 7.84 | 16.36% | 156.99 | 8.6878 | 0.021441 | 8.6271 | 1.007 | 8.8015 | 1160.58 | 1182.6
2012-04-19 07:40 | 9.77 | 9.63 | 9.38 | 9.13 | 8.94 | 8.83 | 8.79 | 8.73 | 8.58 | 8.28 | 160.9 | 159.8 | 157.8 | 156 | 154.6 | 153.6 | 152.9 | 152.3 | 151.8 | 150.6 | 147.1 | 8.8 | 1.41 | 8.95 | 8.18 | 16.02% | 153.495 | 8.8977 | 0.041957 | 8.8243 | 1.0083 | 8.8732 | 1182.6 | 1208.29
2012-04-19 07:50 | 9.21 | 9.02 | 8.69 | 8.47 | 8.38 | 8.31 | 8.24 | 8.22 | 8.18 | 7.96 | 162 | 160.6 | 158.7 | 157.7 | 157.2 | 156.8 | 156.4 | 155.3 | 153.6 | 151.1 | 149 | 8.26 | 1.53 | 8.33 | 7.82 | 18.52% | 156.74 | 8.3554 | 0.078172 | 8.2999 | 1.0067 | 8.3152 | 984.42 | 1006.44
2012-04-19 08:00 | 9.95 | 9.75 | 9.48 | 9.24 | 9.06 | 8.95 | 8.85 | 8.69 | 8.48 | 8.15 | 164.7 | 163.5 | 161.1 | 158.4 | 156.2 | 154.9 | 154.3 | 153.6 | 152.7 | 151.5 | 147.8 | 8.53 | 1.45 | 8.71 | 7.87 | 17% | 154.81 | 8.9407 | 0.10383 | 8.9356 | 1.0006 | 8.5349 | 1083.51 | 1083.51
2012-04-19 08:10 | 9.29 | 9.18 | 9.06 | 8.94 | 8.84 | 8.76 | 8.67 | 8.51 | 8.32 | 7.91 | 161 | 159.8 | 157.9 | 156.7 | 155.8 | 154.8 | 153.6 | 152.5 | 151.5 | 150.4 | 145.6 | 9.03 | 1.23 | 9.1 | 7.89 | 13.62% | 154.62 | 8.6991 | 0.095433 | 8.747 | 0.99452 | 8.9805 | 1267.43 | 1248.66
2012-04-19 08:20 | 10.49 | 10.39 | 10.15 | 9.91 | 9.73 | 9.55 | 9.31 | 9.09 | 8.89 | 8.32 | 156 | 155.5 | 154.6 | 153.2 | 152 | 151.1 | 150.3 | 149.4 | 148.6 | 148.1 | 142.5 | 9.83 | 1.41 | 9.83 | 8.01 | 14.34% | 150.98 | 9.496 | 0.2352 | 9.5152 | 0.99798 | 9.8101 | 1572.23 | 1564.61
2012-04-19 08:30 | 11.01 | 10.89 | 10.62 | 10.35 | 10.11 | 9.86 | 9.63 | 9.43 | 9.22 | 8.71 | 158 | 156.6 | 154.8 | 153.9 | 153 | 151.8 | 150.7 | 149.3 | 147.9 | 146.3 | 142.3 | 10.05 | 1.22 | 9.95 | 8.43 | 12.14% | 151.635 | 9.869 | 0.21811 | 9.8267 | 1.0043 | 10.0932 | 1650.35 | 1661.03
2012-04-19 08:40 | 10.52 | 10.37 | 10.1 | 9.84 | 9.63 | 9.5 | 9.35 | 9.16 | 8.96 | 8.52 | 162.5 | 161.2 | 158.8 | 156.9 | 155.3 | 153.6 | 152 | 150.3 | 148.5 | 147 | 144.6 | 9.72 | 1.15 | 9.53 | 8.24 | 11.83% | 153.36 | 9.4739 | 0.14707 | 9.4784 | 0.99953 | 9.7154 | 1530.32 | 1530.32
2012-04-19 08:50 | 10.12 | 9.98 | 9.79 | 9.64 | 9.52 | 9.4 | 9.25 | 9.09 | 8.94 | 8.59 | 160.4 | 158.9 | 156 | 153.6 | 152.3 | 151.3 | 150.3 | 149 | 147.7 | 145.9 | 143.2 | 9.67 | 1.1 | 9.69 | 8.42 | 11.38% | 151.15 | 9.3474 | 0.14865 | 9.3784 | 0.9967 | 9.6381 | 1511.27 | 1499.84
2012-04-19 09:00 | 10.43 | 10.24 | 9.93 | 9.72 | 9.55 | 9.36 | 9.15 | 9.01 | 8.96 | 8.88 | 162.2 | 161.5 | 160.2 | 159 | 157.5 | 155.9 | 154.7 | 153.5 | 152.3 | 150.8 | 147.3 | 9.51 | 1.24 | 9.44 | 8.69 | 13.04% | 155.72 | 9.3802 | 0.20969 | 9.3296 | 1.0054 | 9.5615 | 1450.31 | 1469.36
2012-04-19 09:10 | 10.82 | 10.69 | 10.46 | 10.2 | 9.96 | 9.72 | 9.48 | 9.26 | 9.02 | 8.71 | 160.5 | 159.2 | 156.8 | 154.7 | 153 | 151.7 | 151.1 | 150.4 | 149.1 | 147.3 | 144.1 | 9.61 | 1.28 | 9.56 | 8.44 | 13.32% | 151.61 | 9.7105 | 0.23104 | 9.6852 | 1.0026 | 9.635 | 1488.41 | 1499.84
2012-04-19 09:20 | 10.03 | 10.01 | 9.93 | 9.87 | 9.79 | 9.7 | 9.67 | 9.66 | 9.57 | 9.26 | 158.2 | 157.3 | 155.5 | 153.6 | 152.1 | 150.7 | 149.1 | 147.5 | 146 | 144.5 | 142.5 | 9.53 | 1.07 | 9.58 | 8.84 | 11.23% | 150.46 | 9.7066 | 0.028625 | 9.6957 | 1.0011 | 9.5407 | 1457.93 | 1461.74
2012-04-19 09:30 | 9.46 | 9.25 | 8.93 | 8.63 | 8.37 | 8.21 | 8.13 | 8.08 | 8.07 | 7.97 | 161.2 | 160.3 | 158.8 | 157.5 | 156.5 | 155.4 | 154 | 153 | 152.2 | 150.9 | 148.7 | 8.05 | 1.56 | 8.01 | 7.72 | 19.38% | 155.19 | 8.3528 | 0.090488 | 8.1985 | 1.0188 | 8.2015 | 907.35 | 962.4
2012-04-19 09:40 | 9.03 | 8.8 | 8.39 | 8.14 | 7.93 | 7.84 | 7.85 | 7.88 | 7.86 | 7.64 | 159.2 | 158.8 | 158 | 157.1 | 155.5 | 154.3 | 154.1 | 153 | 151 | 147.5 | 148 | 7.86 | 1.25 | 7.9 | 7.28 | 15.9% | 154.27 | 7.9883 | -0.011779 | 7.8414 | 1.0187 | 8.0072 | 846.86 | 892.67
2012-04-19 09:50 | 9.07 | 8.89 | 8.63 | 8.43 | 8.29 | 8.15 | 8.07 | 7.97 | 7.86 | 7.36 | 156.2 | 155.4 | 155.2 | 155.7 | 155.3 | 154.2 | 153.1 | 151.4 | 150.6 | 150.5 | 147.5 | 7.88 | 1.19 | 7.91 | 6.89 | 15.1% | 154.035 | 8.1827 | 0.091157 | 8.1385 | 1.0054 | 7.9228 | 852.88 | 864.92
2012-04-19 10:00 | 9.57 | 9.39 | 9.07 | 8.89 | 8.75 | 8.64 | 8.67 | 8.66 | 8.57 | 8.08 | 153.7 | 152.8 | 151.4 | 151.1 | 151.3 | 152.3 | 152.8 | 153.2 | 153.4 | 153.8 | 145.7 | 8.61 | 1.4 | 8.63 | 8.11 | 16.26% | 152.375 | 8.7395 | -0.032031 | 8.6443 | 1.011 | 8.7048 | 1112.87 | 1145.9
2012-04-19 10:10 | 8.92 | 8.78 | 8.57 | 8.51 | 8.53 | 8.6 | 8.59 | 8.48 | 8.35 | 7.99 | 155.6 | 154.7 | 153 | 152.8 | 153.4 | 153.8 | 153.8 | 152.9 | 152.2 | 150.3 | 144 | 8.46 | 1.52 | 8.51 | 7.52 | 17.97% | 153.8 | 8.5047 | 0.010752 | 8.5986 | 0.98908 | 8.3676 | 1057.82 | 1024.79
2012-04-19 10:20 | 8.63 | 8.59 | 8.36 | 8.11 | 8.01 | 7.96 | 7.85 | 7.74 | 7.68 | 7.57 | 164.2 | 163.7 | 163.1 | 162.9 | 162.4 | 161.3 | 159.9 | 158.7 | 158.8 | 160.1 | 149.6 | 7.68 | 1.35 | 7.71 | 7.52 | 17.58% | 161.09 | 7.9594 | 0.12859 | 7.9441 | 1.0019 | 7.6948 | 792.68 | 795.69
2012-04-19 10:30 | 8.68 | 8.63 | 8.47 | 8.36 | 8.18 | 7.99 | 7.88 | 7.82 | 7.84 | 7.63 | 159.5 | 159.4 | 159.3 | 158.6 | 158 | 156.9 | 155.9 | 155.5 | 155.3 | 155.1 | 152.5 | 7.36 | 1.39 | 7.34 | 7.3 | 18.89% | 156.75 | 8.0711 | 0.12811 | 7.9741 | 1.0122 | 7.4495 | 696.36 | 723.45
2012-04-19 10:40 | 8.14 | 8.08 | 8.11 | 8.1 | 8.04 | 7.91 | 7.76 | 7.64 | 7.58 | 7.52 | 160.4 | 159.6 | 158.2 | 157.5 | 157.9 | 159.2 | 159.5 | 158.6 | 157.5 | 157.2 | 152.5 | 7.77 | 1.24 | 7.78 | 7.16 | 15.96% | 159.245 | 7.8643 | 0.17692 | 7.8883 | 0.99695 | 7.7463 | 819.77 | 813.75
2012-04-19 10:50 | 8.12 | 8.04 | 7.83 | 7.6 | 7.49 | 7.36 | 7.19 | 7.04 | 6.89 | 6.63 | 166.7 | 166.4 | 165.5 | 164.7 | 164.5 | 164.4 | 164.5 | 164.1 | 164 | 164.7 | 155.3 | 6.9 | 1.23 | 6.84 | 6.42 | 17.83% | 164.415 | 7.3394 | 0.21595 | 7.3354 | 1.0005 | 6.9038 | 565.4 | 565.4
2012-04-19 11:00 | 8.03 | 7.94 | 7.81 | 7.6 | 7.39 | 7.23 | 7.19 | 7.07 | 7.01 | 6.86 | 157.2 | 156.5 | 155.5 | 155.4 | 156 | 156.4 | 156.9 | 157.6 | 159.8 | 159.6 | 150.7 | 6.93 | 1.51 | 6.93 | 6.76 | 21.79% | 156.475 | 7.3252 | 0.051268 | 7.2243 | 1.014 | 7.0268 | 572.18 | 597.03
2012-04-19 11:10 | 7.8 | 7.74 | 7.52 | 7.31 | 7.16 | 7.02 | 6.94 | 6.94 | 7.01 | 6.91 | 165.6 | 165.6 | 165.7 | 164.8 | 164 | 163.4 | 162.8 | 162.6 | 161.9 | 160.8 | 155.9 | 6.77 | 1.23 | 6.73 | 6.55 | 18.17% | 163.31 | 7.1365 | 0.10592 | 7.0085 | 1.0183 | 6.8937 | 536.02 | 563.14
2012-04-19 11:20 | 8.26 | 8.09 | 7.82 | 7.65 | 7.51 | 7.46 | 7.43 | 7.4 | 7.43 | 7.35 | 160 | 159.1 | 157.3 | 156.8 | 156.9 | 157.4 | 157.6 | 157.7 | 157.6 | 158 | 151.5 | 7.26 | 1.09 | 7.23 | 7.07 | 15.01% | 157.43 | 7.5391 | 0.037237 | 7.4557 | 1.0112 | 7.3412 | 666.26 | 690.34
2012-04-19 11:30 | 7.51 | 7.38 | 7.21 | 7.17 | 6.92 | 6.67 | 6.53 | 6.44 | 6.37 | 6.36 | 169.9 | 169.9 | 170 | 169.7 | 169.2 | 169.4 | 170 | 170 | 169.3 | 168.7 | 155.2 | 6.21 | 1.15 | 6.23 | 6.35 | 18.52% | 169.49 | 6.7663 | 0.19603 | 6.6498 | 1.0175 | 6.3188 | 409.46 | 434.32
2012-04-19 11:40 | 7.49 | 7.49 | 7.47 | 7.35 | 7.19 | 7.04 | 6.99 | 6.99 | 7.01 | 6.94 | 160.2 | 159.3 | 157.9 | 156.9 | 157.1 | 157.3 | 157.4 | 157.4 | 157.3 | 158 | 150.5 | 6.54 | 1.1 | 6.51 | 6.71 | 16.82% | 157.315 | 7.1455 | 0.065866 | 7.0328 | 1.016 | 6.6448 | 484.04 | 506.64
2012-04-19 11:50 | 7.79 | 7.73 | 7.63 | 7.62 | 7.53 | 7.43 | 7.34 | 7.36 | 7.37 | 7.49 | 146.8 | 147 | 147.1 | 147.4 | 147.5 | 148.2 | 149.4 | 150.5 | 150.5 | 149.4 | 144.2 | 7.1 | 1.35 | 7.11 | 7.03 | 19.01% | 148.38 | 7.4752 | 0.11262 | 7.417 | 1.0078 | 7.1557 | 618.1 | 636.16
2012-04-19 12:00 | 7.52 | 7.48 | 7.33 | 7.21 | 7.13 | 6.91 | 6.83 | 6.73 | 6.64 | 6.53 | 152.8 | 152.3 | 151.2 | 151 | 150.3 | 150.5 | 151.1 | 151.8 | 151.8 | 152.7 | 146.7 | 6.6 | 1.02 | 6.52 | 6.17 | 15.45% | 150.59 | 6.9664 | 0.10761 | 6.8985 | 1.0098 | 6.665 | 497.6 | 513.42
2012-04-19 12:10 | 7.21 | 7.24 | 7.25 | 7.13 | 6.91 | 6.84 | 6.86 | 6.9 | 6.89 | 6.78 | 150.9 | 150.4 | 151.2 | 151.1 | 150.7 | 150.1 | 149.1 | 148.4 | 147 | 145.2 | 146.7 | 6.52 | 1.09 | 6.57 | 6.41 | 16.72% | 149.95 | 6.9596 | -0.026981 | 6.8429 | 1.0171 | 6.6313 | 479.52 | 504.38
2012-04-19 12:20 | 6.42 | 6.37 | 6.27 | 6.17 | 6.04 | 5.98 | 5.92 | 5.9 | 5.9 | 5.66 | 151.6 | 151.2 | 152.3 | 153.5 | 153.6 | 154.5 | 154.8 | 155 | 154.7 | 152.6 | 148.6 | 5.97 | 1.22 | 6.07 | 5.51 | 20.44% | 154.545 | 6.0167 | 0.093187 | 5.9714 | 1.0076 | 6.0153 | 357.14 | 366.52
2012-04-19 12:30 | 7.89 | 7.77 | 7.53 | 7.43 | 7.33 | 7.23 | 7.22 | 7.16 | 7.09 | 6.88 | 149.9 | 149.2 | 147.5 | 146.9 | 146.5 | 147.3 | 147.3 | 147.1 | 147.8 | 147.5 | 143.5 | 7.05 | 1.23 | 7.11 | 6.6 | 17.45% | 147.3 | 7.282 | 0.01279 | 7.2286 | 1.0074 | 7.1021 | 603.05 | 618.1
2012-04-19 12:40 | 7.15 | 7.06 | 6.89 | 6.8 | 6.71 | 6.55 | 6.46 | 6.35 | 6.34 | 6.18 | 156.2 | 155.7 | 154.7 | 154.8 | 155.4 | 155 | 153.8 | 152.1 | 150.6 | 148.1 | 144.4 | 6.74 | 1.05 | 6.64 | 6.15 | 15.58% | 154.82 | 6.5793 | 0.12786 | 6.537 | 1.0065 | 6.7836 | 529.24 | 538.28
2012-04-19 12:50 | 6.25 | 6.24 | 6.21 | 6.17 | 6.13 | 6.05 | 5.99 | 5.95 | 5.88 | 5.82 | 146.1 | 146.2 | 147.4 | 148.3 | 148 | 146.8 | 145.3 | 144.2 | 142.4 | 141.5 | 140.6 | 5.89 | 0.84 | 5.9 | 5.2 | 14.26% | 146.575 | 6.0434 | 0.092104 | 6.0414 | 1.0003 | 5.892 | 344.18 | 344.18
2012-04-19 13:00 | 7.19 | 7.13 | 7.07 | 7.07 | 7.01 | 6.79 | 6.53 | 6.33 | 6.17 | 5.81 | 154.8 | 154.7 | 154.3 | 153.7 | 154 | 154.9 | 154.8 | 153.7 | 151.7 | 149.4 | 142.6 | 6.92 | 1.22 | 6.82 | 5.74 | 17.63% | 154.885 | 6.6914 | 0.3608 | 6.7521 | 0.991 | 6.8577 | 569.92 | 556.36
2012-04-19 13:10 | 7.57 | 7.56 | 7.6 | 7.62 | 7.6 | 7.53 | 7.49 | 7.53 | 7.57 | 7.32 | 146.9 | 146.4 | 145.7 | 144.4 | 143 | 142.4 | 142.7 | 142.8 | 142.2 | 141.7 | 141.8 | 7.16 | 1.16 | 7.32 | 6.72 | 16.2% | 142.445 | 7.5458 | 0.04922 | 7.5243 | 1.0029 | 7.1805 | 636.16 | 642.18
2012-04-19 13:20 | 7.98 | 7.93 | 7.95 | 8.02 | 8.01 | 7.94 | 7.76 | 7.54 | 7.35 | 7.03 | 148.7 | 148.8 | 148.9 | 148.5 | 147.7 | 147.5 | 148.3 | 149.2 | 149.2 | 147.8 | 140.4 | 8.04 | 1.09 | 7.94 | 6.96 | 13.56% | 147.62 | 7.7681 | 0.2119 | 7.914 | 0.98157 | 7.8918 | 903.68 | 855.89
2012-04-19 13:30 | 8.18 | 8.09 | 7.98 | 7.86 | 7.66 | 7.56 | 7.56 | 7.45 | 7.18 | 6.74 | 145.5 | 145.2 | 144.5 | 143.7 | 143.4 | 143.4 | 143.8 | 144.8 | 145.7 | 147.4 | 142.1 | 7.01 | 1.18 | 7.09 | 6.33 | 16.83% | 143.46 | 7.5825 | 0 | 7.56 | 1.003 | 7.0309 | 591.01 | 597.03
2012-04-19 13:40 | 7.55 | 7.5 | 7.37 | 7.19 | 7.12 | 7.16 | 7.24 | 7.2 | 7.11 | 6.95 | 150 | 149.7 | 149.7 | 150.2 | 151.3 | 152.4 | 153 | 153.3 | 152.8 | 152.6 | 144.6 | 7.1 | 1.56 | 7.19 | 6.76 | 21.97% | 152.49 | 7.1937 | -0.10268 | 7.1714 | 1.0031 | 7.122 | 618.1 | 624.12
2012-04-19 13:50 | 8.43 | 8.37 | 8.18 | 8.02 | 7.99 | 7.99 | 8.02 | 8.06 | 8.08 | 7.89 | 151.3 | 151 | 150.7 | 150.4 | 149.1 | 147.5 | 146.4 | 145.3 | 144.7 | 145.3 | 142.8 | 7.52 | 1.16 | 7.65 | 7.31 | 15.43% | 147.335 | 8.0454 | -0.034632 | 7.9943 | 1.0064 | 7.5681 | 744.52 | 759.57
2012-04-19 14:00 | 8.97 | 8.9 | 8.77 | 8.63 | 8.51 | 8.31 | 8.17 | 8.09 | 8.06 | 7.85 | 148.7 | 148.4 | 147.8 | 148.1 | 148.6 | 148.9 | 148.9 | 149.1 | 149.3 | 148 | 140.3 | 8.36 | 1.13 | 8.33 | 7.54 | 13.52% | 148.9 | 8.3563 | 0.15701 | 8.2898 | 1.008 | 8.4271 | 1021.12 | 1046.81
2012-04-19 21:00 | 13.19 | 13.15 | 12.99 | 12.72 | 12.33 | 11.9 | 11.55 | 11.14 | 10.7 | 9.96 | 157.5 | 156.3 | 154.4 | 152.9 | 151.8 | 150.8 | 150.1 | 149.2 | 147.7 | 145.9 | 141.3 | 12.21 | 0.87 | 12 | 9.28 | 7.125% | 150.695 | 11.8771 | 0.27587 | 11.8492 | 1.0024 | 12.2388 | 1990.31 | 1990.64
2012-04-19 21:20 | 12.37 | 12.32 | 12.28 | 12.22 | 12.06 | 11.9 | 11.71 | 11.5 | 11.22 | 10.69 | 158.1 | 156.9 | 155 | 153.3 | 151.9 | 150.9 | 150.6 | 149.8 | 148.4 | 146.5 | 141.6 | 12.02 | 0.74 | 11.95 | 9.94 | 6.156% | 150.855 | 11.7939 | 0.14874 | 11.8726 | 0.99337 | 11.9404 | 1988.22 | 1982.96
2012-04-19 21:30 | 12.16 | 12.16 | 12.13 | 12.11 | 12.08 | 11.94 | 11.68 | 11.38 | 11.01 | 10.4 | 157.7 | 156.6 | 154.9 | 153.4 | 152 | 150.5 | 149.1 | 147.6 | 146.2 | 145 | 140.6 | 12.03 | 0.69 | 12.08 | 9.97 | 5.736% | 150.29 | 11.7016 | 0.20345 | 11.9024 | 0.98313 | 11.8271 | 1988.33 | 1973.72
2012-04-19 21:40 | 11.94 | 11.95 | 12 | 12.01 | 11.94 | 11.81 | 11.64 | 11.37 | 11.04 | 10.55 | 159.6 | 158.7 | 157.1 | 155.9 | 155.1 | 154.3 | 153 | 151.2 | 149.1 | 147.1 | 143.3 | 12.2 | 0.91 | 12.15 | 10.06 | 7.459% | 154.105 | 11.6307 | 0.13399 | 11.7855 | 0.98686 | 12.0397 | 1990.2 | 1988.44
2012-04-19 21:50 | 11.87 | 11.66 | 11.37 | 11.21 | 11.24 | 11.27 | 11.24 | 11.09 | 10.8 | 10.18 | 161.3 | 160.5 | 158.9 | 157.5 | 156.3 | 155.1 | 154.2 | 152.9 | 151.1 | 149 | 145.2 | 11.63 | 1.01 | 11.75 | 9.5 | 8.684% | 154.965 | 11.1353 | 0.024632 | 11.2657 | 0.98842 | 11.4953 | 1956.92 | 1946
2012-04-19 22:00 | 11.5 | 11.3 | 11 | 10.79 | 10.74 | 10.77 | 10.77 | 10.74 | 10.66 | 10.23 | 165.7 | 164.7 | 162.8 | 160.6 | 158.7 | 157.1 | 156.4 | 155.7 | 154 | 151.4 | 148.6 | 10.69 | 1.48 | 11 | 9.67 | 13.84% | 156.995 | 10.7546 | 0 | 10.77 | 0.99857 | 10.6747 | 1821.23 | 1815.89
2012-04-19 22:10 | 11.23 | 11.06 | 10.66 | 10.25 | 9.88 | 9.6 | 9.47 | 9.51 | 9.53 | 9.23 | 167.6 | 166.1 | 163.2 | 160.9 | 159.2 | 158 | 157.3 | 156.5 | 155.3 | 153.4 | 152.5 | 9.3 | 1.3 | 9.49 | 9.02 | 13.98% | 157.895 | 9.8436 | 0.12599 | 9.5813 | 1.0274 | 9.5546 | 1370.3 | 1465.55
2012-04-19 22:20 | 10.8 | 10.59 | 10.24 | 9.97 | 9.77 | 9.59 | 9.53 | 9.52 | 9.41 | 8.97 | 167.6 | 166.3 | 164.7 | 163.4 | 161.9 | 160.1 | 158.1 | 156.7 | 155.7 | 153.7 | 151.9 | 9 | 1.37 | 9.13 | 8.76 | 15.22% | 159.8 | 9.6954 | 0.057998 | 9.5814 | 1.0119 | 9.1071 | 1256 | 1297.91
2012-04-19 22:30 | 10.52 | 10.32 | 9.97 | 9.74 | 9.59 | 9.48 | 9.39 | 9.33 | 9.21 | 8.86 | 166.1 | 164.9 | 162.9 | 160.7 | 158.9 | 157.9 | 157.3 | 156.4 | 155.7 | 154.4 | 150.4 | 9.12 | 1.29 | 9.38 | 8.78 | 14.14% | 157.81 | 9.5152 | 0.08815 | 9.4671 | 1.0051 | 9.1664 | 1301.72 | 1320.77
2012-04-19 22:40 | 10.72 | 10.5 | 10.19 | 9.81 | 9.54 | 9.43 | 9.36 | 9.17 | 8.95 | 8.77 | 169.2 | 168.2 | 166 | 163.6 | 161.3 | 159 | 157.5 | 156.5 | 155.3 | 153.7 | 152.4 | 8.67 | 1.33 | 8.84 | 8.57 | 15.34% | 158.775 | 9.4714 | 0.068853 | 9.4199 | 1.0055 | 8.7173 | 1134.89 | 1153.24
2012-04-19 22:50 | 11.19 | 10.92 | 10.4 | 9.88 | 9.49 | 9.14 | 8.93 | 8.9 | 8.99 | 8.88 | 169.7 | 168.5 | 166.4 | 164.4 | 162.9 | 161.3 | 159.2 | 156.9 | 154.9 | 153 | 153.2 | 8.75 | 1.33 | 8.82 | 8.6 | 15.2% | 160.985 | 9.4077 | 0.2148 | 9.1096 | 1.0327 | 9.0363 | 1164.25 | 1271.24
2012-04-19 23:00 | 11.36 | 11.15 | 10.69 | 10.28 | 10 | 9.79 | 9.62 | 9.49 | 9.38 | 8.92 | 169.5 | 168.2 | 165.8 | 163.2 | 161 | 158.9 | 156.9 | 155.6 | 154.8 | 153.1 | 151.3 | 9.28 | 1.43 | 9.38 | 8.52 | 15.41% | 158.6 | 9.8704 | 0.16188 | 9.7655 | 1.0107 | 9.3797 | 1362.68 | 1400.78
2012-04-19 23:10 | 10.69 | 10.42 | 10.05 | 9.69 | 9.44 | 9.36 | 9.36 | 9.29 | 9.08 | 8.6 | 168.5 | 167.4 | 165.1 | 162.6 | 160.5 | 159 | 157.4 | 155.8 | 154.4 | 152.7 | 151.7 | 8.88 | 1.32 | 9.09 | 8.2 | 14.86% | 158.76 | 9.4379 | 0 | 9.36 | 1.0083 | 8.9539 | 1211.96 | 1237.65
2012-04-19 23:20 | 11.04 | 10.79 | 10.42 | 10.04 | 9.73 | 9.43 | 9.19 | 9.03 | 8.81 | 8.47 | 173.4 | 171.8 | 168.9 | 165.9 | 163.1 | 160.9 | 159.3 | 158.3 | 157.5 | 155 | 153.7 | 8.58 | 1.19 | 8.7 | 8.29 | 13.87% | 160.66 | 9.4971 | 0.23823 | 9.3952 | 1.0108 | 8.673 | 1101.86 | 1134.89
2012-04-19 23:30 | 10.91 | 10.68 | 10.21 | 9.77 | 9.37 | 9.02 | 8.8 | 8.73 | 8.64 | 8.19 | 173.2 | 172.3 | 170 | 167.8 | 165.7 | 163.6 | 161.6 | 160 | 158.3 | 155 | 154.3 | 8.4 | 1.17 | 8.53 | 8 | 13.93% | 163.3 | 9.211 | 0.22818 | 8.9881 | 1.0248 | 8.6082 | 1035.8 | 1112.87
2012-04-19 23:40 | 10.33 | 10.06 | 9.63 | 9.24 | 8.92 | 8.7 | 8.51 | 8.28 | 8.08 | 8.08 | 171.3 | 171.1 | 170.8 | 169.7 | 167.7 | 165.2 | 163.2 | 160.7 | 158.2 | 155.5 | 155.9 | 7.86 | 1.28 | 7.97 | 7.92 | 16.28% | 164.9 | 8.7676 | 0.20405 | 8.6725 | 1.011 | 7.9462 | 846.86 | 873.95
2012-04-19 23:50 | 10.38 | 10.13 | 9.7 | 9.34 | 9 | 8.72 | 8.52 | 8.35 | 8.14 | 7.67 | 167 | 166.3 | 165.2 | 163.8 | 162 | 160.2 | 158.7 | 157.4 | 156.1 | 154.4 | 153.8 | 8.2 | 1.22 | 8.35 | 7.52 | 14.88% | 159.975 | 8.8195 | 0.21442 | 8.6911 | 1.0148 | 8.3212 | 962.4 | 1006.44
2012-04-20 | 10.7 | 10.49 | 10.14 | 9.76 | 9.51 | 9.4 | 9.29 | 9.18 | 9.01 | 8.52 | 165.4 | 164.4 | 162.5 | 160.6 | 158.9 | 157.5 | 156.3 | 155.3 | 154.2 | 152 | 148.9 | 9.1 | 1.58 | 9.22 | 8.07 | 17.36% | 157.32 | 9.4501 | 0.10878 | 9.3842 | 1.007 | 9.164 | 1294.1 | 1316.96
2012-04-20 00:10 | 10.94 | 10.67 | 10.3 | 10 | 9.79 | 9.67 | 9.55 | 9.33 | 9.07 | 8.72 | 168.1 | 167.2 | 165.4 | 163.6 | 162.1 | 160.2 | 158.4 | 157.1 | 156.2 | 154.7 | 151.7 | 9.22 | 1.12 | 9.28 | 8.68 | 12.15% | 159.93 | 9.6522 | 0.11539 | 9.6527 | 0.99995 | 9.2195 | 1339.82 | 1339.82
2012-04-20 00:20 | 12.48 | 12.24 | 11.79 | 11.33 | 10.89 | 10.33 | 9.93 | 9.68 | 9.45 | 9.02 | 172.7 | 171.2 | 168.8 | 166.9 | 165.6 | 164.2 | 163.1 | 161.9 | 160.1 | 157.2 | 155 | 9.51 | 0.96 | 9.62 | 8.72 | 10.09% | 164.035 | 10.5033 | 0.36494 | 10.2717 | 1.0225 | 9.7244 | 1450.31 | 1530.32
2012-04-20 00:30 | 12.29 | 12 | 11.43 | 10.84 | 10.3 | 9.78 | 9.4 | 9.16 | 8.89 | 8.37 | 172.3 | 171.1 | 168.5 | 166.4 | 164.9 | 162.8 | 160.8 | 159.4 | 157.8 | 155.9 | 154 | 9.23 | 1.06 | 9.31 | 7.77 | 11.48% | 162.5 | 9.997 | 0.36622 | 9.7246 | 1.028 | 9.4885 | 1343.63 | 1442.69
2012-04-20 00:40 | 11.97 | 11.66 | 10.87 | 10.11 | 9.52 | 9.12 | 8.9 | 8.72 | 8.63 | 8.42 | 171.2 | 170.2 | 168 | 165.1 | 162.4 | 160.9 | 159.9 | 158.4 | 156.5 | 153.9 | 153.8 | 8.54 | 1.23 | 8.67 | 7.94 | 14.4% | 160.75 | 9.4607 | 0.22565 | 9.0881 | 1.041 | 8.8901 | 1087.18 | 1215.63
2012-04-20 00:50 | 11.24 | 10.93 | 10.33 | 9.74 | 9.34 | 8.97 | 8.51 | 8.18 | 7.98 | 7.67 | 171.9 | 170.9 | 169.3 | 167.7 | 166.5 | 164.7 | 162.6 | 161 | 159.8 | 157.1 | 156.1 | 8.01 | 1.18 | 8.03 | 7.45 | 14.73% | 164.385 | 9.0511 | 0.48648 | 8.9026 | 1.0167 | 8.1436 | 892.67 | 940.38
2012-04-20 01:00 | 11.22 | 10.95 | 10.42 | 9.84 | 9.26 | 8.84 | 8.53 | 8.12 | 7.58 | 7.05 | 175.8 | 175.4 | 174 | 172.1 | 170.1 | 167.9 | 165.3 | 163.6 | 162.5 | 160.3 | 158.3 | 8.08 | 0.93 | 8.07 | 6.95 | 11.51% | 167.51 | 8.9759 | 0.32988 | 8.7949 | 1.0206 | 8.2463 | 918.36 | 980.75
2012-04-20 01:10 | 11.1 | 10.86 | 10.48 | 10.09 | 9.67 | 9.18 | 8.67 | 8.2 | 7.83 | 7.33 | 177.3 | 176.4 | 174.8 | 172.9 | 170.7 | 168.7 | 166.9 | 164.7 | 163.5 | 163.2 | 159.2 | 8.1 | 1.15 | 8.05 | 7.05 | 14.2% | 168.43 | 9.1828 | 0.5282 | 9.1051 | 1.0085 | 8.1691 | 925.7 | 951.39
2012-04-20 01:20 | 9.81 | 9.54 | 9.1 | 8.64 | 8.27 | 7.95 | 7.53 | 7.21 | 7.05 | 6.56 | 178 | 177.3 | 175.9 | 174.6 | 173.6 | 171.6 | 169.2 | 166.9 | 165.5 | 164.4 | 162.6 | 7.04 | 0.93 | 7.01 | 6.15 | 13.21% | 171.24 | 7.987 | 0.50157 | 7.8884 | 1.0125 | 7.128 | 600.04 | 627.13
2012-04-20 01:30 | 9.28 | 9.02 | 8.55 | 8.06 | 7.64 | 7.31 | 7 | 6.76 | 6.61 | 6.14 | 180 | 179.8 | 178.3 | 176.6 | 174.8 | 172.8 | 170.6 | 168.9 | 167.9 | 166 | 164.2 | 6.62 | 1.06 | 6.44 | 6.02 | 16.01% | 172.47 | 7.4436 | 0.40044 | 7.2648 | 1.0246 | 6.7829 | 502.12 | 538.28
2012-04-20 01:40 | 8.93 | 8.71 | 8.21 | 7.73 | 7.42 | 7.23 | 7.06 | 6.81 | 6.47 | 5.97 | 178.3 | 177.9 | 176.3 | 173.5 | 171 | 169.6 | 168.6 | 168 | 167.5 | 167.4 | 162.1 | 6.09 | 0.96 | 6.04 | 5.77 | 15.76% | 169.45 | 7.2845 | 0.21988 | 7.2054 | 1.011 | 6.1569 | 382.34 | 398.16
2012-04-20 01:50 | 9.41 | 9.21 | 8.78 | 8.26 | 7.82 | 7.44 | 7.19 | 7.03 | 6.87 | 6.47 | 178.2 | 177.9 | 176.9 | 175.1 | 173.1 | 171.5 | 169.9 | 168.3 | 167 | 165.1 | 161.8 | 6.57 | 1.02 | 6.46 | 6.24 | 15.53% | 171.26 | 7.6524 | 0.31585 | 7.4037 | 1.0336 | 6.7907 | 490.82 | 540.54
2012-04-20 02:00 | 10.46 | 10.24 | 9.79 | 9.23 | 8.75 | 8.32 | 7.89 | 7.6 | 7.44 | 7.04 | 173.9 | 173.2 | 171.3 | 169.7 | 168.6 | 167.5 | 166.7 | 166 | 165.2 | 163.5 | 160.4 | 7.07 | 1.1 | 7.15 | 6.78 | 15.56% | 167.38 | 8.4817 | 0.49038 | 8.257 | 1.0272 | 7.2624 | 609.07 | 666.26
2012-04-20 02:10 | 10.33 | 10.05 | 9.47 | 8.9 | 8.43 | 7.97 | 7.57 | 7.29 | 7.17 | 6.77 | 169.3 | 168.6 | 167.6 | 167.1 | 167 | 166.3 | 165.4 | 164.6 | 164.2 | 163.7 | 158.6 | 6.86 | 1.02 | 7 | 6.63 | 14.87% | 166.165 | 8.1842 | 0.47583 | 7.9114 | 1.0345 | 7.0965 | 556.36 | 618.1
2012-04-20 02:20 | 9.99 | 9.61 | 8.94 | 8.4 | 7.98 | 7.64 | 7.31 | 6.99 | 6.71 | 6.07 | 166.2 | 165.7 | 164.8 | 164 | 163.2 | 162.3 | 161.6 | 161.4 | 161.1 | 159.7 | 156.2 | 7.14 | 0.86 | 7.17 | 5.92 | 12.04% | 162.195 | 7.7663 | 0.40803 | 7.5918 | 1.023 | 7.3041 | 630.14 | 678.3
2012-04-20 02:30 | 10.34 | 10.01 | 9.36 | 8.87 | 8.49 | 8.1 | 7.8 | 7.52 | 7.18 | 6.61 | 166.3 | 165.6 | 165 | 164.7 | 164.5 | 164.1 | 163.5 | 162.8 | 162.2 | 160.9 | 157.3 | 7.61 | 0.8 | 7.72 | 6.55 | 10.51% | 164.01 | 8.2371 | 0.34876 | 8.0563 | 1.0224 | 7.7807 | 771.61 | 822.78
2012-04-20 02:40 | 10.83 | 10.46 | 9.79 | 9.23 | 8.78 | 8.42 | 8.22 | 8.08 | 7.87 | 7.31 | 167.6 | 167.1 | 166.4 | 166.4 | 166.4 | 165.4 | 164 | 163 | 162.7 | 163.9 | 159.4 | 7.8 | 1.02 | 7.9 | 7.3 | 13.08% | 165.19 | 8.6679 | 0.22215 | 8.391 | 1.033 | 8.0573 | 828.8 | 911.02
2012-04-20 02:50 | 10.25 | 10.05 | 9.56 | 9.06 | 8.66 | 8.26 | 7.87 | 7.69 | 7.64 | 7.3 | 169.3 | 169.5 | 169.5 | 168.6 | 166.9 | 165.5 | 164.6 | 163.8 | 163.2 | 162.1 | 160.7 | 6.92 | 1.12 | 7.18 | 7.23 | 16.18% | 165.365 | 8.4311 | 0.44695 | 8.203 | 1.0278 | 7.1124 | 569.92 | 621.11
2012-04-20 03:00 | 10.06 | 9.73 | 9.12 | 8.63 | 8.27 | 7.98 | 7.77 | 7.58 | 7.4 | 7.05 | 167.4 | 167 | 166.4 | 166.2 | 166.1 | 165.6 | 164.5 | 163.6 | 163.1 | 162.4 | 159.4 | 7.04 | 1.06 | 7.27 | 7.17 | 15.06% | 165.435 | 8.1463 | 0.24644 | 7.9496 | 1.0247 | 7.2142 | 600.04 | 651.21
2012-04-20 03:10 | 9.71 | 9.42 | 8.97 | 8.62 | 8.31 | 7.93 | 7.7 | 7.7 | 7.63 | 7.1 | 168.9 | 168.4 | 168 | 167.7 | 166.9 | 166 | 165.4 | 164.6 | 163.6 | 163.9 | 160.3 | 6.88 | 0.99 | 7.18 | 7.32 | 14.39% | 165.91 | 8.1363 | 0.27199 | 7.8966 | 1.0303 | 7.0888 | 560.88 | 615.09
2012-04-20 03:20 | 10.26 | 9.93 | 9.3 | 8.71 | 8.22 | 7.82 | 7.58 | 7.45 | 7.37 | 7.06 | 167.5 | 166.8 | 165.9 | 165.8 | 166 | 166.1 | 165.5 | 164.2 | 162.7 | 161.3 | 158.4 | 7.05 | 0.85 | 7.07 | 7.04 | 12.06% | 166.01 | 8.1252 | 0.28805 | 7.7852 | 1.0437 | 7.358 | 603.05 | 696.36
2012-04-20 03:30 | 10.03 | 9.6 | 8.91 | 8.51 | 8.31 | 8.21 | 8.11 | 7.95 | 7.82 | 7.49 | 167.6 | 167 | 166.1 | 166.1 | 166 | 165.5 | 164.9 | 164.2 | 163.5 | 162.6 | 157.7 | 7.74 | 0.78 | 7.88 | 7.39 | 10.08% | 165.41 | 8.2856 | 0.11325 | 8.1956 | 1.011 | 7.825 | 810.74 | 834.82
2012-04-20 03:40 | 10.23 | 9.85 | 9.16 | 8.66 | 8.4 | 8.27 | 8.12 | 8 | 7.99 | 7.79 | 168.3 | 167.5 | 166.7 | 167 | 167.8 | 167.5 | 166.2 | 164.9 | 164.1 | 162.3 | 161 | 7.14 | 1 | 7.42 | 7.89 | 14.01% | 167.305 | 8.4092 | 0.16915 | 8.2483 | 1.0195 | 7.2792 | 630.14 | 672.28
2012-04-20 03:50 | 9.67 | 9.22 | 8.51 | 8.14 | 7.91 | 7.7 | 7.61 | 7.63 | 7.74 | 7.47 | 167.6 | 167 | 167 | 167.4 | 167.4 | 166.7 | 165.8 | 164.8 | 163.9 | 163.4 | 159.9 | 7.35 | 0.92 | 7.51 | 7.54 | 12.52% | 166.565 | 7.9282 | 0.10865 | 7.687 | 1.0314 | 7.5806 | 693.35 | 762.58
2012-04-20 04:00 | 8.84 | 8.48 | 7.97 | 7.6 | 7.32 | 7.15 | 7.15 | 7.24 | 7.31 | 6.99 | 167.6 | 166.7 | 166.2 | 166.7 | 166.8 | 166.2 | 165.2 | 164 | 161.9 | 159.3 | 160.9 | 6.68 | 0.94 | 6.78 | 6.66 | 14.07% | 166.05 | 7.4107 | 0 | 7.15 | 1.0365 | 6.9236 | 515.68 | 569.92
2012-04-20 04:10 | 7.79 | 7.57 | 7.26 | 7.01 | 6.77 | 6.58 | 6.62 | 6.74 | 6.76 | 6.54 | 166.6 | 166.4 | 165.5 | 165.1 | 165.4 | 164.4 | 162.6 | 161.2 | 160.7 | 159.7 | 158.3 | 6.18 | 0.82 | 6.54 | 6.33 | 13.27% | 164.13 | 6.828 | -0.056006 | 6.5857 | 1.0368 | 6.4073 | 402.68 | 454.66
2012-04-20 04:20 | 7.37 | 7.12 | 6.81 | 6.59 | 6.52 | 6.53 | 6.55 | 6.56 | 6.48 | 6.08 | 166 | 165.5 | 165 | 164.9 | 164.6 | 163 | 161.6 | 161.2 | 161.3 | 160.3 | 161.3 | 5.88 | 0.98 | 6.21 | 5.95 | 16.67% | 162.79 | 6.5712 | -0.02826 | 6.5329 | 1.0059 | 5.9145 | 342.56 | 347.42
2012-04-20 04:30 | 6.56 | 6.4 | 6.19 | 6.05 | 5.98 | 6.01 | 6.07 | 6.07 | 5.97 | 5.63 | 163.1 | 162.4 | 161.1 | 159.6 | 158.6 | 157.6 | 157.1 | 157.5 | 157.8 | 157 | 155.8 | 5.56 | 0.83 | 5.72 | 5.51 | 14.93% | 157.525 | 6.0385 | -0.091799 | 6.0186 | 1.0033 | 5.5784 | 290.72 | 293.96
2012-04-20 04:40 | 6.38 | 6.25 | 6.05 | 5.87 | 5.75 | 5.74 | 5.86 | 5.96 | 5.92 | 5.53 | 161.1 | 160.6 | 159.7 | 158.3 | 157.2 | 156.5 | 156.5 | 155.6 | 154.7 | 153.3 | 151.2 | 5.87 | 0.94 | 6.01 | 5.31 | 16.01% | 156.5 | 5.8711 | -0.1912 | 5.757 | 1.0198 | 5.9863 | 340.94 | 360.38
2012-04-20 04:50 | 6.39 | 6.26 | 6.14 | 6.12 | 6.1 | 6.18 | 6.33 | 6.34 | 6.14 | 5.78 | 159.9 | 159.6 | 159 | 158.2 | 157.5 | 157.1 | 156.8 | 156.3 | 155.3 | 152.6 | 150 | 6.29 | 0.65 | 6.5 | 5.21 | 10.33% | 157.055 | 6.1774 | -0.22162 | 6.2013 | 0.99615 | 6.2658 | 427.54 | 423.02
2012-04-20 05:00 | 6.11 | 5.98 | 5.78 | 5.79 | 5.86 | 5.89 | 5.95 | 6.03 | 5.97 | 5.64 | 157.6 | 157.9 | 158.1 | 157.9 | 157.9 | 158 | 157.5 | 156.8 | 156.1 | 154 | 150.5 | 5.74 | 0.83 | 5.99 | 5.24 | 14.46% | 157.925 | 5.8911 | -0.093659 | 5.8986 | 0.99874 | 5.7327 | 319.88 | 318.26
2012-04-20 05:10 | 6.2 | 6.18 | 6.19 | 6.3 | 6.44 | 6.56 | 6.62 | 6.62 | 6.51 | 6.25 | 153.4 | 153.4 | 153.9 | 154.4 | 154.8 | 154.7 | 154.5 | 154.2 | 153.5 | 151.9 | 147.6 | 6.32 | 0.7 | 6.49 | 5.71 | 11.08% | 154.67 | 6.4527 | -0.084137 | 6.5686 | 0.98235 | 6.2085 | 434.32 | 409.46
2012-04-20 05:20 | 7.08 | 7.05 | 7.09 | 7.16 | 7.23 | 7.25 | 7.11 | 6.89 | 6.68 | 6.33 | 155 | 154.5 | 154.6 | 154.7 | 154.2 | 153.9 | 154.4 | 154.6 | 153.8 | 151.8 | 146.2 | 7.08 | 0.57 | 7.19 | 5.83 | 8.051% | 153.975 | 7.0301 | 0.18019 | 7.2298 | 0.97237 | 6.8844 | 612.08 | 560.88
2012-04-20 05:30 | 6.84 | 6.82 | 6.8 | 6.81 | 6.74 | 6.61 | 6.45 | 6.27 | 6.03 | 5.64 | 152 | 152.2 | 152.3 | 152.4 | 152.6 | 153.1 | 153.3 | 152.1 | 150.3 | 147.8 | 143.1 | 6.8 | 0.66 | 6.68 | 5.38 | 9.706% | 153.13 | 6.5035 | 0.22644 | 6.5868 | 0.98735 | 6.714 | 542.8 | 522.46
2012-04-20 05:40 | 6.65 | 6.56 | 6.41 | 6.27 | 6.1 | 5.91 | 5.73 | 5.49 | 5.26 | 4.84 | 154.2 | 154.3 | 153.7 | 153.4 | 153.1 | 152.4 | 151.2 | 149.5 | 147.6 | 145.7 | 143 | 5.97 | 0.58 | 5.96 | 4.89 | 9.715% | 152.22 | 5.8716 | 0.28583 | 5.8839 | 0.99791 | 5.9575 | 357.14 | 355.52
2012-04-20 05:50 | 6.02 | 5.92 | 5.76 | 5.65 | 5.52 | 5.35 | 5.15 | 4.93 | 4.72 | 4.16 | 149.4 | 149.5 | 149.6 | 149.3 | 149.6 | 149.6 | 148.3 | 146.5 | 144.6 | 143.2 | 141.5 | 5.3 | 0.72 | 5.26 | 4.33 | 13.58% | 149.405 | 5.2846 | 0.35208 | 5.3209 | 0.99319 | 5.2639 | 248.6 | 242.12
2012-04-20 08:50 | 5.76 | 5.67 | 5.56 | 5.5 | 5.44 | 5.39 | 5.3 | 5.21 | 5.11 | 4.78 | 79.8 | 78.6 | 76.4 | 75.2 | 74.7 | 74.6 | 74.8 | 75.6 | 76.6 | 77.4 | 70.11 | 5.29 | 0.72 | 5.19 | 4.04 | 13.61% | 74.63 | 5.3425 | 0.1556 | 5.377 | 0.99359 | 5.2561 | 246.98 | 242.12
2012-04-20 09:00 | 5.79 | 5.77 | 5.83 | 5.88 | 5.86 | 5.76 | 5.62 | 5.51 | 5.37 | 5.01 | 83.5 | 83 | 82.6 | 82.1 | 81.6 | 81 | 80.2 | 79.4 | 78.4 | 77.8 | 70.18 | 5.58 | 0.76 | 5.48 | 4.54 | 13.62% | 80.88 | 5.6614 | 0.22738 | 5.7397 | 0.98636 | 5.5039 | 293.96 | 281
2012-04-20 09:10 | 5.25 | 5.18 | 5.16 | 5.11 | 5.08 | 5.01 | 4.93 | 4.83 | 4.73 | 4.58 | 81.6 | 81 | 81.1 | 81 | 79.9 | 78.6 | 77.5 | 77.1 | 76.2 | 73.4 | 72.36 | 4.73 | 0.83 | 4.69 | 3.83 | 17.55% | 78.435 | 4.9641 | 0.14875 | 4.9985 | 0.99313 | 4.6975 | 170.57 | 167.3
2012-04-20 09:20 | 5.94 | 5.91 | 5.89 | 5.87 | 5.85 | 5.8 | 5.7 | 5.62 | 5.47 | 5.09 | 79.6 | 79.5 | 78.6 | 78 | 77.8 | 78.6 | 79.4 | 79.3 | 78.5 | 77.4 | 68.79 | 5.73 | 1.1 | 5.66 | 4.53 | 19.2% | 78.72 | 5.7191 | 0.16072 | 5.7856 | 0.98852 | 5.6642 | 318.26 | 306.92
2012-04-20 09:30 | 6.93 | 6.93 | 6.94 | 6.88 | 6.78 | 6.75 | 6.8 | 6.82 | 6.74 | 6.4 | 89 | 88.8 | 88.7 | 88 | 86.9 | 86.3 | 85.4 | 84.1 | 82.8 | 82 | 79.71 | 6.83 | 0.88 | 6.68 | 5.67 | 12.88% | 86.165 | 6.7916 | -0.068199 | 6.7571 | 1.0051 | 6.8648 | 549.58 | 556.36
2012-04-20 09:40 | 6.49 | 6.36 | 6.21 | 6.1 | 6 | 5.84 | 5.75 | 5.69 | 5.59 | 5.23 | 91.8 | 91.3 | 90.8 | 90 | 89.2 | 87.5 | 86.1 | 85.8 | 85.3 | 85.4 | 75.17 | 6.33 | 1.37 | 6.29 | 5.52 | 21.64% | 87.29 | 5.867 | 0.14352 | 5.827 | 1.0069 | 6.3734 | 436.58 | 445.62
2012-04-20 09:50 | 7.71 | 7.63 | 7.47 | 7.42 | 7.44 | 7.48 | 7.43 | 7.33 | 7.22 | 6.81 | 90.2 | 90.1 | 90.1 | 90.4 | 90.5 | 90.5 | 90.6 | 91.2 | 92.2 | 93.2 | 79.31 | 7.51 | 1.19 | 7.48 | 6.73 | 15.85% | 90.515 | 7.3808 | 0.061979 | 7.4728 | 0.98769 | 7.4175 | 741.51 | 714.42
2012-04-20 10:00 | 8.09 | 8.02 | 7.83 | 7.72 | 7.55 | 7.38 | 7.29 | 7.19 | 7 | 6.64 | 93.5 | 93.3 | 92.1 | 90.6 | 89.2 | 88.5 | 88.2 | 87.4 | 86.6 | 85.6 | 78.48 | 7.86 | 1.32 | 7.68 | 6.22 | 16.79% | 88.455 | 7.4055 | 0.11339 | 7.367 | 1.0052 | 7.9011 | 846.86 | 858.9
2012-04-20 10:30 | 7.77 | 7.81 | 7.83 | 7.83 | 7.84 | 7.8 | 7.72 | 7.53 | 7.28 | 6.8 | 87 | 87.1 | 87.2 | 87.2 | 87.6 | 88.4 | 89.2 | 89.3 | 88.8 | 90 | 77.01 | 7.89 | 1.23 | 7.89 | 6.97 | 15.59% | 88.52 | 7.6551 | 0.095269 | 7.7885 | 0.98287 | 7.7548 | 855.89 | 813.75
2012-04-20 10:40 | 7.94 | 7.96 | 7.97 | 7.78 | 7.59 | 7.4 | 7.22 | 7.09 | 6.86 | 6.29 | 85.8 | 85.6 | 84.9 | 84 | 83.2 | 82.5 | 82 | 82.2 | 82.6 | 84.8 | 72.79 | 7.53 | 1.06 | 7.42 | 6.4 | 14.08% | 82.425 | 7.3864 | 0.22756 | 7.3739 | 1.0017 | 7.5427 | 747.53 | 750.54
2012-04-20 10:50 | 7.9 | 7.84 | 7.66 | 7.64 | 7.7 | 7.73 | 7.66 | 7.51 | 7.22 | 6.6 | 86.6 | 86.3 | 85.1 | 83.7 | 82.7 | 82.5 | 82.4 | 82.3 | 82.5 | 83.3 | 72.8 | 7.54 | 1.08 | 7.41 | 5.82 | 14.32% | 82.485 | 7.5572 | 0.084064 | 7.7199 | 0.97892 | 7.3811 | 750.54 | 702.38
2012-04-20 11:00 | 6.8 | 6.71 | 6.76 | 6.78 | 6.91 | 6.9 | 6.87 | 6.72 | 6.56 | 6.05 | 90.6 | 90.5 | 89.5 | 88.3 | 87.6 | 87 | 85.8 | 85 | 83.8 | 82.6 | 84.37 | 5.7 | 1.13 | 5.63 | 5.01 | 19.82% | 86.82 | 6.7487 | 0.040266 | 6.8957 | 0.97868 | 5.5785 | 313.4 | 293.96
2012-04-20 11:10 | 6.79 | 6.72 | 6.71 | 6.7 | 6.72 | 6.71 | 6.67 | 6.54 | 6.32 | 5.91 | 86.8 | 86.8 | 86.4 | 86.7 | 87.5 | 89.1 | 89.4 | 90 | 91.4 | 92.6 | 82.06 | 6.42 | 1.2 | 6.36 | 5.98 | 18.69% | 89.145 | 6.5933 | 0.055253 | 6.7043 | 0.98346 | 6.3138 | 456.92 | 432.06
2012-04-20 11:20 | 8.81 | 8.79 | 8.67 | 8.51 | 8.44 | 8.41 | 8.36 | 8.22 | 8.01 | 7.49 | 89 | 88.9 | 88.3 | 88 | 87.7 | 87.7 | 87.7 | 87.2 | 87.1 | 87.3 | 76.04 | 8.44 | 0.9 | 8.32 | 7.3 | 10.66% | 87.7 | 8.3481 | 0.055104 | 8.4028 | 0.99349 | 8.3851 | 1050.48 | 1032.13
2012-04-20 11:30 | 10.26 | 10.05 | 9.84 | 9.63 | 9.54 | 9.4 | 9.24 | 8.99 | 8.7 | 8.34 | 89.9 | 90.6 | 89.8 | 89.6 | 89.5 | 88.9 | 88 | 87.4 | 87.6 | 88.2 | 79.01 | 8.78 | 1.53 | 8.69 | 7.67 | 17.43% | 88.765 | 9.3194 | 0.15865 | 9.3769 | 0.99387 | 8.7261 | 1175.26 | 1156.91
2012-04-20 11:40 | 9.14 | 8.98 | 8.83 | 8.59 | 8.58 | 8.5 | 8.37 | 8.25 | 8.12 | 7.78 | 90 | 90.4 | 89 | 88.4 | 88.3 | 87.9 | 87.8 | 87.8 | 87.2 | 85.7 | 77.3 | 8.12 | 0.73 | 8.13 | 7.05 | 8.99% | 87.885 | 8.4486 | 0.14242 | 8.4813 | 0.99615 | 8.0887 | 933.04 | 922.03
2012-04-20 16:20 | 11.62 | 11.5 | 11.22 | 11.01 | 10.79 | 10.45 | 10.07 | 9.5 | 8.9 | 7.95 | 86.2 | 86.4 | 85.5 | 85.2 | 85.4 | 85.6 | 85 | 84.4 | 83.3 | 81.2 | 75.85 | 10.58 | 1.17 | 10.35 | 7.75 | 11.06% | 85.51 | 10.2662 | 0.3423 | 10.3947 | 0.98764 | 10.4492 | 1791.86 | 1757.15
2012-04-20 16:30 | 10.65 | 10.63 | 10.52 | 10.38 | 10.22 | 9.86 | 9.57 | 9.29 | 8.98 | 8.44 | 86.7 | 87.4 | 88.1 | 88 | 88.3 | 88 | 87.8 | 87.3 | 87.1 | 86.6 | 79.09 | 9.84 | 1.15 | 9.66 | 7.76 | 11.69% | 87.97 | 9.8112 | 0.27587 | 9.8179 | 0.99932 | 9.8333 | 1576.04 | 1572.23
2012-04-20 17:20 | 10.43 | 10.24 | 9.92 | 9.63 | 9.38 | 9.01 | 8.68 | 8.39 | 7.99 | 7.23 | 84.3 | 84.4 | 83.9 | 84.2 | 84.4 | 84.3 | 84.7 | 85.5 | 86.2 | 86.3 | 75.44 | 9.16 | 1.03 | 8.87 | 6.63 | 11.24% | 84.36 | 8.9986 | 0.34481 | 8.962 | 1.0041 | 9.1975 | 1316.96 | 1332.2
2012-04-20 17:30 | 9.43 | 9.14 | 8.97 | 8.79 | 8.66 | 8.52 | 8.4 | 8.24 | 8.04 | 7.3 | 78.3 | 78 | 77.8 | 76.8 | 76.7 | 77 | 77.5 | 77.4 | 77.3 | 78.3 | 69.57 | 8.07 | 1.09 | 7.86 | 6.15 | 13.51% | 77.075 | 8.4873 | 0.13108 | 8.5027 | 0.99819 | 8.0554 | 914.69 | 911.02
2012-04-20 17:40 | 11.24 | 11.11 | 10.75 | 10.56 | 10.33 | 10.2 | 10.06 | 9.99 | 9.72 | 8.89 | 75.4 | 75.3 | 75 | 74.8 | 74.3 | 74 | 74.5 | 74.7 | 75.8 | 77.1 | 68.25 | 10.33 | 1.27 | 10.14 | 7.29 | 12.29% | 74.075 | 10.2028 | 0.12772 | 10.1798 | 1.0023 | 10.3533 | 1725.11 | 1730.45
2012-04-20 17:50 | 12.23 | 12.14 | 11.82 | 11.69 | 11.44 | 11.15 | 10.79 | 10.39 | 9.89 | 9.08 | 79.5 | 79.5 | 78.7 | 79.2 | 79.1 | 79.3 | 79.5 | 79.6 | 79.7 | 79.7 | 70.31 | 11.09 | 1.36 | 10.83 | 8.14 | 12.26% | 79.33 | 11.0058 | 0.30329 | 11.0977 | 0.99172 | 10.9982 | 1911.56 | 1904
2012-04-20 18:00 | 11.09 | 10.97 | 10.83 | 10.55 | 10.29 | 9.98 | 9.57 | 9.2 | 8.83 | 7.99 | 83 | 83 | 83.6 | 83.3 | 82.7 | 82.1 | 81.8 | 81.8 | 82 | 81.8 | 74.47 | 10.33 | 1.38 | 9.98 | 7.59 | 13.36% | 82.055 | 9.8754 | 0.38766 | 9.9202 | 0.99548 | 10.2833 | 1725.11 | 1711.76
2012-04-20 18:10 | 10.25 | 10 | 9.71 | 9.49 | 9.31 | 8.87 | 8.54 | 8.18 | 7.87 | 7.17 | 75 | 75 | 75.9 | 75.6 | 75.3 | 75.9 | 75.9 | 75.8 | 75.5 | 75.1 | 68.38 | 9.19 | 0.81 | 8.89 | 6.47 | 8.814% | 75.9 | 8.853 | 0.35036 | 8.8219 | 1.0035 | 9.2224 | 1328.39 | 1339.82
2012-04-20 18:20 | 11.6 | 11.51 | 11.23 | 11.07 | 10.81 | 10.59 | 10.46 | 10.17 | 9.66 | 8.4 | 70.4 | 70 | 69.6 | 70.3 | 70.3 | 70.6 | 70.5 | 70.5 | 70.4 | 70.5 | 62.07 | 10.64 | 1.79 | 10.4 | 7.59 | 16.82% | 70.585 | 10.5248 | 0.11414 | 10.5713 | 0.9956 | 10.5932 | 1807.88 | 1794.53
2012-04-20 18:30 | 12.08 | 11.88 | 11.74 | 11.71 | 11.6 | 11.33 | 11.04 | 10.71 | 10.28 | 9.5 | 72.1 | 72.6 | 72.6 | 73.2 | 73.4 | 73.7 | 73.6 | 73.3 | 73.3 | 73.1 | 65.43 | 11.51 | 1.47 | 11.35 | 8.62 | 12.77% | 73.685 | 11.1629 | 0.23961 | 11.288 | 0.98892 | 11.3824 | 1946.84 | 1935.92
2012-04-20 18:40 | 10.41 | 10.25 | 10.18 | 10.15 | 10.05 | 9.83 | 9.59 | 9.26 | 8.83 | 7.97 | 68.7 | 69 | 69.8 | 70 | 70.1 | 70.7 | 70.6 | 70.4 | 70.4 | 70.1 | 61.35 | 9.72 | 1.04 | 9.49 | 6.89 | 10.7% | 70.685 | 9.6557 | 0.22842 | 9.7952 | 0.98575 | 9.5815 | 1530.32 | 1476.98
2012-04-20 18:50 | 11.34 | 11.1 | 10.82 | 10.57 | 10.37 | 10.02 | 9.7 | 9.36 | 8.91 | 7.97 | 65.3 | 65.4 | 65 | 65.5 | 66.1 | 66.2 | 66.3 | 66.3 | 66 | 65.2 | 58.34 | 10.06 | 1.59 | 9.75 | 6.44 | 15.81% | 66.215 | 9.9456 | 0.29994 | 9.9735 | 0.9972 | 10.0318 | 1653.02 | 1645.01
2012-04-20 19:00 | 10.61 | 10.48 | 10.17 | 9.98 | 9.77 | 9.61 | 9.39 | 9.13 | 8.79 | 7.75 | 69.9 | 70.4 | 70.3 | 69.8 | 69.9 | 69.6 | 69 | 68.6 | 68.3 | 69.8 | 61.83 | 9.71 | 1.28 | 9.48 | 7.2 | 13.18% | 69.51 | 9.5167 | 0.21401 | 9.5782 | 0.99359 | 9.6477 | 1526.51 | 1503.65
2012-04-20 19:10 | 11.63 | 11.48 | 11.16 | 10.95 | 10.81 | 10.71 | 10.49 | 10.1 | 9.59 | 8.57 | 73.9 | 74.2 | 73.9 | 73.8 | 73.9 | 73.8 | 73.7 | 73.2 | 72.9 | 73.3 | 65 | 10.48 | 1.58 | 10.26 | 7.58 | 15.08% | 73.785 | 10.5101 | 0.1918 | 10.6782 | 0.98426 | 10.315 | 1765.16 | 1722.44
2012-04-20 19:20 | 12.44 | 12.36 | 12.16 | 11.96 | 11.75 | 11.51 | 11.22 | 10.78 | 10.21 | 9.26 | 81.7 | 81.5 | 81.1 | 81 | 81.2 | 81.4 | 81.7 | 82 | 82.3 | 81.6 | 71.62 | 11.68 | 1.66 | 11.47 | 8.21 | 14.21% | 81.445 | 11.3361 | 0.23581 | 11.468 | 0.9885 | 11.5456 | 1961.12 | 1950.2
2012-04-20 19:30 | 13.84 | 13.67 | 13.31 | 12.96 | 12.68 | 12.33 | 11.96 | 11.56 | 11.17 | 10.24 | 78.4 | 78.5 | 78.7 | 78.8 | 78.8 | 78.9 | 79 | 78.9 | 79.1 | 79.3 | 71.51 | 12.99 | 1.92 | 12.63 | 9.41 | 14.78% | 78.915 | 12.2659 | 0.28155 | 12.2763 | 0.99915 | 12.979 | 1998.89 | 1998.78
2012-04-22 07:10 | 2.36 | 2.38 | 2.41 | 2.37 | 2.36 | 2.23 | 2.06 | 2 | 1.94 | 1.91 | 148.1 | 147.8 | 147 | 144.6 | 152.7 | 154.6 | 159.2 | 156.4 | 153.1 | 146 | 141.3 | 2.07 | 0.33 | 2.15 | 2.06 | 15.94% | 155.29 | 2.1857 | 0.73277 | 2.2048 | 0.99132 | 2.052 | 0 | 0
2012-04-22 07:30 | 2.38 | 2.43 | 2.55 | 2.77 | 2.86 | 2.85 | 2.64 | 2.41 | 2.32 | 2.27 | 156.4 | 155.8 | 154.9 | 156.1 | 157.4 | 156.5 | 155.7 | 152.1 | 150.4 | 146.7 | 147.5 | 2.23 | 0.41 | 2.3 | 2.24 | 18.39% | 156.38 | 2.6191 | 0.70731 | 2.8189 | 0.92912 | 2.0719 | 0 | 0
2012-04-22 07:40 | 2.57 | 2.6 | 2.72 | 2.93 | 2.94 | 2.87 | 2.79 | 2.76 | 2.61 | 2.51 | 172 | 173.3 | 176.7 | 179.4 | 174 | 166.5 | 165.3 | 164.7 | 163 | 168.5 | 158.7 | 2.32 | 0.39 | 2.43 | 2.43 | 16.81% | 166.32 | 2.767 | 0.26125 | 2.8584 | 0.96801 | 2.2458 | 0 | 0
2012-04-22 07:50 | 2.91 | 2.9 | 2.93 | 2.93 | 2.91 | 2.8 | 2.62 | 2.37 | 2.23 | 2.13 | 169 | 167.9 | 166.4 | 166.8 | 167.4 | 166.1 | 166.6 | 168.4 | 169.1 | 171.6 | 159.8 | 2.44 | 0.34 | 2.45 | 1.96 | 13.93% | 166.175 | 2.6873 | 0.61402 | 2.7735 | 0.96891 | 2.3641 | 0 | 0
2012-04-22 08:00 | 2.43 | 2.39 | 2.32 | 2.25 | 2.22 | 2.23 | 2.21 | 2.19 | 2.15 | 2.1 | 180.3 | 179.6 | 179 | 180.2 | 180.7 | 179.6 | 178.6 | 177.7 | 177.5 | 179.2 | 167.8 | 2.02 | 0.41 | 2.07 | 2.03 | 20.3% | 179.45 | 2.224 | 0.083253 | 2.2271 | 0.9986 | 2.0172 | 0 | 0
2012-04-22 08:10 | 2.31 | 2.3 | 2.26 | 2.28 | 2.32 | 2.27 | 2.35 | 2.37 | 2.39 | 2.39 | 190.2 | 189.5 | 189.2 | 189.3 | 188.4 | 191.6 | 193.9 | 195.2 | 196.4 | 198.6 | 182.7 | 2.08 | 0.36 | 1.91 | 2.05 | 17.31% | 191.945 | 2.3216 | -0.32007 | 2.2813 | 1.0177 | 2.1167 | 0 | 0
2012-04-22 08:20 | 2.36 | 2.34 | 2.32 | 2.35 | 2.37 | 2.41 | 2.42 | 2.41 | 2.38 | 2.27 | 179.5 | 180.1 | 181.9 | 182.6 | 182.6 | 182.9 | 183.8 | 185.5 | 187.1 | 187.6 | 179.2 | 2.16 | 0.33 | 2.04 | 2.03 | 15.28% | 183.035 | 2.3739 | -0.038265 | 2.4114 | 0.98445 | 2.1264 | 0 | 0
2012-04-22 08:40 | 2.43 | 2.2 | 1.95 | 1.78 | 1.8 | 1.87 | 1.93 | 2.04 | 2.19 | 2.28 | 192 | 193.4 | 191.4 | 192 | 191.4 | 192.1 | 192.8 | 191.8 | 192.8 | 191.7 | 178.6 | 1.69 | 0.32 | 1.57 | 1.76 | 18.93% | 192.205 | 1.9791 | -0.29184 | 1.8785 | 1.0536 | 1.7806 | 0 | 0
2012-04-22 08:50 | 2.03 | 2.06 | 2.02 | 2 | 1.99 | 1.98 | 1.98 | 2 | 2.04 | 2.07 | 193.6 | 195.1 | 195.3 | 197.6 | 199.1 | 200.9 | 203.1 | 205.4 | 204.6 | 205.5 | 186.6 | 1.8 | 0.33 | 1.57 | 1.54 | 18.33% | 201.23 | 2.0032 | 0 | 1.98 | 1.0117 | 1.8211 | 0 | 0
2012-04-22 09:00 | 1.41 | 1.4 | 1.38 | 1.36 | 1.34 | 1.3 | 1.22 | 1.2 | 1.25 | 1.43 | 203.3 | 203.4 | 206.1 | 211.7 | 212.9 | 213.5 | 213.9 | 215.1 | 217 | 214.9 | 200.1 | 1.46 | 0.47 | 1.24 | 1.45 | 32.19% | 213.56 | 1.303 | 0.58693 | 1.2882 | 1.0114 | 1.4767 | 0 | 0
2012-04-22 09:10 | 1.61 | 1.59 | 1.53 | 1.52 | 1.5 | 1.5 | 1.47 | 1.41 | 1.39 | 1.36 | 196.1 | 194.4 | 192.1 | 190.4 | 188.3 | 186.6 | 187.4 | 190.2 | 192.3 | 197.3 | 198.8 | 1.16 | 0.25 | 0.9 | 1.33 | 21.55% | 186.72 | 1.4706 | 0.18669 | 1.4957 | 0.98325 | 1.1406 | 0 | 0
2012-04-22 09:20 | 1.17 | 1.22 | 1.29 | 1.36 | 1.38 | 1.41 | 1.43 | 1.44 | 1.48 | 1.5 | 197.9 | 196.3 | 193.6 | 189.2 | 185.9 | 184 | 182.6 | 180.7 | 179.6 | 177.9 | 177.6 | 1.28 | 0.24 | 1.13 | 1.38 | 18.75% | 183.79 | 1.3976 | -0.13016 | 1.4128 | 0.98921 | 1.2662 | 0 | 0
2012-04-22 09:30 | 1.16 | 1.17 | 1.17 | 1.12 | 1.1 | 1.1 | 1.12 | 1.12 | 1.14 | 1.21 | 155.2 | 147.8 | 136.9 | 132 | 130.1 | 125.1 | 126.2 | 127.7 | 126.1 | 119.9 | 162.2 | 1.02 | 0.28 | 0.83 | 1.13 | 27.45% | 125.265 | 1.1212 | -0.16651 | 1.1028 | 1.0166 | 1.037 | 0 | 0
2012-04-22 09:40 | 1.23 | 1.28 | 1.23 | 1.1 | 0.93 | 0.84 | 0.78 | 0.74 | 0.71 | 0.77 | 214.9 | 215.3 | 215.5 | 217 | 210.1 | 205.1 | 201 | 196.8 | 190.3 | 185.9 | 147.6 | 0.82 | 0.34 | 0.7 | 0.66 | 41.46% | 204.485 | 0.9267 | 0.68483 | 0.83113 | 1.115 | 0.91429 | 0 | 0
2012-04-22 09:50 | 1.42 | 1.4 | 1.25 | 1.17 | 1.28 | 1.41 | 1.56 | 1.58 | 1.54 | 1.3 | 214.3 | 218.8 | 218.8 | 220.9 | 219.7 | 211.3 | 203.1 | 193.1 | 195 | 216.9 | 196.7 | 0.9 | 0.21 | 0.77 | 0.91 | 23.33% | 210.07 | 1.3882 | -0.93423 | 1.4306 | 0.97039 | 0.87336 | 0 | 0
2012-04-22 10:00 | 0.72 | 0.79 | 0.92 | 1.18 | 1.24 | 1.3 | 1.32 | 1.31 | 1.33 | 1.28 | 179.9 | 198.1 | 231 | 275.4 | 310 | 321.6 | 330.6 | 334.2 | 346.4 | 345.7 | 297.1 | 0.57 | 0.28 | 0.44 | 0.97 | 49.12% | 322.95 | 1.1487 | -0.14109 | 1.3028 | 0.88172 | 0.50258 | 0 | 0
2012-04-22 10:20 | 1.65 | 1.67 | 1.59 | 1.63 | 1.69 | 1.82 | 1.77 | 1.59 | 1.39 | 1.03 | 181.9 | 184.4 | 188.2 | 193.4 | 203.6 | 210.9 | 205.1 | 198 | 190.4 | 194.4 | 184.3 | 1.07 | 0.46 | 0.9 | 1.16 | 42.99% | 210.03 | 1.5931 | 0.25743 | 1.8128 | 0.87882 | 0.94034 | 0 | 0
2012-04-22 10:30 | 1.22 | 1.19 | 1.12 | 1.1 | 1.11 | 1.06 | 0.99 | 0.91 | 0.88 | 0.92 | 172.1 | 171.3 | 169.5 | 165 | 160.9 | 157.4 | 153.6 | 150.9 | 150.3 | 160.1 | 172.4 | 1.09 | 0.31 | 0.88 | 0.73 | 28.44% | 156.83 | 1.0242 | 0.63134 | 1.0497 | 0.97572 | 1.0635 | 0 | 0
2012-04-22 10:50 | 2.07 | 2.1 | 2.24 | 2.3 | 2.37 | 2.36 | 2.33 | 2.26 | 2.16 | 2.02 | 159.9 | 157.9 | 153.6 | 151.3 | 148.4 | 146.9 | 144 | 144.3 | 144.8 | 144 | 142.3 | 2.1 | 0.56 | 2.05 | 2.01 | 26.67% | 146.465 | 2.2673 | 0.11822 | 2.3557 | 0.96248 | 2.0212 | 0 | 0
2012-04-22 11:20 | 3.23 | 3.25 | 3.27 | 3.31 | 3.34 | 3.36 | 3.38 | 3.4 | 3.4 | 3.46 | 163.1 | 161.4 | 158.4 | 156 | 153.9 | 151.4 | 149 | 146.8 | 144.7 | 143.2 | 142.4 | 3.33 | 0.26 | 3.33 | 3.44 | 7.808% | 151.04 | 3.3429 | -0.054843 | 3.3629 | 0.99407 | 3.3102 | 30.03 | 28.21
2012-04-22 11:30 | 2.59 | 2.59 | 2.64 | 2.72 | 2.81 | 2.88 | 2.93 | 2.96 | 2.98 | 3.02 | 160.2 | 158.3 | 155.9 | 154.3 | 153.4 | 152.8 | 150.9 | 147.9 | 145.5 | 143.7 | 147 | 3.01 | 0.39 | 2.92 | 2.96 | 12.96% | 152.515 | 2.8481 | -0.15906 | 2.8871 | 0.9865 | 2.9694 | 0.91 | 0
2012-04-22 11:40 | 3.1 | 3.11 | 3.13 | 3.15 | 3.17 | 3.14 | 3.17 | 3.2 | 3.13 | 2.97 | 169.3 | 168.9 | 166.7 | 163.5 | 160.6 | 158.1 | 155.6 | 153.2 | 151.7 | 149.7 | 147.5 | 3.17 | 0.36 | 3.11 | 3.19 | 11.36% | 157.725 | 3.1311 | -0.087871 | 3.1443 | 0.99579 | 3.1567 | 15.47 | 14.56
2012-04-22 11:50 | 2.98 | 2.97 | 2.97 | 2.99 | 3.02 | 3.03 | 3.02 | 2.99 | 2.95 | 2.83 | 156 | 155.1 | 154.1 | 153 | 151.6 | 150.7 | 149.9 | 149.2 | 147.7 | 147.3 | 145.5 | 3.06 | 0.56 | 3.07 | 2.77 | 18.3% | 150.58 | 2.9858 | 0.030549 | 3.0286 | 0.98589 | 3.0168 | 5.46 | 1.82
2012-04-22 12:00 | 2.76 | 2.76 | 2.78 | 2.8 | 2.74 | 2.65 | 2.61 | 2.58 | 2.51 | 2.44 | 166.5 | 165.4 | 161.8 | 157.8 | 155.2 | 153.3 | 151.6 | 150.5 | 150.4 | 151.5 | 149.5 | 2.73 | 0.42 | 2.61 | 2.51 | 15.38% | 153.045 | 2.6506 | 0.14055 | 2.6442 | 1.0024 | 2.7366 | 0 | 0
2012-04-22 12:10 | 3.1 | 3.07 | 3.04 | 3.01 | 2.98 | 2.93 | 2.86 | 2.81 | 2.77 | 2.75 | 167.4 | 166.5 | 166 | 166.7 | 167.1 | 168.1 | 169 | 168.8 | 168.4 | 168.6 | 158 | 3.02 | 0.47 | 2.98 | 2.75 | 15.56% | 168.235 | 2.9119 | 0.22345 | 2.9199 | 0.99727 | 3.0118 | 1.82 | 0.91
2012-04-22 12:20 | 3.14 | 3.13 | 3.06 | 2.96 | 2.91 | 2.91 | 2.87 | 2.8 | 2.71 | 2.55 | 168.9 | 168.3 | 166.8 | 166.4 | 167.6 | 168.5 | 168.9 | 169.6 | 169.5 | 167.6 | 159.4 | 3.14 | 0.47 | 3.05 | 2.46 | 14.97% | 168.56 | 2.8825 | 0.1279 | 2.9042 | 0.99252 | 3.1165 | 12.74 | 10.92
2012-04-22 12:30 | 3.36 | 3.26 | 3.13 | 3.05 | 3.01 | 2.96 | 2.91 | 2.93 | 2.93 | 2.92 | 182.3 | 182.1 | 182.3 | 182.5 | 181.4 | 179.7 | 179.1 | 179.2 | 179.2 | 179.9 | 161.7 | 3.06 | 0.63 | 2.92 | 2.73 | 20.59% | 179.61 | 2.994 | 0.15743 | 2.9528 | 1.014 | 3.1027 | 5.46 | 9.1
2012-04-22 12:40 | 3.17 | 3.14 | 3.06 | 3 | 3.07 | 3.1 | 3.05 | 2.99 | 2.98 | 2.89 | 188.5 | 189.2 | 189.9 | 189.5 | 189.6 | 188.6 | 186.7 | 186.4 | 187.4 | 187.5 | 167 | 2.79 | 0.52 | 2.58 | 2.52 | 18.64% | 188.315 | 3.034 | 0.15026 | 3.0928 | 0.98099 | 2.7369 | 0 | 0
2012-04-22 12:50 | 2.94 | 2.87 | 2.78 | 2.81 | 2.87 | 2.94 | 2.94 | 2.92 | 2.94 | 3.05 | 185.8 | 184.8 | 183.9 | 183 | 182.3 | 182.2 | 182.2 | 182.5 | 182.2 | 179.4 | 170.9 | 2.93 | 0.53 | 2.83 | 2.88 | 18.09% | 182.2 | 2.8992 | 0 | 2.94 | 0.98611 | 2.8893 | 0 | 0
2012-04-22 13:00 | 2.96 | 2.95 | 2.93 | 2.88 | 2.8 | 2.71 | 2.63 | 2.55 | 2.46 | 2.34 | 175.5 | 176.5 | 177.9 | 177.5 | 176.4 | 174.7 | 172.9 | 171.8 | 170.3 | 164.6 | 153.6 | 2.77 | 0.62 | 2.59 | 2.45 | 22.38% | 174.43 | 2.7007 | 0.2769 | 2.6984 | 1.0009 | 2.7724 | 0 | 0
2012-04-22 13:10 | 4.14 | 4.09 | 3.97 | 3.83 | 3.74 | 3.69 | 3.66 | 3.64 | 3.63 | 3.66 | 175.2 | 174.4 | 173.6 | 173.8 | 174.2 | 174.2 | 173.7 | 173.3 | 172.7 | 171.4 | 164.8 | 3.73 | 0.51 | 3.64 | 3.62 | 13.67% | 174.125 | 3.7454 | 0.075437 | 3.6857 | 1.0162 | 3.7904 | 66.43 | 71.89
2012-04-22 13:20 | 3.17 | 3.13 | 3.09 | 3.06 | 3.01 | 2.97 | 2.91 | 2.9 | 2.86 | 2.8 | 171.4 | 171 | 169.7 | 165.5 | 163.9 | 162.9 | 161.5 | 160.7 | 159.3 | 156.5 | 152.4 | 2.87 | 0.34 | 2.85 | 2.74 | 11.85% | 162.69 | 2.9619 | 0.1886 | 2.9613 | 1.0002 | 2.8706 | 0 | 0
2012-04-22 13:30 | 3.84 | 3.78 | 3.77 | 3.78 | 3.76 | 3.7 | 3.62 | 3.55 | 3.5 | 3.39 | 181.5 | 181.7 | 181.7 | 181.9 | 181.5 | 181.3 | 181.6 | 182 | 182.5 | 182.5 | 170.9 | 3.83 | 0.73 | 3.71 | 3.13 | 19.06% | 181.345 | 3.6598 | 0.202 | 3.6884 | 0.99225 | 3.8003 | 75.53 | 72.8
2012-04-22 13:40 | 4.13 | 4.07 | 4.03 | 4.03 | 3.99 | 3.93 | 3.86 | 3.8 | 3.72 | 3.53 | 183.7 | 183.3 | 182.4 | 182.1 | 182.1 | 182.8 | 183.2 | 182.7 | 182 | 180.9 | 171.4 | 3.87 | 0.71 | 3.75 | 3.34 | 18.35% | 182.86 | 3.8971 | 0.16608 | 3.9199 | 0.99419 | 3.8475 | 79.17 | 77.35
2012-04-22 13:50 | 3.61 | 3.52 | 3.36 | 3.17 | 2.99 | 2.83 | 2.66 | 2.55 | 2.46 | 2.31 | 181.9 | 180.9 | 179.1 | 176.8 | 174.7 | 174.4 | 173.2 | 172.2 | 170.5 | 168 | 162 | 2.75 | 0.59 | 2.66 | 2.33 | 21.45% | 174.22 | 2.8801 | 0.57248 | 2.805 | 1.0268 | 2.8237 | 0 | 0
2012-04-22 17:00 | 3.15 | 3.12 | 3.06 | 3.04 | 3.07 | 3.12 | 3.19 | 3.25 | 3.25 | 3.18 | 172.9 | 171.3 | 168.5 | 166 | 164.5 | 163.3 | 162.5 | 161.5 | 160.4 | 159.6 | 152.9 | 3 | 0.4 | 3.19 | 3.01 | 13.33% | 163.18 | 3.1415 | -0.20504 | 3.1299 | 1.0037 | 3.0111 | 0 | 0.91
2012-04-23 08:00 | 7.83 | 7.54 | 7.3 | 7.12 | 7.01 | 6.86 | 6.69 | 6.52 | 6.34 | 6.09 | 73.3 | 73.2 | 72.9 | 73.5 | 73.6 | 73.7 | 74.8 | 75.2 | 74.9 | 73.8 | 66.33 | 6.49 | 0.77 | 6.42 | 5.21 | 11.86% | 73.865 | 6.8329 | 0.23189 | 6.8354 | 0.99964 | 6.4877 | 472.74 | 472.74
2012-04-23 08:30 | 5.96 | 5.8 | 5.38 | 5.28 | 5.29 | 5.32 | 5.16 | 5.01 | 4.9 | 4.66 | 69.3 | 68.6 | 67.4 | 66.3 | 65.4 | 66 | 67.1 | 68.2 | 68.8 | 72.8 | 61.27 | 4.75 | 0.93 | 4.61 | 3.68 | 19.58% | 66.165 | 5.1963 | 0.28219 | 5.2968 | 0.98103 | 4.6599 | 172.75 | 162.94
2012-04-23 08:40 | 7.02 | 6.83 | 6.57 | 6.43 | 6.32 | 6.3 | 6.24 | 6.17 | 6.16 | 6.16 | 67.6 | 67.4 | 68.4 | 67.3 | 67.4 | 68.1 | 68.4 | 68.8 | 69.8 | 71.3 | 61.53 | 6.05 | 0.73 | 6.02 | 5.13 | 12.07% | 68.145 | 6.3241 | 0.088431 | 6.2914 | 1.0052 | 6.0815 | 373.3 | 380.08
2012-04-23 08:50 | 7.96 | 7.81 | 7.65 | 7.52 | 7.46 | 7.33 | 7.17 | 7.02 | 6.96 | 6.62 | 67.1 | 67.3 | 67.7 | 67.2 | 67.2 | 67.7 | 67.7 | 67.5 | 67.6 | 67.5 | 58.82 | 7.01 | 0.88 | 6.85 | 5.41 | 12.55% | 67.7 | 7.2903 | 0.20395 | 7.3069 | 0.99774 | 6.9941 | 591.01 | 585.74
2012-04-23 09:00 | 7.67 | 7.61 | 7.48 | 7.3 | 7.19 | 7.05 | 6.98 | 6.91 | 6.78 | 6.52 | 73.1 | 73 | 73 | 72.7 | 73 | 73.1 | 73.3 | 73.6 | 73.9 | 74.2 | 61.53 | 7.29 | 0.74 | 7.11 | 5.77 | 10.15% | 73.13 | 7.089 | 0.092213 | 7.0399 | 1.007 | 7.3408 | 675.29 | 690.34
2012-04-23 09:10 | 7.19 | 7.12 | 6.92 | 6.84 | 6.75 | 6.55 | 6.4 | 6.27 | 6.12 | 5.75 | 65.8 | 65.4 | 64.5 | 64.5 | 65.5 | 66 | 66.8 | 67.2 | 67.2 | 67.9 | 59.6 | 6.34 | 0.66 | 6.14 | 4.52 | 10.41% | 66.12 | 6.539 | 0.21409 | 6.5283 | 1.0016 | 6.3504 | 438.84 | 441.1
2012-04-23 09:20 | 6.86 | 6.75 | 6.53 | 6.39 | 6.26 | 6.16 | 6 | 5.84 | 5.7 | 5.46 | 64 | 63.6 | 63.9 | 63.7 | 62.9 | 62.3 | 62.2 | 62.1 | 61.6 | 60.6 | 55.39 | 6.01 | 0.95 | 5.83 | 4.76 | 15.81% | 62.285 | 6.1236 | 0.2432 | 6.1368 | 0.99785 | 5.9971 | 364.26 | 362
2012-04-23 09:30 | 6.24 | 6.1 | 5.86 | 5.65 | 5.53 | 5.46 | 5.32 | 5.21 | 5.07 | 4.88 | 62.7 | 62.8 | 62.7 | 62.5 | 62.6 | 62.7 | 62.3 | 62 | 62 | 62.2 | 52.64 | 5.29 | 1.08 | 5.17 | 4.38 | 20.42% | 62.64 | 5.447 | 0.24004 | 5.4397 | 1.0013 | 5.2971 | 246.98 | 248.6
2012-04-23 09:40 | 7.47 | 7.3 | 7.03 | 6.81 | 6.66 | 6.41 | 6.16 | 6.05 | 5.87 | 5.47 | 61.1 | 60.4 | 60.3 | 59.9 | 59.9 | 59.2 | 58.5 | 58.4 | 57.9 | 57.2 | 53.7 | 6 | 1.04 | 5.89 | 4.51 | 17.33% | 59.095 | 6.4301 | 0.36763 | 6.3736 | 1.0089 | 6.0532 | 362 | 373.3
2012-04-23 09:50 | 7.69 | 7.53 | 7.26 | 7.04 | 6.88 | 6.75 | 6.52 | 6.26 | 6.07 | 5.8 | 59.8 | 58.8 | 58.9 | 58 | 57.9 | 57.5 | 57.1 | 56.7 | 55.8 | 55.2 | 47.18 | 6.66 | 0.67 | 6.47 | 5.4 | 10.06% | 57.44 | 6.6881 | 0.32037 | 6.7166 | 0.99577 | 6.6318 | 511.16 | 504.38
2012-04-23 10:00 | 8 | 7.81 | 7.51 | 7.38 | 7.22 | 7.01 | 6.84 | 6.69 | 6.58 | 6.21 | 61 | 60.9 | 61.1 | 60.7 | 60.7 | 60.3 | 59.1 | 58.4 | 57.8 | 57.9 | 51.71 | 6.76 | 0.77 | 6.5 | 5.16 | 11.39% | 60.12 | 7.0303 | 0.22687 | 6.9854 | 1.0064 | 6.8035 | 533.76 | 542.8
2012-04-23 10:10 | 8.01 | 7.82 | 7.56 | 7.44 | 7.35 | 7.23 | 7.12 | 7 | 6.85 | 6.8 | 59.9 | 60 | 59.8 | 59.6 | 59.9 | 60.9 | 61 | 60.9 | 60.5 | 60.1 | 56.03 | 6.73 | 1.03 | 6.62 | 5.13 | 15.3% | 60.915 | 7.2259 | 0.14168 | 7.2141 | 1.0016 | 6.741 | 526.98 | 529.24
2012-04-23 10:20 | 6.61 | 6.45 | 6.13 | 5.9 | 5.71 | 5.49 | 5.36 | 5.27 | 5.11 | 4.89 | 58.4 | 58 | 57.5 | 57.4 | 57.5 | 58.3 | 59.4 | 59.6 | 58.8 | 57.2 | 51 | 5.76 | 0.98 | 5.65 | 4.46 | 17.01% | 58.465 | 5.5808 | 0.22145 | 5.4712 | 1.02 | 5.8755 | 323.12 | 342.56
2012-04-23 10:30 | 7.21 | 7.13 | 6.92 | 6.76 | 6.67 | 6.6 | 6.49 | 6.34 | 6.14 | 5.75 | 60.9 | 60.8 | 59.9 | 59.2 | 58.5 | 57.9 | 58.2 | 58.6 | 57.8 | 54.1 | 49.08 | 6.45 | 0.74 | 6.27 | 4.97 | 11.47% | 57.945 | 6.5467 | 0.15531 | 6.5841 | 0.99431 | 6.4133 | 463.7 | 454.66
2012-04-23 10:40 | 7.22 | 7.15 | 6.99 | 6.86 | 6.73 | 6.51 | 6.44 | 6.35 | 6.07 | 5.47 | 58.4 | 58.5 | 57.4 | 56.4 | 55.1 | 54.1 | 53.8 | 54.2 | 54.6 | 54.9 | 48.24 | 6.28 | 0.92 | 6.15 | 4.95 | 14.65% | 54.055 | 6.5389 | 0.099904 | 6.4999 | 1.006 | 6.3177 | 425.28 | 434.32
2012-04-23 10:50 | 6.65 | 6.6 | 6.47 | 6.31 | 6.18 | 6.03 | 5.9 | 5.76 | 5.5 | 4.96 | 53.4 | 52.8 | 52.4 | 52.2 | 51.7 | 51.3 | 51.9 | 52.6 | 53.6 | 51.8 | 44.35 | 6.14 | 0.97 | 5.94 | 4.57 | 15.8% | 51.39 | 6.0027 | 0.2014 | 6.0112 | 0.99858 | 6.1313 | 393.64 | 391.38
2012-04-23 11:00 | 6.67 | 6.63 | 6.59 | 6.55 | 6.47 | 6.37 | 6.25 | 6.16 | 6.03 | 5.66 | 54.5 | 54.8 | 55.4 | 55.4 | 55 | 54.5 | 54.4 | 54.8 | 54.1 | 51.8 | 49.71 | 6.27 | 0.75 | 6.15 | 5.13 | 11.96% | 54.485 | 6.324 | 0.17575 | 6.3527 | 0.99548 | 6.2417 | 423.02 | 416.24
2012-04-23 11:10 | 7.15 | 7.09 | 6.97 | 6.87 | 6.74 | 6.61 | 6.38 | 6.1 | 5.87 | 5.32 | 57.5 | 57.4 | 57.5 | 57.5 | 57.6 | 57.4 | 57.1 | 56.2 | 56.3 | 56 | 50.22 | 6.8 | 0.7 | 6.66 | 5.18 | 10.29% | 57.355 | 6.4888 | 0.32727 | 6.5765 | 0.98666 | 6.7093 | 542.8 | 522.46
2012-04-23 11:20 | 7.93 | 7.85 | 7.68 | 7.52 | 7.37 | 7.22 | 7.01 | 6.71 | 6.46 | 5.89 | 55.3 | 55.2 | 55.2 | 55.2 | 55.5 | 56.1 | 56.2 | 56.3 | 55.8 | 54.1 | 47.51 | 7.39 | 1.23 | 7.12 | 5.55 | 16.64% | 56.115 | 7.1236 | 0.27277 | 7.1895 | 0.99082 | 7.3222 | 705.39 | 684.32
2012-04-23 11:30 | 9.1 | 9.02 | 8.86 | 8.68 | 8.52 | 8.38 | 8.22 | 8 | 7.74 | 7.26 | 61 | 60.9 | 60.8 | 61.1 | 61.3 | 61.4 | 61.3 | 61.1 | 60.6 | 60 | 52.89 | 8.41 | 0.99 | 8.12 | 6.37 | 11.77% | 61.385 | 8.3242 | 0.17814 | 8.3569 | 0.99608 | 8.3771 | 1039.47 | 1028.46
2012-04-23 11:40 | 8.89 | 8.83 | 8.71 | 8.54 | 8.36 | 8.15 | 7.94 | 7.71 | 7.43 | 6.71 | 59.4 | 59.6 | 59.8 | 60 | 60.1 | 60 | 59.9 | 60.2 | 60.5 | 61.3 | 50.36 | 8.53 | 0.8 | 8.26 | 5.76 | 9.379% | 59.985 | 8.0941 | 0.24123 | 8.1196 | 0.99686 | 8.5032 | 1083.51 | 1072.5
2012-04-23 11:50 | 8.11 | 8.11 | 8.12 | 8.13 | 8.04 | 7.83 | 7.65 | 7.45 | 7.19 | 6.58 | 58.5 | 58.6 | 59.1 | 59.7 | 60.1 | 60.5 | 61 | 61.3 | 61.8 | 63 | 51.82 | 8.12 | 1 | 7.9 | 5.83 | 12.32% | 60.575 | 7.7363 | 0.21492 | 7.804 | 0.99133 | 8.0496 | 933.04 | 907.35
2012-04-23 12:00 | 7.11 | 7.07 | 6.95 | 6.82 | 6.75 | 6.63 | 6.44 | 6.12 | 5.81 | 5.39 | 51 | 51.2 | 51.2 | 50.6 | 50 | 49.4 | 49.3 | 49.7 | 50.2 | 49.7 | 43.3 | 6.34 | 0.76 | 6.08 | 4.68 | 11.99% | 49.385 | 6.4888 | 0.26869 | 6.6024 | 0.98278 | 6.2308 | 438.84 | 413.98
2012-04-23 12:10 | 9.05 | 8.98 | 8.91 | 8.82 | 8.78 | 8.67 | 8.53 | 8.3 | 7.98 | 7.5 | 61.7 | 61.4 | 61.3 | 60.7 | 59.7 | 59.8 | 60 | 59.3 | 58.4 | 58.4 | 51.53 | 8.68 | 1.25 | 8.41 | 6.22 | 14.4% | 59.83 | 8.5399 | 0.15044 | 8.6498 | 0.9873 | 8.5698 | 1138.56 | 1098.19
2012-04-23 12:20 | 8.19 | 8.07 | 7.79 | 7.67 | 7.5 | 7.28 | 7.13 | 7.02 | 6.93 | 6.6 | 60 | 59.5 | 59 | 59.8 | 59 | 58.8 | 59.3 | 59.5 | 58.5 | 56.9 | 49.98 | 7.62 | 1.52 | 7.41 | 5.83 | 19.95% | 58.875 | 7.3293 | 0.19239 | 7.2583 | 1.0098 | 7.6946 | 774.62 | 795.69
2012-04-23 12:30 | 7.5 | 7.39 | 7.29 | 7.17 | 7.04 | 6.91 | 6.69 | 6.42 | 6.09 | 5.55 | 61.5 | 61.1 | 60.2 | 59.8 | 60.2 | 60.4 | 60.2 | 59.8 | 59.4 | 56.9 | 51.28 | 7.23 | 1.01 | 7.06 | 5.46 | 13.97% | 60.37 | 6.7821 | 0.299 | 6.878 | 0.98605 | 7.1291 | 657.23 | 627.13
2012-04-23 12:40 | 7.48 | 7.42 | 7.27 | 7.05 | 6.85 | 6.69 | 6.52 | 6.25 | 5.96 | 5.3 | 63 | 63.1 | 63.1 | 62.9 | 63.1 | 63.7 | 64.5 | 64.8 | 64.9 | 64.6 | 55.81 | 6.8 | 1.38 | 6.55 | 4.43 | 20.29% | 63.82 | 6.6406 | 0.23786 | 6.6654 | 0.99628 | 6.7747 | 542.8 | 536.02
2012-04-23 12:50 | 7.44 | 7.37 | 7.22 | 7.07 | 6.97 | 6.87 | 6.75 | 6.59 | 6.39 | 5.93 | 63.3 | 63.5 | 63.8 | 63.7 | 63.6 | 63.8 | 64.4 | 65.5 | 66.5 | 67.9 | 57.64 | 7.12 | 0.8 | 6.96 | 4.81 | 11.24% | 63.89 | 6.8177 | 0.16284 | 6.8527 | 0.9949 | 7.0837 | 624.12 | 612.08
2012-04-23 13:00 | 7.08 | 7.03 | 6.95 | 6.89 | 6.82 | 6.68 | 6.49 | 6.26 | 5.99 | 5.46 | 63.6 | 63.5 | 63.1 | 62.9 | 63.1 | 63.9 | 64.6 | 64.9 | 64.9 | 65.1 | 54.24 | 6.74 | 0.67 | 6.5 | 4.89 | 9.941% | 64.005 | 6.5589 | 0.26665 | 6.6524 | 0.98594 | 6.6452 | 529.24 | 508.9
2012-04-23 13:10 | 7.01 | 6.88 | 6.65 | 6.47 | 6.33 | 6.16 | 5.98 | 5.78 | 5.56 | 5.21 | 62.9 | 63.1 | 63.7 | 63.8 | 63.6 | 63.3 | 62.7 | 62.1 | 61.7 | 61.2 | 52.99 | 6.57 | 0.72 | 6.4 | 4.68 | 10.96% | 63.21 | 6.1315 | 0.27405 | 6.1339 | 0.99962 | 6.5675 | 490.82 | 490.82
2012-04-23 13:20 | 7.85 | 7.81 | 7.67 | 7.43 | 7.18 | 6.98 | 6.76 | 6.55 | 6.33 | 5.84 | 62.3 | 62.9 | 64 | 65 | 65.9 | 66.9 | 67.4 | 67.9 | 68.1 | 67.7 | 57.9 | 7.27 | 0.69 | 7.05 | 5.08 | 9.491% | 66.975 | 6.9755 | 0.29595 | 6.948 | 1.004 | 7.2987 | 669.27 | 678.3
2012-04-23 13:30 | 8.26 | 8.19 | 8.03 | 7.86 | 7.64 | 7.42 | 7.2 | 6.93 | 6.58 | 5.88 | 64.3 | 64.4 | 64.8 | 65.2 | 65.5 | 66.3 | 66.2 | 65.4 | 65.7 | 66.5 | 58.07 | 7.51 | 0.64 | 7.28 | 5.44 | 8.522% | 66.285 | 7.3629 | 0.27814 | 7.3881 | 0.99659 | 7.4844 | 741.51 | 732.48
2012-04-23 13:40 | 8.69 | 8.58 | 8.34 | 8.08 | 7.84 | 7.64 | 7.46 | 7.23 | 6.98 | 6.3 | 70.9 | 71.4 | 71.6 | 71.6 | 71.6 | 72 | 72.6 | 73.4 | 73.6 | 75.6 | 64.33 | 7.87 | 0.81 | 7.65 | 5.65 | 10.29% | 72.09 | 7.6402 | 0.22033 | 7.6139 | 1.0034 | 7.8971 | 849.87 | 858.9
2012-04-25 00:10 | 7.27 | 6.96 | 6.6 | 6.5 | 6.56 | 6.63 | 6.76 | 6.89 | 7 | 7.13 | 164.4 | 164.2 | 163.5 | 162.4 | 161 | 159.3 | 156.7 | 154.1 | 152 | 148.2 | 150.6 | 6.4 | 1.03 | 6.63 | 6.31 | 16.09% | 158.91 | 6.725 | -0.17944 | 6.6485 | 1.0115 | 6.4737 | 452.4 | 468.22
2012-04-25 01:20 | 6.27 | 6.13 | 5.91 | 5.75 | 5.58 | 5.38 | 5.25 | 5.2 | 5.15 | 4.95 | 198.3 | 198.2 | 197.7 | 196.9 | 195.4 | 193.4 | 192 | 190.3 | 189.1 | 184.8 | 189.1 | 5.16 | 0.71 | 4.3 | 4.51 | 13.76% | 193.19 | 5.4556 | 0.22604 | 5.3612 | 1.0176 | 5.2509 | 225.92 | 240.5
2012-04-25 01:50 | 6.73 | 6.61 | 6.34 | 6.23 | 6.11 | 5.91 | 5.7 | 5.45 | 5.23 | 4.89 | 216.5 | 215.1 | 211.6 | 209.5 | 207.3 | 205.4 | 203.5 | 201.5 | 198.4 | 194.5 | 195.9 | 5.68 | 0.51 | 4.36 | 4.41 | 8.979% | 205.115 | 5.8346 | 0.33434 | 5.8794 | 0.99238 | 5.6367 | 310.16 | 303.68
2012-04-25 02:00 | 6.25 | 6.07 | 6.01 | 5.83 | 5.68 | 5.48 | 5.32 | 5.17 | 4.97 | 4.62 | 219.2 | 217.7 | 213.4 | 209.4 | 207.6 | 205.8 | 204.4 | 203 | 201.4 | 195.8 | 196.6 | 5.3 | 0.53 | 4.09 | 4.22 | 10% | 205.59 | 5.4646 | 0.27383 | 5.4568 | 1.0014 | 5.3076 | 248.6 | 250.22
2012-04-25 02:10 | 5.4 | 5.24 | 5.14 | 5.18 | 5.04 | 4.78 | 4.56 | 4.23 | 3.82 | 3.26 | 217.1 | 214.7 | 212.2 | 210.3 | 207 | 204.2 | 202.8 | 201.5 | 200.2 | 199.1 | 197.3 | 4.6 | 0.51 | 3.61 | 2.72 | 11.09% | 203.99 | 4.6621 | 0.43542 | 4.7478 | 0.98193 | 4.5169 | 156.4 | 147.68
2012-04-25 02:20 | 5.45 | 5.33 | 5.09 | 5.15 | 5.09 | 4.95 | 4.76 | 4.53 | 4.4 | 4.09 | 223.1 | 220.3 | 215.2 | 209.8 | 207.4 | 205.9 | 204.2 | 201.8 | 198.7 | 194.3 | 194.9 | 4.74 | 0.51 | 3.68 | 3.71 | 10.76% | 205.645 | 4.8232 | 0.36169 | 4.9223 | 0.97986 | 4.6446 | 171.66 | 160.76
2012-04-25 02:30 | 5.6 | 5.54 | 5.48 | 5.4 | 5.36 | 5.19 | 5.08 | 4.98 | 4.85 | 4.52 | 224.5 | 220.6 | 216 | 211.1 | 208.1 | 206.3 | 204.2 | 202.5 | 201 | 197 | 195.4 | 5.19 | 0.47 | 4 | 3.77 | 9.056% | 205.985 | 5.1484 | 0.19796 | 5.1741 | 0.99503 | 5.1642 | 230.78 | 225.92
2012-04-25 02:40 | 5.33 | 5.23 | 5.16 | 5.22 | 5.2 | 5.04 | 4.9 | 4.76 | 4.52 | 3.82 | 219 | 218 | 215.4 | 213.3 | 210.7 | 207.4 | 205.4 | 203.9 | 201.7 | 198.3 | 200.7 | 4.89 | 0.46 | 3.81 | 2.96 | 9.407% | 207.1 | 4.9203 | 0.26033 | 5.0197 | 0.9802 | 4.7932 | 188.01 | 177.11
2012-04-25 02:50 | 4.8 | 4.8 | 4.66 | 4.77 | 4.8 | 4.76 | 4.71 | 4.63 | 4.45 | 3.96 | 227.3 | 226.1 | 221.7 | 218.5 | 214.8 | 211.8 | 209 | 207.2 | 206 | 202.8 | 203.7 | 4.81 | 0.43 | 3.97 | 2.89 | 8.94% | 211.38 | 4.6331 | 0.097583 | 4.7528 | 0.97481 | 4.6889 | 179.29 | 166.21
2012-04-25 03:00 | 4.15 | 4.05 | 4.04 | 4.06 | 4.09 | 4.13 | 4.2 | 4.24 | 4.18 | 3.93 | 227.5 | 224.7 | 222.7 | 219.6 | 216.4 | 214.3 | 211.7 | 208.6 | 206.3 | 204.3 | 207.5 | 4.56 | 0.39 | 4.02 | 2.92 | 8.553% | 213.91 | 4.1034 | -0.15531 | 4.14 | 0.99118 | 4.5198 | 152.04 | 147.68
2012-04-25 19:00 | 8.89 | 8.73 | 8.75 | 8.57 | 8.43 | 8.26 | 8.02 | 7.77 | 7.54 | 7.1 | 152.3 | 151.9 | 152.2 | 152 | 152.5 | 152.2 | 151.9 | 151.5 | 151.2 | 149.6 | 143 | 8.38 | 0.78 | 8.31 | 6.77 | 9.308% | 152.155 | 8.1674 | 0.27248 | 8.2252 | 0.99298 | 8.3211 | 1028.46 | 1006.44
2012-04-25 19:10 | 9.14 | 8.72 | 8.34 | 8.07 | 7.82 | 7.62 | 7.45 | 7.33 | 7.25 | 7.08 | 159.8 | 159.6 | 158.6 | 158.1 | 157.4 | 156.4 | 155.8 | 155.7 | 155.4 | 155.1 | 149.8 | 7.54 | 1.25 | 7.42 | 6.81 | 16.58% | 156.31 | 7.7117 | 0.2085 | 7.5954 | 1.0153 | 7.6555 | 750.54 | 786.66
2012-04-25 19:20 | 9.38 | 9.03 | 8.48 | 8.03 | 7.76 | 7.66 | 7.54 | 7.42 | 7.31 | 7.05 | 160.3 | 159.2 | 157.7 | 157 | 157.6 | 157.9 | 158.5 | 158.9 | 158.7 | 156.7 | 152.1 | 7.43 | 1.23 | 7.52 | 6.84 | 16.55% | 157.99 | 7.7695 | 0.14591 | 7.6427 | 1.0166 | 7.5533 | 717.43 | 753.55
2012-04-25 19:30 | 9.05 | 8.79 | 8.41 | 8.15 | 7.97 | 7.82 | 7.68 | 7.58 | 7.48 | 7.26 | 159.5 | 158.9 | 158 | 156.9 | 155.8 | 155.1 | 154.7 | 154.5 | 154.2 | 154.3 | 149.8 | 7.38 | 0.98 | 7.39 | 6.7 | 13.28% | 155.04 | 7.877 | 0.16694 | 7.7998 | 1.0099 | 7.4531 | 702.38 | 723.45
2012-04-25 19:40 | 10.11 | 10.02 | 9.71 | 9.45 | 9.31 | 9.28 | 9.16 | 9.01 | 8.83 | 8.53 | 155.3 | 155.1 | 154.4 | 153.7 | 153 | 152.7 | 152.5 | 152.1 | 151.7 | 150.6 | 143.2 | 9.38 | 1.15 | 9.44 | 8.21 | 12.26% | 152.67 | 9.2448 | 0.12027 | 9.2627 | 0.99807 | 9.3619 | 1400.78 | 1393.16
2012-04-25 19:50 | 9.89 | 9.65 | 9.22 | 9.02 | 8.9 | 8.71 | 8.58 | 8.52 | 8.48 | 8.24 | 155.5 | 154.9 | 153.4 | 152.3 | 152 | 152 | 152 | 151.4 | 150.8 | 149.3 | 144.4 | 8.85 | 1.1 | 8.87 | 7.4 | 12.43% | 152 | 8.7838 | 0.13896 | 8.6913 | 1.0107 | 8.9443 | 1200.95 | 1233.98
2012-04-25 20:00 | 11.23 | 11.03 | 10.67 | 10.26 | 10.02 | 9.84 | 9.73 | 9.54 | 9.31 | 9.07 | 155.2 | 154.7 | 153.6 | 152.7 | 152 | 151.9 | 151.8 | 150.7 | 149.7 | 148.6 | 143.9 | 9.78 | 1.04 | 9.73 | 8.35 | 10.63% | 151.885 | 9.9146 | 0.10389 | 9.8242 | 1.0092 | 9.87 | 1553.18 | 1587.47
2012-04-25 20:10 | 10.73 | 10.76 | 10.68 | 10.58 | 10.36 | 10.13 | 9.92 | 9.66 | 9.39 | 9.1 | 156.4 | 156 | 155 | 153.9 | 153.3 | 152.9 | 153 | 153.3 | 152.7 | 151.5 | 143.9 | 10.13 | 1.08 | 10.19 | 8.74 | 10.66% | 152.915 | 10.0836 | 0.19358 | 10.0996 | 0.99841 | 10.1139 | 1671.71 | 1666.37
2012-04-25 20:20 | 9.57 | 9.43 | 9.28 | 9.14 | 8.97 | 8.73 | 8.55 | 8.5 | 8.51 | 8.34 | 155.6 | 155.1 | 154.4 | 153.8 | 153.4 | 153.4 | 153.4 | 153.4 | 152.7 | 150.6 | 146.6 | 8.64 | 1.17 | 8.62 | 8.03 | 13.54% | 153.4 | 8.8093 | 0.19253 | 8.704 | 1.0121 | 8.7445 | 1123.88 | 1160.58
2012-04-25 20:30 | 9.63 | 9.51 | 9.3 | 9.17 | 9.08 | 8.96 | 8.86 | 8.68 | 8.43 | 8.17 | 157.4 | 156.5 | 155.1 | 154 | 153.2 | 153 | 152.8 | 152.2 | 151 | 148.5 | 144.7 | 8.96 | 0.88 | 8.97 | 7.67 | 9.821% | 152.97 | 8.9109 | 0.10372 | 8.9456 | 0.99612 | 8.9253 | 1241.32 | 1230.31
2012-04-25 20:40 | 9.89 | 9.75 | 9.55 | 9.41 | 9.35 | 9.4 | 9.44 | 9.39 | 9.2 | 8.65 | 156 | 155.2 | 153.8 | 153 | 152.8 | 152.1 | 151.1 | 150.2 | 149 | 148 | 142.9 | 9.48 | 0.98 | 9.49 | 8.04 | 10.34% | 151.95 | 9.3648 | -0.03924 | 9.4057 | 0.99564 | 9.4387 | 1438.88 | 1423.64
2012-04-25 20:50 | 10.84 | 10.75 | 10.67 | 10.66 | 10.62 | 10.48 | 10.28 | 10.07 | 9.85 | 9.39 | 155.4 | 154.2 | 152.2 | 150.9 | 149.7 | 148.3 | 147.1 | 146 | 145.3 | 144.8 | 140 | 10.42 | 0.82 | 10.41 | 8.67 | 7.869% | 148.12 | 10.3348 | 0.17806 | 10.4511 | 0.98888 | 10.3041 | 1749.14 | 1717.1
2012-04-25 21:00 | 12.3 | 12.22 | 12.08 | 11.88 | 11.64 | 11.3 | 10.97 | 10.67 | 10.38 | 9.84 | 155 | 154.5 | 153.4 | 152.2 | 151 | 149.9 | 149.1 | 148.8 | 148.2 | 147.1 | 141.3 | 11.35 | 0.96 | 11.26 | 9.18 | 8.458% | 149.78 | 11.2477 | 0.27389 | 11.2521 | 0.99961 | 11.3455 | 1933.4 | 1933.4
2012-04-25 21:10 | 11.99 | 11.87 | 11.63 | 11.36 | 11.09 | 10.82 | 10.56 | 10.22 | 9.83 | 9.14 | 157.3 | 156.7 | 155.6 | 154.3 | 153.4 | 152.7 | 152.2 | 151.9 | 151.4 | 149.7 | 142.7 | 11.32 | 0.94 | 11.19 | 8.68 | 8.304% | 152.625 | 10.7641 | 0.22477 | 10.7824 | 0.99831 | 11.3009 | 1930.88 | 1929.2
2012-04-25 21:20 | 11.19 | 11.02 | 10.76 | 10.62 | 10.61 | 10.61 | 10.56 | 10.43 | 10.2 | 9.7 | 158.7 | 157.9 | 156.1 | 154.9 | 154.6 | 154.6 | 154.5 | 154.3 | 153.2 | 151.2 | 144.9 | 10.65 | 1.14 | 10.74 | 9.5 | 10.7% | 154.585 | 10.5188 | 0.043651 | 10.6028 | 0.99207 | 10.5656 | 1810.55 | 1789.19
2012-04-25 21:30 | 11.48 | 11.35 | 11.11 | 10.91 | 10.81 | 10.74 | 10.58 | 10.35 | 10 | 9.39 | 159.9 | 159.1 | 157.8 | 156.5 | 155.1 | 154.3 | 154.3 | 154.1 | 153.3 | 150.9 | 145.9 | 10.77 | 1.08 | 10.73 | 8.93 | 10.03% | 154.3 | 10.6097 | 0.1387 | 10.7169 | 0.99 | 10.6623 | 1842.59 | 1813.22
2012-04-25 21:40 | 11.02 | 10.82 | 10.42 | 10.04 | 9.81 | 9.66 | 9.54 | 9.45 | 9.3 | 9.1 | 164.4 | 163.1 | 160.6 | 158.4 | 156.7 | 155.6 | 154.8 | 153.8 | 152.3 | 150.6 | 148.6 | 9.42 | 1.39 | 9.47 | 8.5 | 14.76% | 155.48 | 9.7415 | 0.11551 | 9.6427 | 1.0102 | 9.5165 | 1416.02 | 1454.12
2012-04-25 21:50 | 10.52 | 10.36 | 10.07 | 9.76 | 9.42 | 9.13 | 8.98 | 8.93 | 8.86 | 8.56 | 168.5 | 167.2 | 164.7 | 162.1 | 160.3 | 158.5 | 156.4 | 154.9 | 153.6 | 151.9 | 151.2 | 8.79 | 1.39 | 8.7 | 8.07 | 15.81% | 158.185 | 9.2871 | 0.15308 | 9.1084 | 1.0196 | 8.9625 | 1178.93 | 1241.32
2012-04-25 22:00 | 9.73 | 9.42 | 8.88 | 8.48 | 8.28 | 8.19 | 8.07 | 7.94 | 7.89 | 7.85 | 167.7 | 166.5 | 164.4 | 163 | 161.9 | 160.7 | 159.5 | 158 | 155.7 | 151.9 | 152.7 | 7.65 | 1.07 | 7.5 | 7.39 | 13.99% | 160.52 | 8.264 | 0.1364 | 8.1727 | 1.0112 | 7.7355 | 783.65 | 810.74
2012-04-25 22:10 | 9.89 | 9.59 | 9.09 | 8.67 | 8.37 | 8.16 | 8.06 | 8.07 | 8 | 7.8 | 165.8 | 163.9 | 160.3 | 158.3 | 157.4 | 156.8 | 156.1 | 155.5 | 154.6 | 152.6 | 151 | 7.77 | 1.06 | 7.79 | 7.33 | 13.64% | 156.695 | 8.3635 | 0.11395 | 8.1456 | 1.0268 | 7.9779 | 819.77 | 882.98
2012-04-25 22:20 | 9.74 | 9.52 | 9.06 | 8.65 | 8.33 | 8.1 | 8.02 | 7.97 | 7.82 | 7.71 | 169.3 | 167.9 | 165.6 | 164 | 162.4 | 160.9 | 159.6 | 158.1 | 156.2 | 152.9 | 152.5 | 7.68 | 1.07 | 7.75 | 7.38 | 13.93% | 160.705 | 8.288 | 0.091723 | 8.0885 | 1.0247 | 7.8694 | 792.68 | 849.87
2012-04-25 22:30 | 10.32 | 10.01 | 9.51 | 9.08 | 8.62 | 8.17 | 7.84 | 7.7 | 7.69 | 7.54 | 174.7 | 173.5 | 171.9 | 171.3 | 170.6 | 169.2 | 167.4 | 164.9 | 162.3 | 159 | 158.4 | 7.23 | 1.21 | 7.35 | 7.51 | 16.74% | 168.93 | 8.4105 | 0.38101 | 8.1219 | 1.0355 | 7.4869 | 657.23 | 735.49
2012-04-25 22:40 | 9.79 | 9.52 | 9.05 | 8.6 | 8.22 | 7.91 | 7.57 | 7.34 | 7.33 | 7.2 | 175.5 | 174.8 | 173 | 171.6 | 170.9 | 169.6 | 167.6 | 165.2 | 163.3 | 160.1 | 158.9 | 7.08 | 1.08 | 6.97 | 6.82 | 15.25% | 169.3 | 8.0348 | 0.406 | 7.8604 | 1.0222 | 7.2371 | 612.08 | 660.24
2012-04-25 22:50 | 10.02 | 9.74 | 9.22 | 8.73 | 8.4 | 8.11 | 7.72 | 7.44 | 7.28 | 7.18 | 177.4 | 176.6 | 175.9 | 174.9 | 173.1 | 171.2 | 170.1 | 168.8 | 166.6 | 163.2 | 160 | 7.11 | 1.26 | 6.91 | 7.21 | 17.72% | 171.035 | 8.1665 | 0.45543 | 8.0529 | 1.0141 | 7.2102 | 621.11 | 651.21
2012-04-25 23:00 | 9.48 | 9.23 | 8.63 | 8.04 | 7.62 | 7.34 | 7.12 | 7 | 6.9 | 6.69 | 176 | 175.4 | 173.9 | 171.5 | 169 | 165.7 | 163.3 | 161.9 | 160.8 | 158.8 | 156.7 | 6.63 | 0.93 | 6.69 | 6.64 | 14.03% | 165.34 | 7.5424 | 0.28121 | 7.3081 | 1.0321 | 6.8426 | 504.38 | 551.84
2012-04-25 23:10 | 8.91 | 8.64 | 8.19 | 7.77 | 7.41 | 7.07 | 6.86 | 6.76 | 6.7 | 6.59 | 169.5 | 168.5 | 166.8 | 165.2 | 163.4 | 161.1 | 158.8 | 156.5 | 154.3 | 152.1 | 153.9 | 6.72 | 1.04 | 6.75 | 6.31 | 15.48% | 160.755 | 7.2694 | 0.27864 | 7.0395 | 1.0326 | 6.9394 | 524.72 | 574.44
2012-04-25 23:20 | 8.68 | 8.44 | 8.02 | 7.6 | 7.25 | 7.04 | 6.99 | 7.02 | 7.05 | 7.06 | 167.6 | 167 | 166.1 | 165.1 | 164.5 | 163.6 | 161.4 | 159.1 | 157.3 | 153.5 | 154.3 | 6.47 | 1.12 | 6.59 | 6.76 | 17.31% | 163.27 | 7.3046 | 0.065866 | 7.0328 | 1.0386 | 6.72 | 468.22 | 524.72
2012-04-25 23:30 | 8.76 | 8.51 | 7.99 | 7.52 | 7.26 | 7.09 | 6.94 | 6.78 | 6.61 | 6.46 | 177.1 | 176.7 | 175.3 | 173.2 | 171.3 | 169.4 | 167.5 | 165.2 | 162.8 | 158.9 | 160.3 | 6.3 | 0.98 | 6.2 | 6.33 | 15.56% | 169.115 | 7.1809 | 0.19761 | 7.0683 | 1.0159 | 6.4004 | 429.8 | 452.4
2012-04-25 23:40 | 7.96 | 7.66 | 7.1 | 6.52 | 6.09 | 5.89 | 5.79 | 5.65 | 5.64 | 5.64 | 166.6 | 166.8 | 167.3 | 167.3 | 166.7 | 166 | 165.4 | 163.6 | 162.3 | 160.5 | 159.2 | 4.93 | 0.89 | 4.94 | 5.57 | 18.05% | 165.91 | 6.1617 | 0.15824 | 5.8756 | 1.0487 | 5.1701 | 192.37 | 227.54
2012-04-25 23:50 | 7.45 | 7.24 | 6.99 | 6.79 | 6.56 | 6.36 | 6.25 | 6.2 | 6.16 | 6.01 | 161.7 | 160.5 | 158.2 | 156.4 | 154.9 | 152.9 | 150.4 | 147.8 | 146 | 144.6 | 145.3 | 6.14 | 1.03 | 6.13 | 5.43 | 16.78% | 152.525 | 6.4614 | 0.16123 | 6.3441 | 1.0185 | 6.2535 | 393.64 | 418.5
2012-04-26 | 7.83 | 7.77 | 7.69 | 7.64 | 7.59 | 7.56 | 7.54 | 7.45 | 7.36 | 7.05 | 157.5 | 157 | 155.9 | 153.8 | 151.5 | 148.9 | 146.3 | 143.6 | 141 | 137.9 | 141 | 7.63 | 0.78 | 7.7 | 6.23 | 10.22% | 148.51 | 7.4964 | 0.024479 | 7.5571 | 0.99197 | 7.5687 | 777.63 | 759.57
2012-04-26 00:10 | 8.11 | 8.01 | 7.9 | 7.88 | 7.88 | 7.88 | 7.88 | 7.9 | 7.9 | 7.7 | 155.6 | 155.2 | 154.8 | 154.5 | 153.3 | 151.1 | 148.3 | 145.2 | 142.2 | 138 | 140.5 | 7.9 | 0.82 | 8.01 | 6.92 | 10.38% | 150.68 | 7.8517 | 0 | 7.88 | 0.99641 | 7.8717 | 858.9 | 849.87
2012-04-26 00:20 | 8.34 | 8.31 | 8.25 | 8.15 | 8.1 | 8.03 | 8.01 | 8.04 | 8.05 | 7.84 | 156.8 | 156.5 | 155.3 | 153.6 | 152.4 | 151.4 | 150.1 | 148.2 | 145.6 | 141.3 | 143.1 | 8.09 | 0.58 | 8.19 | 7.23 | 7.169% | 151.205 | 8.065 | 0.023045 | 8.0271 | 1.0047 | 8.1282 | 922.03 | 936.71
2012-04-26 00:30 | 8.57 | 8.55 | 8.51 | 8.53 | 8.58 | 8.58 | 8.55 | 8.51 | 8.44 | 8.18 | 153.7 | 152.8 | 151.9 | 151.7 | 151.1 | 150.4 | 149.4 | 147.5 | 145.3 | 141.7 | 142.5 | 8.59 | 0.8 | 8.71 | 7.5 | 9.313% | 150.25 | 8.5029 | 0.032368 | 8.5757 | 0.99151 | 8.5171 | 1105.53 | 1079.84
2012-04-26 00:40 | 9.91 | 9.8 | 9.67 | 9.57 | 9.48 | 9.32 | 9.12 | 8.92 | 8.83 | 8.61 | 156.6 | 155.6 | 153.9 | 152.5 | 151.7 | 151 | 150 | 148.4 | 146.2 | 142.8 | 141.5 | 9.34 | 0.76 | 9.37 | 7.95 | 8.137% | 150.85 | 9.2503 | 0.20046 | 9.2911 | 0.99561 | 9.299 | 1385.54 | 1370.3
2012-04-26 01:00 | 9.95 | 9.84 | 9.59 | 9.36 | 9.17 | 9 | 8.83 | 8.7 | 8.6 | 8.31 | 155.6 | 154.6 | 152.4 | 150.5 | 149.4 | 148.6 | 147.5 | 146.2 | 144.2 | 140.8 | 140.2 | 8.91 | 0.6 | 8.91 | 7.6 | 6.734% | 148.435 | 9.0194 | 0.17622 | 8.9754 | 1.0049 | 8.9537 | 1222.97 | 1237.65
2012-04-27 20:50 | 7.71 | 7.63 | 7.46 | 7.34 | 7.16 | 6.94 | 6.72 | 6.48 | 6.29 | 5.94 | 322 | 321.6 | 321.1 | 321.4 | 320.7 | 320.1 | 320.1 | 319.7 | 320.1 | 320.5 | 312.6 | 7.15 | 0.4 | 6.91 | 5.53 | 5.594% | 320.1 | 6.9078 | 0.29769 | 6.908 | 0.99997 | 7.1498 | 633.15 | 633.15
2012-04-27 21:00 | 6.71 | 6.61 | 6.41 | 6.28 | 6.1 | 5.91 | 5.74 | 5.55 | 5.31 | 4.97 | 314.2 | 313.8 | 313.4 | 312.9 | 312.5 | 311.9 | 311.5 | 311.2 | 310.8 | 310.8 | 304.3 | 6.21 | 0.5 | 6.06 | 5.1 | 8.052% | 311.84 | 5.8977 | 0.26971 | 5.8853 | 1.0021 | 6.223 | 409.46 | 411.72
2012-04-27 21:10 | 5.92 | 5.86 | 5.73 | 5.59 | 5.5 | 5.35 | 5.2 | 5.1 | 4.99 | 4.82 | 306.8 | 306.7 | 306 | 306 | 305.3 | 304.6 | 304.1 | 303.1 | 302 | 301 | 296.7 | 5.59 | 0.35 | 5.49 | 4.72 | 6.261% | 304.525 | 5.3479 | 0.26279 | 5.3282 | 1.0037 | 5.6106 | 295.58 | 298.82
2012-04-27 21:20 | 6.59 | 6.57 | 6.52 | 6.45 | 6.35 | 6.26 | 6.1 | 5.92 | 5.75 | 5.5 | 302.3 | 301.7 | 300.6 | 299.8 | 299.3 | 299.1 | 298.7 | 297.7 | 296.5 | 294.7 | 292.1 | 6.35 | 0.35 | 6.25 | 5.48 | 5.512% | 299.04 | 6.1766 | 0.23926 | 6.2368 | 0.99034 | 6.2886 | 441.1 | 427.54
2012-04-27 21:30 | 6.17 | 6.1 | 6.05 | 5.96 | 5.88 | 5.78 | 5.65 | 5.48 | 5.33 | 5.11 | 302 | 301.6 | 301.1 | 300.3 | 299.7 | 299.6 | 299.6 | 299.4 | 299.1 | 299.5 | 291.8 | 5.96 | 0.53 | 5.88 | 4.96 | 8.893% | 299.6 | 5.7205 | 0.21022 | 5.7612 | 0.99293 | 5.9179 | 355.52 | 349.04
2012-04-27 21:40 | 6.51 | 6.47 | 6.36 | 6.25 | 6.15 | 6.04 | 5.96 | 5.87 | 5.75 | 5.51 | 306.2 | 305.7 | 305.1 | 304.2 | 303.4 | 302.7 | 302 | 301.6 | 301.2 | 300.3 | 294 | 6.31 | 0.81 | 6.26 | 5.38 | 12.84% | 302.595 | 6.0422 | 0.12321 | 6.0285 | 1.0023 | 6.3244 | 432.06 | 434.32
2012-04-27 21:50 | 7.63 | 7.61 | 7.53 | 7.43 | 7.32 | 7.2 | 7.06 | 6.9 | 6.71 | 6.44 | 303.7 | 303.6 | 303.7 | 303.3 | 302.8 | 302.1 | 301.8 | 301.8 | 301.8 | 301.9 | 293.9 | 7.36 | 0.52 | 7.27 | 6.28 | 7.065% | 302.055 | 7.1486 | 0.18146 | 7.1798 | 0.99566 | 7.3281 | 696.36 | 687.33
2012-04-27 22:00 | 6.7 | 6.7 | 6.67 | 6.63 | 6.56 | 6.46 | 6.31 | 6.18 | 6.05 | 5.84 | 301.2 | 300.8 | 299.7 | 298.5 | 297.6 | 296.5 | 296.1 | 296.5 | 297.1 | 297.9 | 291.2 | 6.87 | 0.6 | 6.77 | 5.76 | 8.734% | 296.44 | 6.3908 | 0.2171 | 6.4383 | 0.99263 | 6.8193 | 558.62 | 547.32
2012-04-27 22:10 | 7.29 | 7.23 | 7.11 | 6.98 | 6.94 | 6.93 | 6.88 | 6.74 | 6.51 | 6.18 | 306.7 | 306.3 | 305.8 | 305.3 | 304.9 | 304.8 | 304.6 | 304.3 | 303.5 | 302.1 | 296.4 | 6.81 | 0.73 | 6.72 | 5.87 | 10.72% | 304.77 | 6.852 | 0.066915 | 6.9228 | 0.98976 | 6.7403 | 545.06 | 529.24
2012-04-27 22:20 | 7.39 | 7.29 | 7.1 | 6.91 | 6.77 | 6.64 | 6.49 | 6.32 | 6.11 | 5.76 | 305.8 | 305.5 | 304.7 | 303.8 | 302.9 | 302.1 | 301.2 | 300.4 | 299.5 | 299.3 | 294.4 | 6.86 | 0.58 | 6.71 | 5.6 | 8.455% | 301.965 | 6.6091 | 0.21115 | 6.6183 | 0.99861 | 6.8505 | 556.36 | 554.1
2012-04-27 22:30 | 7.32 | 7.22 | 7.05 | 6.89 | 6.74 | 6.59 | 6.44 | 6.32 | 6.25 | 6.03 | 305.5 | 305.1 | 304.4 | 303.4 | 302.6 | 302 | 301.4 | 300.6 | 299.7 | 298.9 | 294.1 | 6.77 | 0.55 | 6.61 | 5.49 | 8.124% | 301.91 | 6.6066 | 0.21277 | 6.5683 | 1.0058 | 6.8095 | 536.02 | 545.06
2012-04-27 22:40 | 8.4 | 8.3 | 8.09 | 7.89 | 7.68 | 7.47 | 7.28 | 7.14 | 7.02 | 6.7 | 302.2 | 301.8 | 300.8 | 300.1 | 299.5 | 299.1 | 298.3 | 297.5 | 297 | 296.8 | 291 | 7.6 | 0.8 | 7.5 | 6.31 | 10.53% | 298.98 | 7.5057 | 0.23809 | 7.4425 | 1.0085 | 7.6646 | 768.6 | 786.66
2012-04-27 22:50 | 9.36 | 9.27 | 9.11 | 8.91 | 8.7 | 8.53 | 8.37 | 8.17 | 7.91 | 7.34 | 302.4 | 302 | 301.1 | 300.3 | 299.4 | 298.6 | 298.2 | 298 | 297.9 | 298 | 290.1 | 8.35 | 0.96 | 8.25 | 7.1 | 11.5% | 298.54 | 8.5052 | 0.17498 | 8.5069 | 0.99981 | 8.3484 | 1017.45 | 1017.45
2012-04-27 23:00 | 9.45 | 9.36 | 9.18 | 8.97 | 8.7 | 8.38 | 8.14 | 7.94 | 7.73 | 7.24 | 302.5 | 302 | 301 | 300 | 299.2 | 298.4 | 298 | 297.7 | 297.7 | 298.3 | 291.4 | 8.66 | 0.87 | 8.41 | 7 | 10.05% | 298.34 | 8.4245 | 0.26852 | 8.3452 | 1.0095 | 8.7423 | 1131.22 | 1160.58
2012-04-27 23:10 | 8.68 | 8.57 | 8.43 | 8.3 | 8.13 | 7.9 | 7.62 | 7.35 | 7.13 | 6.93 | 304.9 | 304.6 | 304.2 | 304 | 303.7 | 303 | 302.5 | 302.4 | 303 | 304.5 | 295.8 | 7.81 | 0.93 | 7.71 | 6.45 | 11.91% | 302.925 | 7.8351 | 0.33347 | 7.8593 | 0.99693 | 7.786 | 831.81 | 825.79
2012-04-27 23:20 | 8.12 | 7.99 | 7.79 | 7.64 | 7.49 | 7.29 | 7.09 | 6.95 | 6.88 | 6.71 | 305.4 | 304.9 | 303.6 | 302.7 | 302.6 | 302.4 | 302.4 | 302.3 | 302.5 | 303.9 | 295.3 | 7.62 | 0.94 | 7.41 | 6.21 | 12.34% | 302.4 | 7.3058 | 0.25707 | 7.261 | 1.0062 | 7.667 | 774.62 | 789.67
2012-04-27 23:30 | 7.55 | 7.51 | 7.38 | 7.21 | 7.03 | 6.86 | 6.69 | 6.55 | 6.48 | 6.17 | 302.2 | 302.1 | 301.8 | 301.4 | 300.7 | 300.3 | 299.9 | 299.4 | 298.4 | 296.6 | 294.7 | 6.83 | 1.06 | 6.73 | 5.76 | 15.52% | 300.24 | 6.8772 | 0.23189 | 6.8354 | 1.0061 | 6.8718 | 549.58 | 558.62
2012-04-27 23:40 | 7.94 | 7.8 | 7.61 | 7.44 | 7.24 | 7.04 | 6.89 | 6.76 | 6.61 | 6.23 | 309.1 | 308.9 | 308.2 | 308.1 | 308.3 | 308.1 | 307.8 | 308 | 308.4 | 310 | 298.4 | 7.01 | 1 | 6.88 | 5.92 | 14.27% | 308.055 | 7.0768 | 0.19902 | 7.0183 | 1.0083 | 7.0685 | 591.01 | 609.07
2012-04-27 23:50 | 8.63 | 8.49 | 8.25 | 8.05 | 7.89 | 7.69 | 7.48 | 7.28 | 7.06 | 6.74 | 307.6 | 307.7 | 307.7 | 307.6 | 307.3 | 306.8 | 306 | 305.3 | 305.1 | 305.3 | 299.1 | 8.03 | 1.17 | 7.92 | 7.01 | 14.57% | 306.68 | 7.6682 | 0.25586 | 7.6596 | 1.0011 | 8.0391 | 900.01 | 903.68
2012-04-28 | 7.86 | 7.75 | 7.58 | 7.46 | 7.42 | 7.41 | 7.34 | 7.2 | 7.02 | 6.74 | 305.7 | 305.9 | 305.8 | 305.5 | 305.8 | 306.5 | 306.8 | 306.9 | 307.1 | 307.5 | 298.1 | 7.59 | 1.31 | 7.43 | 6.26 | 17.26% | 306.545 | 7.3346 | 0.087712 | 7.3999 | 0.99118 | 7.523 | 765.59 | 744.52
2012-04-28 00:10 | 7.69 | 7.56 | 7.34 | 7.2 | 7.05 | 6.95 | 6.93 | 6.89 | 6.75 | 6.55 | 311.5 | 311.4 | 311.3 | 311.1 | 310.7 | 310.3 | 309.5 | 308.7 | 308.2 | 307.1 | 300.9 | 7.19 | 1.04 | 7.08 | 6.65 | 14.46% | 310.18 | 7.0113 | 0.026631 | 6.9471 | 1.0092 | 7.2564 | 645.19 | 666.26
2012-04-28 00:20 | 7.8 | 7.67 | 7.42 | 7.24 | 7.08 | 6.9 | 6.68 | 6.44 | 6.2 | 5.91 | 315.3 | 314.9 | 314 | 312.8 | 311.5 | 310.3 | 309.6 | 309.3 | 309.3 | 309.2 | 303.7 | 7.28 | 0.72 | 7.08 | 6.03 | 9.89% | 310.195 | 6.8491 | 0.29944 | 6.868 | 0.99725 | 7.26 | 672.28 | 666.26
2012-04-28 00:30 | 6.91 | 6.81 | 6.63 | 6.46 | 6.33 | 6.23 | 6.11 | 5.92 | 5.7 | 5.33 | 320.5 | 320.1 | 319.4 | 318.4 | 317.7 | 317.3 | 317 | 316.8 | 316.7 | 317.1 | 310.4 | 6.48 | 0.79 | 6.34 | 5.22 | 12.19% | 317.255 | 6.1865 | 0.17973 | 6.2127 | 0.99579 | 6.4527 | 470.48 | 463.7
2012-04-28 00:40 | 6.91 | 6.81 | 6.65 | 6.5 | 6.33 | 6.16 | 5.99 | 5.8 | 5.6 | 5.33 | 322.3 | 321.7 | 320.2 | 318.9 | 317.8 | 316.4 | 315.1 | 314.4 | 313.8 | 313.2 | 308.7 | 6.38 | 0.54 | 6.23 | 5.22 | 8.464% | 316.205 | 6.1383 | 0.25861 | 6.1354 | 1.0005 | 6.383 | 447.88 | 447.88
2012-04-28 00:50 | 7.37 | 7.28 | 7.06 | 6.83 | 6.61 | 6.36 | 6.1 | 5.89 | 5.74 | 5.54 | 320.5 | 319.6 | 317.9 | 316.2 | 314.9 | 313.8 | 312.9 | 312.1 | 311.3 | 310.2 | 305.4 | 6.53 | 0.57 | 6.33 | 5.4 | 8.729% | 313.665 | 6.3779 | 0.38572 | 6.3221 | 1.0088 | 6.5876 | 481.78 | 495.34
2012-04-28 01:00 | 7.47 | 7.34 | 7.04 | 6.78 | 6.53 | 6.26 | 6.03 | 5.83 | 5.64 | 5.34 | 314.9 | 314.1 | 312.6 | 310.7 | 308.5 | 306.6 | 305.1 | 303.6 | 302.5 | 300.9 | 298.8 | 6.48 | 0.47 | 6.28 | 5.23 | 7.253% | 306.375 | 6.3041 | 0.34592 | 6.2265 | 1.0125 | 6.5607 | 470.48 | 488.56
2012-04-28 01:10 | 7.16 | 7.03 | 6.79 | 6.54 | 6.3 | 6.07 | 5.86 | 5.67 | 5.43 | 5.09 | 312.2 | 312.1 | 311.6 | 310.5 | 309.4 | 308.1 | 306.5 | 304.7 | 303.1 | 301 | 300.4 | 6.27 | 0.32 | 6.09 | 4.86 | 5.104% | 307.86 | 6.0962 | 0.32537 | 6.0395 | 1.0094 | 6.3289 | 423.02 | 436.58
2012-04-28 01:20 | 6.99 | 6.88 | 6.67 | 6.5 | 6.32 | 6.1 | 5.86 | 5.63 | 5.36 | 4.85 | 310.9 | 310.7 | 310 | 309.3 | 308.9 | 308.2 | 306.8 | 305.5 | 303.8 | 301.6 | 300 | 6.29 | 0.39 | 6.13 | 4.63 | 6.2% | 307.99 | 6.0578 | 0.37093 | 6.065 | 0.9988 | 6.2825 | 427.54 | 425.28
2012-04-28 01:30 | 7.18 | 7.11 | 6.97 | 6.81 | 6.63 | 6.41 | 6.2 | 5.99 | 5.68 | 5.15 | 314.2 | 313.7 | 312.6 | 311.5 | 311 | 310.7 | 310.2 | 309.6 | 308.8 | 307.7 | 302.8 | 6.69 | 0.43 | 6.54 | 5.02 | 6.428% | 310.625 | 6.3725 | 0.30782 | 6.3795 | 0.99891 | 6.6827 | 517.94 | 515.68
2012-04-28 01:40 | 7.5 | 7.42 | 7.27 | 7.13 | 6.97 | 6.84 | 6.69 | 6.53 | 6.34 | 5.96 | 315 | 314.8 | 314.2 | 313.4 | 312.6 | 311.6 | 310.9 | 310.4 | 309.7 | 308.9 | 303.6 | 7.04 | 0.37 | 6.85 | 5.47 | 5.256% | 311.495 | 6.8088 | 0.20491 | 6.8183 | 0.9986 | 7.0302 | 600.04 | 597.03
2012-04-28 01:50 | 7.51 | 7.42 | 7.23 | 7.04 | 6.9 | 6.76 | 6.61 | 6.44 | 6.23 | 5.9 | 308.6 | 308.4 | 308.1 | 307.4 | 306.6 | 305.8 | 305 | 303.9 | 302.8 | 301.9 | 298.1 | 6.97 | 0.59 | 6.88 | 5.59 | 8.465% | 305.68 | 6.734 | 0.20736 | 6.7383 | 0.99937 | 6.9656 | 581.22 | 581.22
2012-04-28 02:00 | 7.58 | 7.49 | 7.31 | 7.15 | 6.98 | 6.77 | 6.56 | 6.36 | 6.17 | 5.92 | 309.2 | 308.6 | 307.3 | 306.1 | 304.9 | 303.8 | 302.8 | 301.8 | 300.8 | 299.7 | 296.9 | 7.08 | 0.63 | 6.92 | 5.75 | 8.898% | 303.65 | 6.751 | 0.29119 | 6.7395 | 1.0017 | 7.092 | 612.08 | 615.09
2012-04-28 02:10 | 8.29 | 8.27 | 8.2 | 8.05 | 7.87 | 7.61 | 7.32 | 7 | 6.68 | 6.19 | 311.7 | 311.3 | 310.4 | 309.4 | 308.5 | 307.4 | 306.2 | 305 | 304.4 | 304 | 299.3 | 7.78 | 0.58 | 7.54 | 5.92 | 7.455% | 307.22 | 7.5161 | 0.35904 | 7.5678 | 0.99317 | 7.7269 | 822.78 | 807.73
2012-04-28 02:20 | 8.75 | 8.72 | 8.67 | 8.55 | 8.35 | 8.03 | 7.67 | 7.38 | 7.14 | 6.64 | 307.1 | 306.7 | 306.1 | 305.2 | 304.1 | 302.9 | 302 | 301.4 | 300.6 | 299.7 | 295.1 | 7.94 | 0.53 | 7.7 | 6.35 | 6.675% | 302.765 | 7.9536 | 0.42386 | 7.9774 | 0.99702 | 7.9163 | 870.94 | 864.92
2012-04-28 02:30 | 8.46 | 8.37 | 8.2 | 8 | 7.78 | 7.54 | 7.23 | 6.89 | 6.62 | 6.23 | 300.7 | 300.1 | 299.3 | 298.4 | 297.3 | 295.9 | 294.7 | 293.9 | 293.5 | 292.5 | 289.1 | 7.62 | 0.74 | 7.48 | 6.18 | 9.711% | 295.72 | 7.462 | 0.38797 | 7.4948 | 0.99563 | 7.5867 | 774.62 | 765.59
2012-04-28 02:40 | 8.9 | 8.79 | 8.54 | 8.28 | 8.05 | 7.82 | 7.61 | 7.36 | 7.11 | 6.58 | 302.2 | 301.7 | 300.7 | 299.7 | 298.8 | 298.1 | 297.6 | 297.2 | 296.6 | 294.7 | 289.7 | 7.88 | 0.87 | 7.6 | 6.03 | 11.04% | 298.025 | 7.8166 | 0.25155 | 7.7896 | 1.0035 | 7.9074 | 852.88 | 861.91
2012-04-28 02:50 | 9.5 | 9.36 | 9.08 | 8.87 | 8.66 | 8.42 | 8.17 | 7.89 | 7.57 | 7.01 | 308.4 | 307.9 | 306.9 | 306.3 | 305.9 | 305 | 304 | 302.8 | 301.8 | 301 | 297.4 | 8.8 | 0.88 | 8.59 | 6.9 | 10% | 304.85 | 8.3693 | 0.27853 | 8.3837 | 0.99828 | 8.7848 | 1182.6 | 1175.26
2012-04-28 03:00 | 9.45 | 9.32 | 9.04 | 8.71 | 8.4 | 8.11 | 7.78 | 7.41 | 7.05 | 6.57 | 307.2 | 306.7 | 305.8 | 305.1 | 304.2 | 303 | 302.2 | 301.9 | 302 | 301.2 | 296.6 | 8.38 | 0.98 | 8.02 | 6.72 | 11.69% | 302.88 | 8.0837 | 0.38388 | 8.0619 | 1.0027 | 8.4027 | 1028.46 | 1035.8
2012-04-28 03:10 | 9.4 | 9.29 | 8.99 | 8.7 | 8.48 | 8.26 | 8 | 7.67 | 7.33 | 6.84 | 303.1 | 302.9 | 302.1 | 301 | 299.9 | 298.5 | 297.3 | 296.9 | 296.4 | 294.5 | 290.8 | 8.48 | 0.96 | 8.33 | 6.98 | 11.32% | 298.32 | 8.1998 | 0.29555 | 8.2222 | 0.99727 | 8.4568 | 1065.16 | 1057.82
2012-04-28 03:20 | 9.11 | 9 | 8.86 | 8.73 | 8.57 | 8.37 | 8.12 | 7.86 | 7.59 | 7.13 | 304.5 | 304.1 | 303.6 | 303.2 | 302.5 | 301.7 | 301.4 | 301.2 | 301.2 | 301 | 294 | 8.43 | 0.86 | 8.28 | 6.63 | 10.2% | 301.655 | 8.2825 | 0.28022 | 8.3337 | 0.99386 | 8.3782 | 1046.81 | 1028.46
2012-04-28 03:30 | 10.06 | 9.91 | 9.62 | 9.31 | 9.03 | 8.84 | 8.72 | 8.62 | 8.49 | 8.2 | 301.9 | 301.8 | 301.4 | 301.1 | 300.5 | 299.6 | 298.7 | 298.4 | 298.7 | 299.3 | 290.8 | 8.96 | 1.07 | 8.82 | 7.61 | 11.94% | 299.465 | 8.9481 | 0.1263 | 8.8227 | 1.0142 | 9.0873 | 1241.32 | 1290.29
2012-04-28 03:40 | 9.87 | 9.75 | 9.57 | 9.41 | 9.26 | 9.14 | 9.1 | 8.99 | 8.78 | 8.46 | 298.2 | 297.8 | 297.2 | 296.7 | 296.1 | 295.7 | 295.6 | 295.8 | 296 | 295.6 | 290.1 | 9.52 | 1.13 | 9.38 | 8.48 | 11.87% | 295.685 | 9.1636 | 0.040531 | 9.1343 | 1.0032 | 9.5506 | 1454.12 | 1465.55
2012-04-28 03:50 | 9.41 | 9.22 | 8.87 | 8.65 | 8.46 | 8.14 | 7.86 | 7.65 | 7.47 | 7.22 | 303.9 | 303.9 | 303.8 | 303.5 | 302.8 | 302.4 | 301.9 | 301.1 | 300.5 | 299.6 | 294 | 8.39 | 1.16 | 8.32 | 7.46 | 13.83% | 302.325 | 8.169 | 0.32347 | 8.0993 | 1.0086 | 8.4623 | 1032.13 | 1057.82
2012-04-28 04:00 | 9.28 | 9.16 | 9.01 | 8.89 | 8.75 | 8.51 | 8.22 | 8 | 7.84 | 7.49 | 299.8 | 299.6 | 299.5 | 299.8 | 300.1 | 299.9 | 299.5 | 299.1 | 298.9 | 298.8 | 290.6 | 8.64 | 1.07 | 8.53 | 7.28 | 12.38% | 299.84 | 8.45 | 0.3204 | 8.4678 | 0.9979 | 8.6218 | 1123.88 | 1116.54
2012-04-28 04:10 | 8.57 | 8.53 | 8.37 | 8.14 | 7.88 | 7.63 | 7.48 | 7.37 | 7.28 | 7.08 | 298 | 297.6 | 296.6 | 295.9 | 295.4 | 295 | 294.8 | 294.5 | 294.3 | 293.1 | 288.9 | 8.36 | 1.07 | 8.29 | 7.31 | 12.8% | 294.97 | 7.7366 | 0.18348 | 7.6083 | 1.0169 | 8.5009 | 1021.12 | 1072.5
2012-04-28 04:20 | 8.25 | 8.24 | 8.21 | 8.13 | 8 | 7.88 | 7.8 | 7.71 | 7.57 | 7.23 | 292.7 | 292.4 | 291.3 | 289.8 | 288.8 | 288.5 | 288.3 | 288.1 | 288 | 288.2 | 283.2 | 8.13 | 0.9 | 8.1 | 6.84 | 11.07% | 288.47 | 7.876 | 0.094297 | 7.8685 | 1.001 | 8.1378 | 936.71 | 940.38
2012-04-28 04:30 | 8.41 | 8.33 | 8.16 | 8.03 | 7.9 | 7.74 | 7.53 | 7.27 | 7.02 | 6.57 | 299.7 | 299.2 | 298.3 | 297.4 | 296.8 | 296.4 | 296 | 295.6 | 295.3 | 294.9 | 290.3 | 7.65 | 0.82 | 7.55 | 6.54 | 10.72% | 296.34 | 7.6484 | 0.25419 | 7.7096 | 0.99207 | 7.5893 | 783.65 | 765.59
2012-04-28 04:40 | 7.75 | 7.72 | 7.64 | 7.49 | 7.33 | 7.2 | 7.09 | 7 | 6.89 | 6.72 | 299.4 | 299.2 | 298.4 | 297.7 | 297.1 | 296.7 | 296.5 | 296.5 | 296.2 | 294.7 | 291.1 | 7.24 | 0.83 | 7.1 | 5.89 | 11.46% | 296.67 | 7.2254 | 0.14227 | 7.1841 | 1.0057 | 7.2815 | 660.24 | 672.28
2012-04-28 04:50 | 7.64 | 7.55 | 7.36 | 7.19 | 7.06 | 6.91 | 6.8 | 6.74 | 6.65 | 6.42 | 296.2 | 295.7 | 295.2 | 295.1 | 295 | 294.7 | 294.3 | 293.6 | 293.1 | 293 | 286.9 | 7.34 | 0.76 | 7.28 | 6.2 | 10.35% | 294.64 | 6.9547 | 0.14829 | 6.8941 | 1.0088 | 7.4045 | 690.34 | 708.4
2012-04-28 05:00 | 8.16 | 8.1 | 8.01 | 7.95 | 7.9 | 7.79 | 7.6 | 7.41 | 7.24 | 6.94 | 295.1 | 294.8 | 294.1 | 293.2 | 292.7 | 292.7 | 292.8 | 293.1 | 293.6 | 294.2 | 285.2 | 7.6 | 0.98 | 7.64 | 6.84 | 12.89% | 292.715 | 7.6823 | 0.22818 | 7.7625 | 0.98966 | 7.5215 | 768.6 | 744.52
2012-04-28 05:10 | 8.15 | 8.06 | 7.9 | 7.78 | 7.67 | 7.52 | 7.37 | 7.21 | 7.07 | 6.85 | 292.6 | 292.6 | 292.6 | 292.3 | 292 | 291.5 | 290.7 | 289.8 | 289 | 287.6 | 283.3 | 7.43 | 1.1 | 7.44 | 6.6 | 14.8% | 291.38 | 7.4936 | 0.18619 | 7.4983 | 0.99936 | 7.4253 | 717.43 | 717.43
2012-04-28 05:20 | 6.74 | 6.64 | 6.46 | 6.35 | 6.28 | 6.19 | 6.05 | 5.96 | 5.88 | 5.71 | 288.1 | 287.5 | 286.2 | 284.6 | 282.8 | 281.6 | 281.3 | 281.3 | 281.2 | 280.5 | 278.1 | 6.32 | 1 | 6.28 | 5.5 | 15.82% | 281.555 | 6.1591 | 0.2114 | 6.1697 | 0.99827 | 6.3091 | 434.32 | 432.06
2012-04-28 05:30 | 6.08 | 6.04 | 5.93 | 5.78 | 5.61 | 5.45 | 5.35 | 5.26 | 5.14 | 4.91 | 288.7 | 288.5 | 288.1 | 287.6 | 286.9 | 285.9 | 284.4 | 283.1 | 282.3 | 281.2 | 277 | 5.53 | 0.92 | 5.46 | 4.78 | 16.64% | 285.675 | 5.4942 | 0.17113 | 5.4356 | 1.0108 | 5.5896 | 285.86 | 295.58
2012-04-28 05:40 | 6.53 | 6.48 | 6.39 | 6.25 | 6.1 | 6.02 | 5.97 | 5.85 | 5.65 | 5.34 | 287.8 | 287.5 | 287 | 286.4 | 286 | 285.7 | 285.4 | 285 | 284.7 | 283.7 | 278.5 | 6.05 | 0.68 | 5.93 | 4.99 | 11.24% | 285.655 | 6.0177 | 0.077073 | 6.0128 | 1.0008 | 6.0549 | 373.3 | 373.3
2012-04-28 05:50 | 6.83 | 6.72 | 6.52 | 6.44 | 6.36 | 6.21 | 6.01 | 5.84 | 5.7 | 5.46 | 290.3 | 289.7 | 288.8 | 288.3 | 287.8 | 287.3 | 286.7 | 286.4 | 286.3 | 285.9 | 278.4 | 6.32 | 0.97 | 6.22 | 5.47 | 15.35% | 287.21 | 6.1502 | 0.30251 | 6.1809 | 0.99503 | 6.2886 | 434.32 | 427.54
2012-04-28 06:00 | 7.1 | 7 | 6.86 | 6.74 | 6.62 | 6.46 | 6.3 | 6.12 | 5.92 | 5.53 | 294.8 | 294.4 | 293.8 | 292.8 | 291.7 | 290.7 | 290.2 | 290.3 | 290.4 | 290.2 | 283.8 | 6.39 | 0.93 | 6.27 | 5.48 | 14.55% | 290.625 | 6.4161 | 0.23176 | 6.4368 | 0.99677 | 6.3694 | 450.14 | 445.62
2012-04-28 06:10 | 6.04 | 5.96 | 5.79 | 5.62 | 5.45 | 5.31 | 5.23 | 5.15 | 5.03 | 4.85 | 302.6 | 302.3 | 301.3 | 299.8 | 299.4 | 299.2 | 298.4 | 297.7 | 297.8 | 298.6 | 293.1 | 5.77 | 0.75 | 5.72 | 5.04 | 13% | 299.08 | 5.3681 | 0.14028 | 5.2985 | 1.0131 | 5.8458 | 324.74 | 337.7
2012-04-28 06:20 | 5.93 | 5.82 | 5.68 | 5.49 | 5.34 | 5.23 | 5.15 | 5.08 | 5 | 4.88 | 305.5 | 305.6 | 305.5 | 305.3 | 305.3 | 305 | 304.7 | 304.7 | 304.8 | 304.3 | 296.5 | 5.83 | 0.7 | 5.74 | 4.98 | 12.01% | 304.955 | 5.2835 | 0.14245 | 5.2185 | 1.0125 | 5.9027 | 334.46 | 345.8
2012-04-28 06:30 | 5.49 | 5.44 | 5.33 | 5.25 | 5.16 | 5.07 | 4.94 | 4.83 | 4.77 | 4.65 | 298 | 298.2 | 298.2 | 298.4 | 299.2 | 300.3 | 300.7 | 300.6 | 300.5 | 300.9 | 291.6 | 5.24 | 1.06 | 5.15 | 4.18 | 20.23% | 300.36 | 5.0465 | 0.24004 | 5.0512 | 0.99908 | 5.2352 | 238.88 | 238.88
2012-04-28 06:40 | 5.25 | 5.19 | 5.06 | 4.93 | 4.87 | 4.83 | 4.81 | 4.82 | 4.82 | 4.82 | 291 | 290.7 | 290.8 | 291.1 | 291.6 | 292.3 | 293.3 | 294.5 | 295.2 | 296.2 | 285.2 | 4.84 | 0.76 | 4.87 | 4.76 | 15.7% | 292.45 | 4.8821 | 0.038344 | 4.8271 | 1.0114 | 4.8951 | 182.56 | 189.1
2012-04-28 06:50 | 6.41 | 6.34 | 6.2 | 6.18 | 6.28 | 6.32 | 6.3 | 6.24 | 6.09 | 5.92 | 298 | 297.9 | 297.4 | 297.2 | 297.1 | 296.4 | 295.1 | 293.9 | 293.1 | 291.9 | 287 | 6.12 | 1.16 | 6.12 | 5.54 | 18.95% | 296.205 | 6.2205 | 0.02929 | 6.3171 | 0.98471 | 6.0264 | 389.12 | 368.78
2012-04-28 07:00 | 7.4 | 7.39 | 7.38 | 7.39 | 7.4 | 7.37 | 7.31 | 7.23 | 7.14 | 6.96 | 302 | 302 | 302.1 | 302.6 | 303.1 | 303.5 | 303.6 | 303.5 | 303.2 | 302.7 | 294.5 | 7.29 | 1.01 | 7.29 | 6.65 | 13.85% | 303.515 | 7.302 | 0.07554 | 7.3614 | 0.99194 | 7.2312 | 675.29 | 657.23
2012-04-28 07:10 | 5.81 | 5.77 | 5.68 | 5.62 | 5.59 | 5.54 | 5.47 | 5.37 | 5.31 | 5.31 | 298.5 | 298.6 | 298.8 | 298.4 | 298.1 | 297.6 | 297.1 | 297 | 296.7 | 296 | 291.9 | 5.8 | 1 | 5.81 | 5.5 | 17.24% | 297.525 | 5.5109 | 0.11751 | 5.5299 | 0.99656 | 5.78 | 329.6 | 326.36
2012-04-28 07:20 | 6.87 | 6.81 | 6.76 | 6.72 | 6.71 | 6.73 | 6.7 | 6.65 | 6.62 | 6.55 | 298 | 297.7 | 297.2 | 296.9 | 296.5 | 295.9 | 295.2 | 295 | 294.9 | 294.9 | 291.9 | 7.01 | 1.44 | 7.01 | 6.44 | 20.54% | 295.795 | 6.6942 | 0.041285 | 6.7257 | 0.99532 | 6.9772 | 591.01 | 583.48
2012-04-28 07:30 | 7.02 | 7 | 7.04 | 7.09 | 7.06 | 6.98 | 6.93 | 6.92 | 6.88 | 6.82 | 304.5 | 304.5 | 304.6 | 304.9 | 305.7 | 307 | 308.1 | 308.7 | 308.7 | 309.2 | 299.7 | 7.09 | 1.08 | 7.05 | 6.66 | 15.23% | 307.165 | 6.9732 | 0.066434 | 6.9728 | 1.0001 | 7.0904 | 615.09 | 615.09
2012-04-28 07:40 | 7.57 | 7.52 | 7.45 | 7.38 | 7.29 | 7.23 | 7.17 | 7.16 | 7.09 | 6.89 | 298 | 298.2 | 298.4 | 298.6 | 298.9 | 299.1 | 299.3 | 299.1 | 298.6 | 299.3 | 287.7 | 7.47 | 1.09 | 7.49 | 6.54 | 14.59% | 299.13 | 7.2421 | 0.077009 | 7.2214 | 1.0029 | 7.4914 | 729.47 | 735.49
2012-04-28 07:50 | 8.5 | 8.51 | 8.56 | 8.65 | 8.68 | 8.69 | 8.72 | 8.64 | 8.5 | 8.3 | 306.8 | 306.8 | 306.8 | 307.4 | 308 | 308.4 | 308.8 | 308.9 | 309 | 309.8 | 301 | 8.71 | 0.97 | 8.68 | 7.83 | 11.14% | 308.46 | 8.6148 | -0.031847 | 8.6943 | 0.99086 | 8.6304 | 1149.57 | 1120.21
2012-04-28 08:00 | 6.7 | 6.72 | 6.74 | 6.76 | 6.68 | 6.63 | 6.68 | 6.76 | 6.82 | 6.85 | 302.8 | 302.6 | 302.1 | 301.7 | 301.5 | 301.8 | 302.2 | 302.6 | 303.4 | 304.9 | 292 | 7.06 | 1.1 | 7.03 | 6.46 | 15.58% | 301.86 | 6.7279 | -0.069429 | 6.6371 | 1.0137 | 7.1566 | 606.06 | 636.16
2012-04-28 08:10 | 8.27 | 8.22 | 8.17 | 8.11 | 8.03 | 7.93 | 7.84 | 7.71 | 7.57 | 7.45 | 309.5 | 309.5 | 309.6 | 310.1 | 310.7 | 311 | 311.1 | 311.1 | 311.6 | 312.1 | 302.8 | 8.17 | 0.91 | 8.12 | 7.31 | 11.14% | 311.015 | 7.8965 | 0.10548 | 7.917 | 0.9974 | 8.1488 | 951.39 | 944.05
2012-04-28 08:20 | 8.26 | 8.28 | 8.32 | 8.32 | 8.29 | 8.27 | 8.23 | 8.23 | 8.19 | 7.98 | 315.3 | 315.1 | 314.6 | 315 | 315.8 | 316.2 | 316.3 | 316.6 | 317 | 317.4 | 306 | 8.28 | 1.01 | 8.24 | 7.78 | 12.2% | 316.215 | 8.2479 | 0.044805 | 8.2643 | 0.99803 | 8.2636 | 991.76 | 984.42
2012-04-28 08:30 | 6.99 | 6.95 | 7.04 | 7.08 | 7.08 | 7.12 | 7.2 | 7.23 | 7.2 | 7.13 | 321.2 | 321.2 | 321.2 | 320.6 | 320.6 | 320.6 | 320.4 | 319.9 | 319.6 | 319.8 | 305.5 | 7.18 | 1.3 | 7.2 | 6.8 | 18.11% | 320.57 | 7.1302 | -0.10325 | 7.1314 | 0.99983 | 7.1788 | 642.18 | 642.18
2012-04-28 08:40 | 6.04 | 6.08 | 6.2 | 6.26 | 6.29 | 6.31 | 6.29 | 6.26 | 6.25 | 6.18 | 319.9 | 319.8 | 320 | 319.9 | 319.7 | 320 | 320.4 | 320.7 | 321 | 321.9 | 306.9 | 6.18 | 0.58 | 6.23 | 6.02 | 9.385% | 320.06 | 6.2553 | 0.029336 | 6.3071 | 0.99178 | 6.1292 | 402.68 | 391.38
2012-04-28 08:50 | 7.26 | 7.21 | 7.1 | 6.91 | 6.79 | 6.66 | 6.47 | 6.32 | 6.21 | 5.99 | 321.3 | 321.1 | 319.9 | 319.2 | 319 | 319 | 319.2 | 319 | 318.3 | 317.4 | 310.4 | 6.76 | 0.86 | 6.74 | 6.21 | 12.72% | 319.03 | 6.6314 | 0.26747 | 6.6324 | 0.99985 | 6.759 | 533.76 | 533.76
2012-04-28 09:00 | 7.14 | 7.19 | 7.08 | 7.04 | 6.96 | 6.91 | 6.86 | 6.77 | 6.61 | 6.39 | 317.2 | 317.2 | 316.8 | 317 | 317.5 | 318.4 | 319.1 | 319.4 | 318.9 | 318.5 | 308.8 | 7.08 | 0.81 | 7 | 6.34 | 11.44% | 318.505 | 6.8762 | 0.06711 | 6.9028 | 0.99614 | 7.0527 | 612.08 | 603.05
2012-04-28 09:10 | 7.87 | 7.9 | 7.97 | 8.01 | 7.96 | 7.82 | 7.7 | 7.63 | 7.53 | 7.34 | 297 | 296.9 | 296.6 | 296.2 | 296.1 | 296.2 | 296.1 | 296.2 | 296.1 | 295.9 | 290 | 7.79 | 0.94 | 7.84 | 7.23 | 12.07% | 296.185 | 7.7821 | 0.1429 | 7.8027 | 0.99736 | 7.7695 | 825.79 | 819.77
2012-04-28 09:20 | 7.39 | 7.4 | 7.45 | 7.46 | 7.43 | 7.48 | 7.49 | 7.49 | 7.39 | 7.25 | 299.2 | 299.2 | 299 | 299.3 | 299.7 | 299.8 | 300.2 | 300.6 | 301.3 | 302.2 | 291.9 | 7.24 | 0.83 | 7.32 | 7.16 | 11.46% | 299.86 | 7.4423 | -0.012346 | 7.4814 | 0.99477 | 7.2022 | 660.24 | 648.2
2012-04-28 09:30 | 8.12 | 8.08 | 7.87 | 7.82 | 7.75 | 7.72 | 7.66 | 7.55 | 7.48 | 7.5 | 309 | 308.8 | 308.9 | 308.7 | 308.4 | 308.3 | 307.7 | 307.6 | 307.6 | 308.1 | 296.3 | 7.96 | 1.24 | 7.95 | 7.65 | 15.58% | 308.21 | 7.6984 | 0.072102 | 7.7114 | 0.99832 | 7.9466 | 876.96 | 873.95
2012-04-28 09:40 | 8.38 | 8.35 | 8.29 | 8.26 | 8.23 | 8.19 | 8.07 | 7.98 | 7.91 | 7.86 | 308.4 | 308.4 | 308.9 | 309 | 309.2 | 309.6 | 309.9 | 310 | 310.8 | 312.2 | 302.1 | 8.13 | 0.74 | 8.13 | 7.64 | 9.102% | 309.645 | 8.1261 | 0.1364 | 8.1727 | 0.9943 | 8.0836 | 936.71 | 918.36
2012-04-28 09:50 | 7.82 | 7.78 | 7.78 | 7.79 | 7.76 | 7.69 | 7.59 | 7.56 | 7.58 | 7.74 | 307.6 | 308 | 308.4 | 308.9 | 309.3 | 309.7 | 309.8 | 309.7 | 309.4 | 310.1 | 303.3 | 7.98 | 0.79 | 7.96 | 7.79 | 9.9% | 309.715 | 7.6834 | 0.12096 | 7.6756 | 1.001 | 7.9881 | 882.98 | 885.99
2012-04-28 10:00 | 7.27 | 7.23 | 7.37 | 7.38 | 7.48 | 7.54 | 7.48 | 7.34 | 7.2 | 6.93 | 292.8 | 292.2 | 291 | 290.6 | 290.9 | 291.4 | 292 | 292.2 | 292 | 291.4 | 286.6 | 7.36 | 0.97 | 7.35 | 6.88 | 13.18% | 291.49 | 7.3723 | 0.07383 | 7.5314 | 0.97888 | 7.2046 | 696.36 | 648.2
2012-04-28 10:10 | 7.5 | 7.53 | 7.55 | 7.46 | 7.53 | 7.6 | 7.65 | 7.64 | 7.6 | 7.49 | 291.8 | 291.8 | 291.9 | 291.6 | 290.9 | 291.2 | 291.7 | 291.6 | 291.6 | 292 | 286.8 | 7.58 | 0.92 | 7.59 | 6.91 | 12.14% | 291.275 | 7.5714 | -0.060597 | 7.6071 | 0.9953 | 7.5444 | 762.58 | 750.54
2012-04-28 10:20 | 5.78 | 5.71 | 5.71 | 5.73 | 5.86 | 5.88 | 5.88 | 5.83 | 5.71 | 5.47 | 296.7 | 296.9 | 296.4 | 295.1 | 294.6 | 294.3 | 293.6 | 293.1 | 293 | 291.8 | 283 | 5.66 | 1.08 | 5.64 | 5.18 | 19.08% | 294.195 | 5.7839 | 0 | 5.88 | 0.98365 | 5.5675 | 306.92 | 292.34
2012-04-28 10:30 | 7.4 | 7.35 | 7.28 | 7.18 | 7.16 | 7.14 | 7.14 | 7.08 | 7 | 7.02 | 315.1 | 314.6 | 314.6 | 314.6 | 314.1 | 314.8 | 315.4 | 316 | 316.5 | 317.9 | 304.4 | 6.96 | 0.77 | 6.88 | 6.47 | 11.06% | 314.89 | 7.1394 | 0 | 7.14 | 0.99992 | 6.9594 | 578.96 | 578.96
2012-04-28 10:40 | 7.21 | 7.16 | 7.04 | 7.03 | 6.99 | 6.86 | 6.77 | 6.63 | 6.52 | 6.34 | 311.1 | 311.8 | 312 | 312.4 | 312 | 312.5 | 313.4 | 314.2 | 315.2 | 315.4 | 301.8 | 6.51 | 1.1 | 6.46 | 5.94 | 16.9% | 312.635 | 6.8229 | 0.12204 | 6.847 | 0.99647 | 6.4871 | 477.26 | 472.74
2012-05-15 16:00 | 9.87 | 9.86 | 9.9 | 9.92 | 9.8 | 9.67 | 9.56 | 9.31 | 9.11 | 9.12 | 201.9 | 201.7 | 201.6 | 201.8 | 201.8 | 202 | 201.5 | 201.2 | 200.8 | 199.2 | 189.3 | 9.59 | 1.03 | 7.86 | 7.17 | 10.74% | 201.925 | 9.5952 | 0.10572 | 9.6542 | 0.99389 | 9.5314 | 1480.79 | 1457.93
2012-05-15 16:10 | 9.85 | 9.76 | 9.64 | 9.58 | 9.46 | 9.33 | 9.24 | 9.07 | 8.77 | 8.45 | 192 | 192.2 | 192.1 | 191.6 | 191.7 | 191.7 | 191.1 | 190.8 | 190.7 | 190 | 180.5 | 9.34 | 1.93 | 8.23 | 7.11 | 20.66% | 191.61 | 9.277 | 0.089574 | 9.3171 | 0.9957 | 9.2998 | 1385.54 | 1370.3
2012-05-15 16:20 | 9.79 | 9.75 | 9.71 | 9.65 | 9.51 | 9.44 | 9.35 | 9.28 | 9.11 | 8.72 | 195.8 | 195.8 | 195.2 | 194.6 | 194.4 | 194.2 | 193.7 | 193 | 192.9 | 192.2 | 184.9 | 9.51 | 1.24 | 7.96 | 7.42 | 13.04% | 194.125 | 9.409 | 0.088525 | 9.4271 | 0.99808 | 9.4918 | 1450.31 | 1442.69
2012-05-15 16:30 | 9.1 | 9.05 | 9.01 | 8.85 | 8.68 | 8.52 | 8.33 | 8.14 | 7.88 | 7.49 | 193 | 192.9 | 192.6 | 192.5 | 192.9 | 192.7 | 192.5 | 192.4 | 191.7 | 190.6 | 183.9 | 8.45 | 0.91 | 7.12 | 6.33 | 10.77% | 192.67 | 8.4652 | 0.20841 | 8.4925 | 0.99679 | 8.4229 | 1054.15 | 1043.14
2012-05-15 16:40 | 8.11 | 8.06 | 7.91 | 7.83 | 7.8 | 7.74 | 7.64 | 7.46 | 7.23 | 7.11 | 207.3 | 207.4 | 207.1 | 207 | 206.9 | 207.4 | 208.3 | 209.1 | 208.6 | 208.8 | 198.6 | 7.39 | 1.62 | 6.53 | 6.06 | 21.92% | 207.535 | 7.6498 | 0.12017 | 7.7256 | 0.99019 | 7.3175 | 705.39 | 684.32
2012-05-15 16:50 | 8.83 | 8.75 | 8.6 | 8.64 | 8.6 | 8.46 | 8.37 | 8.2 | 8.1 | 7.96 | 209.9 | 210 | 210.5 | 211 | 211.3 | 211.3 | 210.8 | 210.8 | 210.7 | 210.4 | 199.8 | 8.03 | 1.27 | 6.65 | 6.37 | 15.82% | 211.225 | 8.4157 | 0.098835 | 8.447 | 0.99629 | 8.0002 | 900.01 | 889
2012-05-15 17:00 | 8.46 | 8.42 | 8.4 | 8.34 | 8.3 | 8.2 | 8.08 | 7.9 | 7.71 | 7.36 | 206.6 | 206.7 | 207 | 206.7 | 207.1 | 207.2 | 206.4 | 206.2 | 205.8 | 205.6 | 195 | 7.86 | 0.84 | 6.21 | 5.42 | 10.69% | 207.08 | 8.1077 | 0.13623 | 8.1827 | 0.99083 | 7.7879 | 846.86 | 825.79
2012-05-15 17:10 | 8.94 | 8.87 | 8.75 | 8.61 | 8.46 | 8.3 | 8.09 | 7.91 | 7.63 | 6.98 | 206.8 | 207.2 | 207.3 | 206.8 | 207 | 208 | 208.9 | 209 | 208.4 | 209.2 | 198.6 | 7.99 | 1 | 6.46 | 5.81 | 12.52% | 208.135 | 8.2216 | 0.23682 | 8.2696 | 0.99419 | 7.9436 | 885.99 | 870.94
2012-05-15 17:20 | 8.26 | 8.23 | 8.18 | 8.02 | 7.85 | 7.66 | 7.49 | 7.38 | 7.29 | 6.75 | 205.9 | 205.9 | 205.7 | 205.8 | 206 | 206.3 | 206.8 | 207.4 | 206.9 | 206.3 | 195.4 | 7.14 | 1.06 | 5.68 | 5.15 | 14.85% | 206.375 | 7.672 | 0.2074 | 7.6354 | 1.0048 | 7.1742 | 630.14 | 639.17
2012-05-15 17:30 | 7.44 | 7.32 | 7.12 | 6.89 | 6.65 | 6.55 | 6.5 | 6.53 | 6.62 | 6.55 | 207.9 | 208.2 | 208.3 | 208 | 208.5 | 209.6 | 210.6 | 211.4 | 212 | 211.5 | 193.7 | 5.83 | 1.1 | 4.82 | 4.96 | 18.87% | 209.75 | 6.7055 | 0.070812 | 6.5428 | 1.0249 | 5.975 | 334.46 | 357.14
2012-05-15 17:40 | 7.57 | 7.48 | 7.3 | 6.99 | 6.73 | 6.58 | 6.34 | 6.1 | 5.79 | 5.52 | 206.5 | 206.9 | 208 | 208.2 | 208.3 | 208.9 | 209.1 | 208.2 | 206.9 | 205.5 | 197.8 | 6.54 | 1.13 | 5.5 | 4.87 | 17.28% | 208.93 | 6.5552 | 0.34336 | 6.5451 | 1.0015 | 6.5501 | 484.04 | 486.3
2012-05-15 17:50 | 7.57 | 7.53 | 7.4 | 7.23 | 7.05 | 6.89 | 6.66 | 6.47 | 6.36 | 6.14 | 204.8 | 204.8 | 205.5 | 206.5 | 206.8 | 207.3 | 207.6 | 207.9 | 207.4 | 206.2 | 199.8 | 6.96 | 1.09 | 5.63 | 5.09 | 15.66% | 207.345 | 6.863 | 0.31375 | 6.8566 | 1.0009 | 6.9665 | 578.96 | 581.22
2012-05-15 18:00 | 8.67 | 8.58 | 8.39 | 8.22 | 8.07 | 7.93 | 7.78 | 7.63 | 7.4 | 7.07 | 212.1 | 212.6 | 213.5 | 212.9 | 212.2 | 212.2 | 213 | 214.2 | 214.4 | 214.5 | 201.5 | 7.58 | 1.2 | 6.44 | 5.62 | 15.83% | 212.32 | 7.9049 | 0.17647 | 7.9083 | 0.99957 | 7.5767 | 762.58 | 762.58
2012-05-15 18:10 | 8.34 | 8.28 | 8.05 | 7.9 | 7.83 | 7.71 | 7.56 | 7.29 | 6.95 | 6.37 | 207.2 | 207.3 | 207.5 | 208 | 208.3 | 208.2 | 207.8 | 207.4 | 207 | 205.6 | 196.8 | 7.25 | 1.21 | 5.8 | 5.34 | 16.69% | 208.14 | 7.5933 | 0.18156 | 7.6883 | 0.98763 | 7.1604 | 663.25 | 636.16
2012-05-15 18:20 | 8.29 | 8.19 | 8.03 | 7.88 | 7.74 | 7.58 | 7.35 | 6.96 | 6.59 | 6.2 | 202.9 | 202.8 | 202.1 | 202.1 | 202.3 | 202.4 | 202 | 201.4 | 200.4 | 199.2 | 192.1 | 6.66 | 0.96 | 5.41 | 4.77 | 14.41% | 202.34 | 7.4393 | 0.28474 | 7.5466 | 0.98579 | 6.5653 | 511.16 | 490.82
2012-05-15 18:30 | 8.12 | 7.96 | 7.62 | 7.34 | 7.15 | 6.95 | 6.7 | 6.46 | 6.22 | 5.85 | 201.2 | 201.5 | 202 | 202.4 | 203.1 | 203.1 | 202.4 | 202 | 201.6 | 202 | 190.9 | 6.28 | 0.83 | 5 | 4.43 | 13.22% | 202.995 | 6.931 | 0.33854 | 6.9136 | 1.0025 | 6.2958 | 425.28 | 429.8
2012-05-15 18:40 | 7.33 | 7.17 | 6.9 | 6.59 | 6.29 | 6.03 | 5.8 | 5.62 | 5.53 | 5.24 | 198.5 | 198.7 | 199 | 199.7 | 199.5 | 198.8 | 197.6 | 196.9 | 196.2 | 196.8 | 189.1 | 5.62 | 0.72 | 4.67 | 4.33 | 12.81% | 198.62 | 6.1297 | 0.35937 | 5.9965 | 1.0222 | 5.7448 | 300.44 | 319.88
2012-05-15 18:50 | 8.33 | 8.14 | 7.78 | 7.44 | 7.2 | 7.03 | 6.88 | 6.79 | 6.66 | 6.38 | 192.1 | 191.8 | 191.4 | 191 | 190.5 | 190.3 | 190.2 | 189.8 | 189.5 | 189.8 | 185.1 | 7.37 | 1.52 | 6.27 | 5.9 | 20.62% | 190.285 | 7.1241 | 0.19931 | 7.0083 | 1.0165 | 7.4918 | 699.37 | 735.49
2012-05-15 19:00 | 9.11 | 8.91 | 8.52 | 8.29 | 8.17 | 8.04 | 7.85 | 7.63 | 7.44 | 7 | 197.1 | 196.9 | 196.7 | 196.6 | 195.9 | 195.5 | 195.1 | 193.6 | 192.1 | 191.7 | 186.1 | 8.23 | 1.36 | 7.02 | 6.19 | 16.52% | 195.44 | 7.9875 | 0.221 | 8.0125 | 0.99689 | 8.2044 | 973.41 | 962.4
2012-05-15 19:10 | 8.64 | 8.47 | 8.06 | 7.62 | 7.35 | 7.12 | 6.87 | 6.56 | 6.22 | 5.76 | 202.7 | 202.6 | 202.7 | 203.1 | 202.3 | 200.9 | 199.5 | 199 | 198.8 | 198.2 | 191.5 | 6.2 | 0.91 | 4.98 | 4.67 | 14.68% | 200.69 | 7.1383 | 0.33031 | 7.0836 | 1.0077 | 6.2478 | 407.2 | 418.5
2012-05-15 19:20 | 9.28 | 9.17 | 8.9 | 8.57 | 8.32 | 8.05 | 7.68 | 7.22 | 6.83 | 6.31 | 205.8 | 205.9 | 206.3 | 206 | 205.7 | 205.4 | 204.5 | 203.5 | 202.8 | 201.5 | 194.3 | 7.12 | 1.05 | 5.62 | 4.6 | 14.75% | 205.265 | 7.9551 | 0.43481 | 7.9959 | 0.9949 | 7.0837 | 624.12 | 612.08
2012-05-15 19:30 | 8.43 | 8.24 | 7.91 | 7.67 | 7.4 | 7 | 6.65 | 6.34 | 6.01 | 5.63 | 204.3 | 204.8 | 205.3 | 205.3 | 204.3 | 203.3 | 202.1 | 200.6 | 198.7 | 196.5 | 191.1 | 6.05 | 1.25 | 4.84 | 4.39 | 20.66% | 203.12 | 7.0231 | 0.474 | 6.9487 | 1.0107 | 6.1148 | 373.3 | 386.86
2012-05-15 19:40 | 8.73 | 8.6 | 8.31 | 7.87 | 7.48 | 7.21 | 7.02 | 6.72 | 6.33 | 5.89 | 203.4 | 203.3 | 203 | 202.8 | 202.6 | 202.6 | 202.4 | 201.5 | 199.9 | 198.3 | 192.4 | 6.42 | 1.08 | 5.05 | 4.74 | 16.82% | 202.57 | 7.2998 | 0.24679 | 7.1825 | 1.0163 | 6.5249 | 456.92 | 479.52
2012-05-15 19:50 | 9.6 | 9.42 | 9.14 | 8.86 | 8.61 | 8.32 | 7.99 | 7.57 | 6.97 | 6.17 | 206.1 | 205.6 | 204.3 | 203.6 | 203.2 | 203 | 202.7 | 202 | 201.5 | 199.2 | 193.2 | 7.44 | 1.16 | 5.83 | 4.8 | 15.59% | 202.955 | 8.2121 | 0.374 | 8.2719 | 0.99278 | 7.3863 | 720.44 | 705.39
2012-05-15 20:00 | 9.82 | 9.74 | 9.53 | 9.26 | 8.99 | 8.69 | 8.39 | 8.15 | 7.87 | 7.27 | 206.2 | 206.2 | 206 | 205.5 | 204.9 | 204.8 | 204.6 | 204.1 | 203.4 | 201.6 | 194.8 | 7.8 | 1.12 | 6.16 | 5.15 | 14.36% | 204.77 | 8.6899 | 0.32466 | 8.6464 | 1.005 | 7.8393 | 828.8 | 840.84
2012-05-15 20:10 | 8.24 | 8.03 | 7.67 | 7.35 | 7.07 | 6.76 | 6.37 | 6.01 | 5.74 | 5.59 | 200.5 | 200.4 | 200.7 | 200.5 | 199.6 | 199 | 198.6 | 197.3 | 195.7 | 193.4 | 189 | 6.18 | 0.92 | 5.07 | 4.71 | 14.89% | 198.94 | 6.7548 | 0.54913 | 6.7027 | 1.0078 | 6.2281 | 402.68 | 413.98
2012-05-15 20:20 | 7.81 | 7.65 | 7.34 | 7 | 6.67 | 6.39 | 6.27 | 6.26 | 6.23 | 6.04 | 195.3 | 195.1 | 195.4 | 195.5 | 195 | 194.3 | 193.7 | 192.6 | 190.9 | 188.7 | 186 | 6.62 | 0.87 | 5.71 | 5.81 | 13.14% | 194.21 | 6.614 | 0.17519 | 6.3727 | 1.0379 | 6.8707 | 502.12 | 558.62
2012-05-15 20:30 | 7.66 | 7.5 | 7.32 | 7.29 | 7.24 | 7.17 | 7.15 | 7.15 | 7.06 | 6.72 | 191.7 | 191.2 | 190.8 | 190.7 | 190.5 | 190.1 | 189.3 | 188.4 | 187.6 | 185.5 | 182.8 | 7.68 | 1.2 | 6.87 | 5.98 | 15.62% | 189.98 | 7.1827 | 0.025813 | 7.1671 | 1.0022 | 7.6966 | 792.68 | 798.7
2012-05-15 20:40 | 8.71 | 8.56 | 8.25 | 8.07 | 8.03 | 8.04 | 8.07 | 8.05 | 7.92 | 7.46 | 191.2 | 190.9 | 190.7 | 190.8 | 190.9 | 191 | 190.7 | 190.2 | 189.4 | 187.9 | 182.6 | 8.88 | 0.99 | 7.96 | 6.58 | 11.15% | 190.955 | 8.0514 | -0.034417 | 8.0443 | 1.0009 | 8.8878 | 1211.96 | 1215.63
2012-05-15 20:50 | 9 | 8.8 | 8.53 | 8.44 | 8.47 | 8.52 | 8.58 | 8.62 | 8.47 | 7.73 | 191 | 190.8 | 190.6 | 190.4 | 190.2 | 189.7 | 189 | 188.5 | 187.8 | 186.1 | 181.6 | 9.67 | 0.81 | 8.56 | 6.77 | 8.376% | 189.595 | 8.4938 | -0.064849 | 8.5286 | 0.99592 | 9.6306 | 1511.27 | 1496.03
2012-05-15 21:00 | 9.5 | 9.44 | 9.38 | 9.35 | 9.34 | 9.3 | 9.19 | 9.06 | 8.8 | 7.99 | 191.2 | 190.9 | 190.3 | 189.6 | 188.9 | 188.2 | 187.7 | 187.3 | 186.6 | 184.8 | 179.6 | 9.76 | 0.56 | 9.05 | 7.05 | 5.738% | 188.125 | 9.1552 | 0.10995 | 9.2842 | 0.98611 | 9.6245 | 1545.56 | 1492.22
2012-05-15 21:10 | 9.93 | 9.77 | 9.53 | 9.46 | 9.38 | 9.26 | 9.15 | 8.95 | 8.65 | 7.98 | 191.1 | 190.8 | 190 | 189.3 | 188.8 | 187.8 | 186.8 | 186.2 | 185.8 | 184.4 | 179.3 | 9.59 | 0.72 | 8.83 | 7.02 | 7.508% | 187.65 | 9.1643 | 0.11043 | 9.2442 | 0.99136 | 9.5071 | 1480.79 | 1450.31
2012-05-15 21:20 | 9.31 | 9.14 | 8.89 | 8.64 | 8.38 | 8.16 | 8.06 | 8.03 | 7.9 | 7.52 | 193.7 | 193.7 | 193.3 | 192.8 | 192.3 | 191.7 | 191.2 | 190.5 | 189.9 | 188 | 184.8 | 8.54 | 1.17 | 7.52 | 6.77 | 13.7% | 191.625 | 8.288 | 0.11395 | 8.1456 | 1.0175 | 8.6893 | 1087.18 | 1142.23
2012-05-15 21:30 | 9.02 | 8.71 | 8.25 | 7.99 | 7.81 | 7.59 | 7.49 | 7.52 | 7.56 | 7.19 | 194.6 | 194.2 | 194 | 194.3 | 193.9 | 192.4 | 191.2 | 190.6 | 189.9 | 188.4 | 186.4 | 7.9 | 1.15 | 6.92 | 6.46 | 14.56% | 192.22 | 7.7532 | 0.12256 | 7.5756 | 1.0234 | 8.0852 | 858.9 | 922.03
2012-05-15 21:40 | 8.86 | 8.51 | 8.01 | 7.67 | 7.43 | 7.38 | 7.4 | 7.46 | 7.53 | 7.31 | 194.5 | 193.7 | 192.5 | 192 | 191.9 | 191.7 | 191.3 | 190.5 | 189.2 | 187.5 | 183.2 | 8.42 | 1.13 | 7.54 | 6.53 | 13.42% | 191.64 | 7.5774 | -0.025009 | 7.3829 | 1.0264 | 8.6419 | 1043.14 | 1123.88
2012-05-15 21:50 | 9.16 | 8.87 | 8.41 | 8 | 7.7 | 7.53 | 7.45 | 7.39 | 7.31 | 7 | 197.6 | 197.3 | 196.4 | 195.5 | 194.5 | 193.8 | 193.1 | 191.6 | 189.8 | 188.5 | 186.8 | 7.44 | 0.85 | 6.44 | 6.32 | 11.42% | 193.695 | 7.6976 | 0.098703 | 7.5185 | 1.0238 | 7.6172 | 720.44 | 774.62
2012-05-15 22:00 | 8.62 | 8.24 | 7.79 | 7.58 | 7.39 | 7.28 | 7.35 | 7.52 | 7.54 | 7.17 | 195.4 | 194.7 | 193.8 | 193 | 192.1 | 191.4 | 190.7 | 190 | 189 | 187.9 | 183.6 | 8.06 | 1.09 | 7.2 | 6.21 | 13.52% | 191.295 | 7.5015 | -0.088431 | 7.29 | 1.029 | 8.2938 | 911.02 | 995.43
2012-05-15 22:10 | 8.87 | 8.55 | 8.14 | 7.86 | 7.71 | 7.55 | 7.52 | 7.56 | 7.57 | 7.26 | 195.1 | 194.4 | 193.4 | 192.7 | 192.1 | 191.3 | 190.4 | 189.3 | 188.3 | 186.8 | 184.6 | 7.95 | 1.19 | 7.03 | 6.42 | 14.97% | 191.165 | 7.7076 | 0.036792 | 7.5457 | 1.0215 | 8.1206 | 873.95 | 933.04
2012-05-15 22:20 | 9.52 | 9.13 | 8.45 | 8.08 | 7.94 | 7.84 | 7.85 | 7.98 | 8.09 | 7.88 | 197.1 | 196.7 | 195.6 | 194.4 | 193.3 | 192.6 | 191.8 | 190.5 | 189.5 | 187.9 | 186.8 | 7.93 | 1.04 | 6.96 | 7.07 | 13.11% | 192.48 | 8.0648 | -0.011779 | 7.8414 | 1.0285 | 8.1559 | 867.93 | 947.72
2012-05-15 22:30 | 8.91 | 8.6 | 8.01 | 7.6 | 7.36 | 7.06 | 6.87 | 6.9 | 7.07 | 7.1 | 197.3 | 197.3 | 196.8 | 195.3 | 194.1 | 192.9 | 192 | 191.2 | 190.2 | 187.8 | 187.8 | 6.9 | 0.91 | 5.97 | 6.39 | 13.19% | 192.765 | 7.3142 | 0.2521 | 7.0325 | 1.0401 | 7.1764 | 565.4 | 642.18
2012-05-15 22:40 | 8.83 | 8.66 | 8.28 | 7.86 | 7.61 | 7.36 | 7.15 | 7.05 | 7.05 | 6.92 | 200.6 | 200 | 199.3 | 198.6 | 197.5 | 196.3 | 194.8 | 192.9 | 191.3 | 189.1 | 189.7 | 6.86 | 0.95 | 5.76 | 6.49 | 13.85% | 196.075 | 7.4987 | 0.2675 | 7.3295 | 1.0231 | 7.0183 | 556.36 | 594.02
2012-05-15 22:50 | 9.83 | 9.68 | 9.39 | 9.05 | 8.62 | 8.16 | 7.67 | 7.28 | 7.03 | 6.89 | 203.6 | 203.1 | 203 | 202.7 | 202.2 | 201.1 | 199.3 | 196.9 | 194.2 | 191.2 | 192.2 | 7.34 | 0.94 | 5.81 | 6.27 | 12.81% | 200.83 | 8.2154 | 0.57227 | 8.0879 | 1.0158 | 7.4557 | 690.34 | 726.46
2012-05-15 23:00 | 9.6 | 9.44 | 9.09 | 8.69 | 8.37 | 8.05 | 7.71 | 7.35 | 6.96 | 6.45 | 204.7 | 204.6 | 204.5 | 204.4 | 204.2 | 203.4 | 202 | 200.2 | 197.8 | 194.2 | 193.2 | 7.23 | 0.88 | 5.61 | 5.5 | 12.17% | 203.19 | 8.0502 | 0.39878 | 8.0004 | 1.0062 | 7.275 | 657.23 | 672.28
2012-05-15 23:10 | 9.38 | 9.18 | 8.79 | 8.34 | 7.85 | 7.39 | 7.02 | 6.75 | 6.64 | 6.37 | 203.2 | 203.1 | 202.6 | 202.4 | 201.9 | 200.9 | 199.3 | 197.5 | 195.5 | 192.6 | 193.7 | 6.88 | 0.89 | 5.56 | 5.56 | 12.94% | 200.66 | 7.5933 | 0.47466 | 7.3358 | 1.0351 | 7.1215 | 560.88 | 624.12
2012-05-15 23:20 | 9.04 | 8.89 | 8.49 | 8.02 | 7.68 | 7.35 | 7.09 | 6.89 | 6.71 | 6.4 | 205.3 | 204.9 | 203.8 | 202.8 | 201.8 | 200.1 | 198.6 | 196.8 | 194.3 | 191.4 | 191.5 | 6.83 | 0.84 | 5.6 | 5.58 | 12.3% | 199.875 | 7.4832 | 0.33281 | 7.3122 | 1.0234 | 6.9898 | 549.58 | 585.74
2012-05-15 23:30 | 8.9 | 8.81 | 8.47 | 8.09 | 7.79 | 7.48 | 7.16 | 6.81 | 6.59 | 6.58 | 204.5 | 204 | 203.2 | 202.5 | 201.2 | 199.6 | 198 | 196.1 | 193.5 | 189.7 | 192.2 | 6.73 | 0.78 | 5.57 | 6.18 | 11.59% | 199.36 | 7.5129 | 0.40404 | 7.4333 | 1.0107 | 6.8021 | 526.98 | 542.8
2012-05-15 23:40 | 9.29 | 9.16 | 8.87 | 8.52 | 8.11 | 7.54 | 7.11 | 6.86 | 6.6 | 6.39 | 207.3 | 207.1 | 206.1 | 204.2 | 202.5 | 201 | 200 | 198.5 | 196 | 192.2 | 192.8 | 6.95 | 0.81 | 5.48 | 5.96 | 11.65% | 200.85 | 7.6984 | 0.54263 | 7.4768 | 1.0296 | 7.1559 | 576.7 | 636.16
2012-05-15 23:50 | 9.06 | 8.94 | 8.66 | 8.34 | 7.97 | 7.54 | 7.14 | 6.86 | 6.65 | 6.49 | 207.1 | 206.6 | 205.3 | 204.3 | 203.7 | 202.7 | 201.8 | 199.8 | 196.5 | 191.6 | 192.4 | 7.12 | 0.85 | 5.67 | 5.88 | 11.94% | 202.565 | 7.6249 | 0.50372 | 7.4813 | 1.0192 | 7.2566 | 624.12 | 666.26
2012-05-16 | 8.69 | 8.64 | 8.47 | 8.27 | 8.06 | 7.79 | 7.47 | 7.15 | 6.82 | 6.2 | 210.2 | 210 | 209.8 | 209.2 | 208.4 | 207.7 | 206.6 | 205.4 | 204 | 200.4 | 198 | 7.06 | 0.83 | 5.48 | 4.54 | 11.76% | 207.535 | 7.7071 | 0.38762 | 7.7433 | 0.99532 | 7.027 | 606.06 | 597.03
2012-05-16 00:10 | 7.99 | 7.79 | 7.44 | 7.03 | 6.65 | 6.41 | 6.22 | 6.07 | 5.94 | 5.73 | 206 | 205.3 | 203.7 | 203 | 201.4 | 200.1 | 198.8 | 197.7 | 195.6 | 191.8 | 190.8 | 6.27 | 0.71 | 5.08 | 4.9 | 11.32% | 199.905 | 6.5594 | 0.27806 | 6.3824 | 1.0277 | 6.4439 | 423.02 | 461.44
2012-05-16 00:20 | 8.02 | 7.8 | 7.49 | 7.17 | 6.87 | 6.62 | 6.45 | 6.49 | 6.63 | 6.68 | 202 | 201.6 | 200.8 | 199.7 | 198.5 | 197.2 | 194.5 | 191.5 | 188.6 | 186.9 | 187.6 | 6.49 | 0.68 | 5.57 | 6.05 | 10.48% | 196.795 | 6.8299 | 0.24041 | 6.5954 | 1.0356 | 6.7208 | 472.74 | 524.72
2012-05-16 00:30 | 7.98 | 7.81 | 7.58 | 7.36 | 7.27 | 7.13 | 6.96 | 6.87 | 6.84 | 6.77 | 202.5 | 201.8 | 200 | 199.4 | 198.9 | 197.7 | 195.5 | 192.8 | 190.1 | 187 | 187.6 | 6.63 | 0.73 | 5.76 | 6.02 | 11.01% | 197.37 | 7.135 | 0.223 | 7.1054 | 1.0042 | 6.6577 | 504.38 | 511.16
2012-05-16 00:40 | 8.63 | 8.42 | 7.93 | 7.64 | 7.32 | 7 | 6.87 | 6.91 | 6.93 | 6.95 | 202.5 | 201.7 | 200.9 | 199.6 | 198.1 | 196.3 | 194.8 | 193.4 | 191.8 | 187.6 | 187.4 | 6.86 | 0.8 | 5.77 | 6.63 | 11.66% | 196.075 | 7.2544 | 0.17323 | 6.9812 | 1.0391 | 7.1284 | 556.36 | 627.13
2012-05-16 00:50 | 8.84 | 8.77 | 8.54 | 8.19 | 7.76 | 7.27 | 6.79 | 6.43 | 6.31 | 6.34 | 206.5 | 206.1 | 205.5 | 205 | 204.3 | 202.5 | 200.6 | 198.6 | 196.4 | 191.9 | 193.2 | 6.73 | 0.75 | 5.26 | 5.9 | 11.14% | 202.215 | 7.3818 | 0.63121 | 7.1992 | 1.0254 | 6.9007 | 526.98 | 565.4
2012-05-16 01:00 | 9.29 | 9.23 | 9.05 | 8.8 | 8.57 | 8.34 | 8.13 | 7.94 | 7.5 | 6.72 | 209.2 | 208.1 | 206.6 | 205.9 | 205.4 | 205.1 | 205.1 | 204 | 202.3 | 198.1 | 196 | 7.94 | 0.72 | 6.02 | 4.95 | 9.068% | 205.1 | 8.307 | 0.23567 | 8.3096 | 0.99969 | 7.9375 | 870.94 | 870.94
2012-05-16 01:10 | 9.49 | 9.5 | 9.33 | 8.96 | 8.56 | 8.19 | 7.86 | 7.59 | 7.27 | 6.76 | 213 | 211.2 | 208.1 | 206.3 | 205.3 | 205.2 | 205.3 | 204.6 | 203.8 | 201.3 | 194.5 | 7.68 | 0.85 | 5.79 | 4.7 | 11.07% | 205.215 | 8.2595 | 0.38006 | 8.1419 | 1.0145 | 7.791 | 792.68 | 825.79
2012-05-16 01:20 | 8.9 | 8.78 | 8.38 | 7.87 | 7.32 | 6.86 | 6.52 | 6.23 | 5.96 | 5.72 | 210.4 | 208.9 | 206.8 | 204.5 | 201.7 | 199.5 | 198.1 | 197.3 | 195.8 | 191.8 | 190.4 | 6.57 | 1 | 5.25 | 5.06 | 15.22% | 199.29 | 7.0716 | 0.46975 | 6.8102 | 1.0384 | 6.8221 | 490.82 | 547.32
2012-05-16 01:30 | 8.56 | 8.41 | 8.19 | 7.96 | 7.69 | 7.38 | 7.05 | 6.67 | 6.36 | 6.03 | 208.6 | 207.8 | 206 | 205.2 | 204.7 | 204.4 | 203.4 | 201.4 | 197.9 | 192.6 | 194.8 | 6.93 | 0.77 | 5.46 | 5.49 | 11.11% | 204.25 | 7.3368 | 0.42274 | 7.3318 | 1.0007 | 6.9347 | 572.18 | 572.18
2012-05-16 01:40 | 8.15 | 8.02 | 7.8 | 7.56 | 7.29 | 6.98 | 6.82 | 6.83 | 6.82 | 6.73 | 205.4 | 204.5 | 203 | 201.9 | 201 | 199.4 | 197.2 | 194.6 | 191.3 | 186.2 | 189.3 | 6.53 | 0.79 | 5.44 | 6.33 | 12.1% | 199.07 | 7.1489 | 0.21429 | 6.9568 | 1.0276 | 6.7102 | 481.78 | 522.46
2012-05-16 01:50 | 7.91 | 7.84 | 7.65 | 7.36 | 7.02 | 6.73 | 6.45 | 6.19 | 6.04 | 6.03 | 205.2 | 204.1 | 202.1 | 200.5 | 199.6 | 198.6 | 196.6 | 194.3 | 191.7 | 188 | 190.2 | 6.39 | 0.64 | 5.18 | 5.86 | 10.02% | 198.3 | 6.7923 | 0.3927 | 6.6891 | 1.0154 | 6.4886 | 450.14 | 472.74
2012-05-16 02:00 | 8.23 | 8.16 | 7.88 | 7.54 | 7.2 | 6.9 | 6.65 | 6.46 | 6.28 | 6.18 | 205.5 | 204.8 | 203.7 | 202.6 | 201.1 | 199.3 | 197.4 | 195.6 | 193.3 | 189.8 | 190.7 | 6.47 | 0.78 | 5.22 | 5.85 | 12.06% | 199.015 | 7.001 | 0.34103 | 6.8636 | 1.02 | 6.5995 | 468.22 | 497.6
2012-05-16 02:10 | 8.32 | 8.22 | 7.96 | 7.62 | 7.25 | 6.84 | 6.49 | 6.22 | 5.95 | 5.88 | 206.3 | 205.2 | 203.6 | 202.7 | 201.7 | 200.1 | 198.3 | 196.8 | 194.1 | 188.3 | 191.9 | 6.52 | 0.74 | 5.08 | 5.51 | 11.35% | 199.83 | 6.938 | 0.48538 | 6.7887 | 1.022 | 6.6634 | 479.52 | 511.16
2012-05-16 02:20 | 7.9 | 7.95 | 7.9 | 7.72 | 7.55 | 7.3 | 6.96 | 6.61 | 6.21 | 5.65 | 208.7 | 207.9 | 206.7 | 205.6 | 204.2 | 203.3 | 202.1 | 200.9 | 199.2 | 195.2 | 194 | 6.92 | 0.69 | 5.26 | 4.68 | 9.971% | 203.12 | 7.1624 | 0.44075 | 7.2503 | 0.98787 | 6.8361 | 569.92 | 551.84
2012-05-16 02:30 | 7.46 | 7.43 | 7.51 | 7.46 | 7.29 | 6.95 | 6.55 | 6.16 | 5.76 | 5.36 | 208.2 | 207.1 | 205.3 | 203.3 | 202 | 201.1 | 200.4 | 199.2 | 196.9 | 192.2 | 191.7 | 6.27 | 0.78 | 4.84 | 4.66 | 12.44% | 200.995 | 6.8003 | 0.54777 | 6.8912 | 0.98681 | 6.1873 | 423.02 | 404.94
2012-05-16 02:40 | 7 | 7.1 | 7.16 | 7.06 | 6.88 | 6.54 | 6.06 | 5.58 | 5.22 | 5.06 | 207.5 | 206.7 | 205.4 | 203.4 | 202.1 | 200.6 | 198.7 | 196.7 | 194.7 | 190.8 | 192.1 | 5.86 | 0.76 | 4.61 | 4.9 | 12.97% | 200.315 | 6.3685 | 0.70442 | 6.469 | 0.98446 | 5.769 | 339.32 | 324.74
2012-05-16 02:50 | 7 | 7.02 | 6.99 | 6.81 | 6.52 | 6.2 | 5.86 | 5.48 | 5.21 | 5.02 | 205.4 | 204.7 | 203.6 | 202.2 | 201.2 | 199.6 | 197.9 | 196 | 193.1 | 188 | 192.4 | 5.64 | 0.74 | 4.46 | 4.8 | 13.12% | 199.345 | 6.1623 | 0.52119 | 6.1501 | 1.002 | 5.6511 | 303.68 | 305.3
2012-05-16 03:00 | 6.7 | 6.72 | 6.7 | 6.57 | 6.33 | 5.98 | 5.64 | 5.3 | 5.09 | 4.96 | 205.2 | 204.9 | 203.6 | 202.3 | 200.7 | 198.9 | 197.1 | 195.2 | 192.8 | 187.8 | 191.6 | 5.37 | 0.66 | 4.24 | 4.83 | 12.29% | 198.63 | 5.9499 | 0.54093 | 5.9301 | 1.0033 | 5.3879 | 259.94 | 263.18
2012-05-16 03:10 | 6.72 | 6.73 | 6.7 | 6.44 | 6.16 | 5.84 | 5.49 | 5.25 | 5.09 | 4.97 | 204.4 | 203.9 | 202.6 | 201.7 | 200.1 | 198.1 | 196.1 | 193.1 | 189.4 | 185.4 | 190.3 | 5.34 | 0.6 | 4.38 | 4.94 | 11.24% | 197.8 | 5.8575 | 0.57112 | 5.7885 | 1.0119 | 5.4037 | 255.08 | 264.8
2012-05-16 03:20 | 6.43 | 6.37 | 6.12 | 5.8 | 5.48 | 5.19 | 5.02 | 5 | 5.08 | 5.21 | 201.2 | 200.3 | 198.7 | 196.5 | 194.9 | 193 | 191.4 | 189.4 | 187.3 | 183.8 | 186.7 | 5.01 | 0.54 | 4.2 | 5.18 | 10.78% | 192.76 | 5.4105 | 0.30776 | 5.1653 | 1.0475 | 5.2478 | 201.62 | 240.5
2012-05-16 03:30 | 6.3 | 6.37 | 6.31 | 6.11 | 5.84 | 5.5 | 5.23 | 4.99 | 4.82 | 4.85 | 201.7 | 201 | 199.7 | 198.5 | 197.1 | 195.8 | 194.2 | 192.5 | 190.4 | 186.9 | 189.5 | 5.05 | 0.56 | 3.98 | 4.71 | 11.09% | 195.56 | 5.5605 | 0.46516 | 5.4605 | 1.0183 | 5.1425 | 208.1 | 222.68
2012-05-16 03:40 | 5.84 | 5.8 | 5.69 | 5.44 | 5.2 | 4.99 | 4.77 | 4.53 | 4.36 | 4.48 | 199.4 | 198.8 | 197 | 195.6 | 194.3 | 193.5 | 192 | 190.2 | 188.4 | 184.2 | 186.5 | 4.43 | 0.51 | 3.65 | 4.77 | 11.51% | 193.275 | 5.018 | 0.41667 | 4.9579 | 1.0121 | 4.4837 | 137.87 | 143.32
2012-05-16 03:50 | 5.12 | 5.04 | 4.98 | 4.8 | 4.61 | 4.38 | 4.12 | 4.04 | 4.08 | 4.12 | 199.8 | 197.8 | 194 | 191.6 | 190.3 | 189.2 | 188.9 | 188.4 | 187.3 | 184.2 | 184.4 | 4.12 | 0.46 | 3.49 | 4.19 | 11.17% | 189.155 | 4.4431 | 0.56551 | 4.3418 | 1.0233 | 4.2162 | 104.08 | 114.98
2012-05-16 04:00 | 4.94 | 4.89 | 4.82 | 4.72 | 4.55 | 4.37 | 4.16 | 3.95 | 3.79 | 3.68 | 199.9 | 198.4 | 196 | 194.1 | 193.9 | 193.4 | 192.5 | 191.4 | 190.6 | 186.4 | 187 | 4.2 | 0.52 | 3.39 | 3.49 | 12.38% | 193.265 | 4.3429 | 0.4551 | 4.3393 | 1.0008 | 4.2035 | 112.8 | 112.8
2012-05-16 04:10 | 4.89 | 4.89 | 4.98 | 4.96 | 4.88 | 4.79 | 4.64 | 4.46 | 4.16 | 3.74 | 202.4 | 200.9 | 198.6 | 197.1 | 196.5 | 195.5 | 194.7 | 193.3 | 191.4 | 188.4 | 190.1 | 4.28 | 0.52 | 3.44 | 3.43 | 12.15% | 195.38 | 4.6656 | 0.29401 | 4.7682 | 0.97848 | 4.1879 | 121.52 | 111.71
2012-05-16 04:20 | 4.63 | 4.73 | 4.7 | 4.62 | 4.57 | 4.49 | 4.51 | 4.43 | 4.27 | 3.86 | 197.5 | 197.3 | 195.6 | 195.1 | 195.4 | 196 | 196.3 | 195.5 | 193.6 | 189.3 | 189.9 | 4.16 | 0.51 | 3.33 | 3.1 | 12.26% | 196.045 | 4.4894 | -0.041071 | 4.4929 | 0.99923 | 4.1568 | 108.44 | 108.44
2012-05-16 04:30 | 4.3 | 4.28 | 4.33 | 4.29 | 4.24 | 4.08 | 3.87 | 3.64 | 3.45 | 3.21 | 195.6 | 195.3 | 194.2 | 193.3 | 193.8 | 193.8 | 193.4 | 191.7 | 190 | 186.9 | 188.5 | 3.86 | 0.48 | 3.07 | 2.88 | 12.44% | 193.74 | 3.9771 | 0.48832 | 4.0492 | 0.9822 | 3.7913 | 78.26 | 71.89
2012-05-16 04:40 | 4.02 | 4.02 | 4 | 3.94 | 3.87 | 3.78 | 3.66 | 3.58 | 3.49 | 3.4 | 194.2 | 195.1 | 194.9 | 194.7 | 194 | 193.8 | 194.4 | 194.4 | 193.1 | 190.2 | 187.7 | 3.73 | 0.45 | 3.04 | 2.99 | 12.06% | 193.89 | 3.7545 | 0.29812 | 3.7626 | 0.99787 | 3.722 | 66.43 | 65.52
2012-05-16 04:50 | 3.68 | 3.55 | 3.44 | 3.37 | 3.32 | 3.29 | 3.23 | 3.11 | 2.97 | 2.76 | 196.2 | 196.7 | 196.5 | 197.7 | 198 | 197.3 | 197.5 | 196.8 | 193.5 | 186.8 | 191.3 | 3.21 | 0.36 | 2.6 | 2.53 | 11.21% | 197.33 | 3.2387 | 0.17008 | 3.2813 | 0.987 | 3.1683 | 19.11 | 15.47
2012-05-16 05:00 | 4.31 | 4.29 | 4.26 | 4.17 | 4.12 | 4.06 | 4.05 | 3.97 | 3.8 | 3.42 | 205 | 204.1 | 203.1 | 202.3 | 201.1 | 199.6 | 198.2 | 196.4 | 194.1 | 187 | 190.9 | 4.07 | 0.43 | 3.3 | 3.2 | 10.57% | 199.39 | 4.0336 | 0.022789 | 4.0586 | 0.99384 | 4.0449 | 98.63 | 95.36
2012-05-16 05:10 | 4.79 | 4.71 | 4.62 | 4.52 | 4.44 | 4.4 | 4.4 | 4.42 | 4.47 | 4.59 | 194.7 | 193.2 | 190.3 | 187.5 | 185.4 | 183.4 | 181.9 | 180.5 | 178.8 | 177.7 | 172.2 | 4.51 | 0.59 | 4.34 | 4.62 | 13.08% | 183.175 | 4.4674 | 0 | 4.4 | 1.0153 | 4.5791 | 146.59 | 154.22
2012-05-16 05:20 | 4.73 | 4.76 | 4.76 | 4.72 | 4.7 | 4.6 | 4.47 | 4.36 | 4.27 | 4.18 | 194.2 | 192.9 | 190.6 | 187.6 | 185 | 182.9 | 181.1 | 179 | 176.3 | 172.4 | 170.8 | 4.51 | 0.53 | 4.35 | 4.05 | 11.75% | 182.63 | 4.527 | 0.26492 | 4.5811 | 0.98818 | 4.4567 | 146.59 | 141.14
2012-05-16 05:30 | 4.84 | 4.93 | 5.01 | 5.13 | 5.16 | 5.11 | 4.98 | 4.86 | 4.77 | 4.64 | 201.4 | 201.4 | 199.9 | 197.7 | 194.9 | 191.8 | 189.5 | 187.3 | 185.2 | 182.2 | 182.5 | 4.96 | 0.35 | 4.48 | 4.43 | 7.056% | 191.455 | 4.9637 | 0.23814 | 5.0912 | 0.97497 | 4.8359 | 195.64 | 182.56
2012-05-16 05:40 | 4.84 | 4.82 | 4.82 | 4.81 | 4.8 | 4.73 | 4.55 | 4.37 | 4.24 | 4.13 | 205.6 | 205.4 | 203.6 | 201.3 | 197.6 | 193.5 | 189.6 | 186.3 | 183.4 | 179.4 | 182.9 | 4.56 | 0.42 | 4 | 3.97 | 9.211% | 192.915 | 4.5682 | 0.35853 | 4.7038 | 0.97117 | 4.4285 | 152.04 | 137.87
2012-05-16 05:50 | 4.94 | 4.89 | 4.77 | 4.68 | 4.53 | 4.36 | 4.17 | 4.01 | 3.95 | 3.85 | 203.9 | 203.5 | 201.3 | 198.5 | 195.7 | 192.9 | 190.2 | 187.6 | 185.2 | 182.2 | 179.3 | 4.24 | 0.39 | 3.83 | 3.59 | 9.198% | 192.495 | 4.3365 | 0.41174 | 4.3323 | 1.001 | 4.2441 | 117.16 | 117.16
2012-05-16 06:00 | 5.25 | 5.2 | 5.09 | 4.94 | 4.79 | 4.74 | 4.73 | 4.66 | 4.5 | 4.23 | 196.1 | 194.8 | 192.1 | 189.8 | 187.6 | 185.3 | 183.4 | 182.1 | 180.6 | 177.9 | 174.7 | 4.66 | 0.57 | 4.4 | 4.06 | 12.23% | 185.015 | 4.7537 | 0.019516 | 4.7386 | 1.0032 | 4.6749 | 162.94 | 164.03
2012-05-16 06:10 | 5.54 | 5.47 | 5.32 | 5.13 | 4.95 | 4.77 | 4.63 | 4.56 | 4.51 | 4.27 | 186 | 185.2 | 183.3 | 181.5 | 179.5 | 177.3 | 175.1 | 172.8 | 171.4 | 170.8 | 165.9 | 4.4 | 0.78 | 4.21 | 4.26 | 17.73% | 176.97 | 4.8271 | 0.27528 | 4.7497 | 1.0163 | 4.4717 | 134.6 | 142.23
2012-05-16 06:20 | 5.11 | 5.03 | 4.91 | 4.74 | 4.56 | 4.45 | 4.42 | 4.41 | 4.36 | 4.27 | 171.7 | 170.4 | 168 | 166.1 | 164.4 | 163 | 162.4 | 162.5 | 162.7 | 162.9 | 154.4 | 4.22 | 0.8 | 4.27 | 4.37 | 18.96% | 162.91 | 4.548 | 0.06251 | 4.4457 | 1.023 | 4.3171 | 114.98 | 125.88
2012-05-16 06:30 | 5.56 | 5.43 | 5.18 | 5.02 | 4.97 | 5.07 | 5.25 | 5.44 | 5.55 | 5.48 | 163.5 | 163 | 162 | 161.5 | 160.6 | 159.8 | 159.2 | 158.4 | 157.1 | 154.4 | 153.5 | 4.96 | 1.01 | 5.19 | 5.31 | 20.36% | 159.71 | 5.2399 | -0.32239 | 5.0954 | 1.0284 | 5.1006 | 195.64 | 216.2
2012-05-16 06:40 | 6.14 | 5.97 | 5.71 | 5.55 | 5.44 | 5.42 | 5.5 | 5.66 | 5.85 | 6.01 | 162.9 | 162.5 | 160.9 | 159.5 | 158.6 | 157.6 | 156.8 | 156.1 | 154.8 | 152.1 | 151.1 | 5.36 | 0.94 | 5.58 | 5.74 | 17.54% | 157.48 | 5.6239 | -0.1354 | 5.4314 | 1.0354 | 5.55 | 258.32 | 289.1
2012-05-16 06:50 | 5.69 | 5.58 | 5.37 | 5.17 | 5.02 | 4.86 | 4.73 | 4.63 | 4.58 | 4.55 | 161.2 | 160.9 | 159.6 | 158.1 | 158 | 159.5 | 160.4 | 160.7 | 160.3 | 157.3 | 152.7 | 4.56 | 0.82 | 4.58 | 4.38 | 17.98% | 159.635 | 4.9226 | 0.25055 | 4.8412 | 1.0168 | 4.6367 | 152.04 | 160.76
2012-05-16 07:00 | 5.42 | 5.32 | 5.23 | 5.23 | 5.21 | 5.12 | 5.03 | 5 | 4.94 | 4.7 | 158.6 | 158.8 | 158.3 | 157 | 156.5 | 156.7 | 157.3 | 157.5 | 157 | 156.1 | 149.4 | 4.99 | 0.77 | 5.11 | 4.63 | 15.43% | 156.79 | 5.0968 | 0.16388 | 5.107 | 0.998 | 4.98 | 198.91 | 197.82
2012-05-16 07:10 | 5.49 | 5.42 | 5.39 | 5.35 | 5.28 | 5.22 | 5.18 | 5.13 | 5.04 | 4.73 | 157.6 | 156.7 | 154.8 | 153.7 | 153.6 | 153.3 | 152.5 | 152 | 151.8 | 152 | 146.2 | 5.06 | 0.68 | 5.03 | 4.48 | 13.44% | 153.18 | 5.2082 | 0.071085 | 5.2143 | 0.99884 | 5.0541 | 209.72 | 208.1
2012-05-16 07:20 | 3.76 | 3.63 | 3.45 | 3.31 | 3.2 | 3.13 | 3.14 | 3.13 | 3.11 | 3.06 | 161.7 | 160.8 | 158.7 | 158.2 | 158.4 | 157.8 | 157.4 | 157.1 | 155.9 | 152.6 | 157 | 3 | 0.68 | 3.04 | 3.12 | 22.67% | 157.74 | 3.2182 | -0.029477 | 3.1314 | 1.0277 | 3.0831 | 0 | 7.28
2012-05-16 07:30 | 4.02 | 3.99 | 3.87 | 3.72 | 3.61 | 3.5 | 3.45 | 3.43 | 3.37 | 3.17 | 160.7 | 160.4 | 159.8 | 158.3 | 157.2 | 156.1 | 155 | 154.6 | 154.7 | 157.4 | 150.1 | 3.65 | 0.64 | 3.54 | 3.04 | 17.53% | 155.935 | 3.561 | 0.13297 | 3.4928 | 1.0195 | 3.7213 | 59.15 | 65.52
2012-05-16 08:30 | 4.4 | 4.4 | 4.4 | 4.4 | 4.41 | 4.41 | 4.38 | 4.35 | 4.28 | 4.07 | 149.7 | 148.9 | 147.4 | 145.4 | 143.4 | 142.1 | 141.4 | 140.1 | 139.3 | 138.2 | 140.2 | 4.1 | 0.69 | 4.21 | 3.87 | 16.83% | 141.995 | 4.3561 | 0.063079 | 4.4057 | 0.98873 | 4.0538 | 101.9 | 96.45
2012-05-16 08:40 | 4.04 | 4.1 | 4.2 | 4.25 | 4.22 | 4.15 | 4.05 | 3.9 | 3.76 | 3.57 | 144.9 | 144.6 | 144 | 143.6 | 143.7 | 144 | 144.2 | 144.8 | 145.9 | 146.6 | 140.1 | 4.14 | 0.76 | 4.16 | 3.75 | 18.36% | 144.03 | 4.0561 | 0.2254 | 4.1355 | 0.98079 | 4.0605 | 106.26 | 97.54
2012-05-16 08:50 | 4.89 | 4.83 | 4.72 | 4.58 | 4.43 | 4.33 | 4.26 | 4.17 | 4.09 | 4.15 | 162.9 | 162.5 | 162.6 | 161.9 | 160.7 | 160.6 | 161.4 | 161.7 | 162.6 | 163.8 | 152.5 | 4.48 | 0.83 | 4.5 | 4.18 | 18.53% | 160.72 | 4.3764 | 0.15061 | 4.3199 | 1.0131 | 4.5386 | 143.32 | 149.86
2012-05-16 09:00 | 5.53 | 5.46 | 5.32 | 5.23 | 5.2 | 5.26 | 5.3 | 5.32 | 5.31 | 5.31 | 165 | 164.1 | 161.3 | 158.5 | 156.7 | 155.9 | 155.8 | 155.4 | 155 | 155.5 | 150.7 | 5.35 | 0.84 | 5.33 | 5.3 | 15.7% | 155.885 | 5.2807 | -0.070008 | 5.2657 | 1.0028 | 5.3652 | 256.7 | 259.94
2012-05-16 09:10 | 5.06 | 5.01 | 4.91 | 4.79 | 4.61 | 4.47 | 4.44 | 4.43 | 4.34 | 4.19 | 151.6 | 152.1 | 152.5 | 152.9 | 153.2 | 152.9 | 152 | 151 | 149.7 | 149 | 142.8 | 4.52 | 0.94 | 4.53 | 4.35 | 20.8% | 152.765 | 4.5668 | 0.062229 | 4.4657 | 1.0226 | 4.6223 | 147.68 | 158.58
2012-05-16 09:20 | 4.84 | 4.78 | 4.67 | 4.49 | 4.39 | 4.37 | 4.38 | 4.4 | 4.26 | 3.98 | 162.8 | 163.3 | 163.9 | 164.4 | 164.7 | 164.2 | 164 | 163.3 | 162.1 | 161.4 | 151.6 | 4.39 | 0.9 | 4.34 | 3.78 | 20.5% | 164.17 | 4.4132 | -0.021122 | 4.3714 | 1.0096 | 4.432 | 133.51 | 137.87
2012-05-16 09:30 | 4.65 | 4.59 | 4.47 | 4.33 | 4.18 | 4.03 | 3.88 | 3.76 | 3.64 | 3.42 | 153.2 | 153.6 | 154.7 | 155.4 | 154.7 | 152.7 | 151.1 | 149.7 | 147.2 | 141.5 | 142.2 | 4.33 | 0.95 | 4.24 | 3.26 | 21.94% | 152.46 | 4.0386 | 0.35052 | 4.0082 | 1.0076 | 4.3629 | 126.97 | 130.24
2012-05-16 09:40 | 5.15 | 5.06 | 4.86 | 4.66 | 4.5 | 4.45 | 4.45 | 4.43 | 4.35 | 4.22 | 156.2 | 156.1 | 155 | 154.1 | 154 | 154 | 153.9 | 153.7 | 154 | 153.4 | 141.8 | 4.78 | 1.03 | 4.76 | 4.34 | 21.55% | 153.985 | 4.5338 | 0 | 4.45 | 1.0188 | 4.8701 | 176.02 | 185.83
2012-05-17 23:50 | 3.18 | 3.1 | 3.03 | 2.92 | 2.88 | 2.85 | 2.8 | 2.71 | 2.64 | 2.78 | 214.6 | 213.7 | 214 | 212.2 | 211.5 | 210.3 | 209.1 | 206.6 | 205.1 | 207.7 | 201.4 | 2.74 | 0.17 | 2.17 | 2 | 6.204% | 210.12 | 2.8387 | 0.16356 | 2.8428 | 0.99857 | 2.7361 | 0 | 0
2012-05-18 14:30 | 11.51 | 11.44 | 11.24 | 11.04 | 10.9 | 10.76 | 10.61 | 10.42 | 10.13 | 9.75 | 289.3 | 289.6 | 289.7 | 289.7 | 289.5 | 289.3 | 289.4 | 289.7 | 290.3 | 291 | 281.8 | 10.83 | 1.5 | 10.83 | 9.68 | 13.85% | 289.315 | 10.7106 | 0.12973 | 10.7384 | 0.99741 | 10.8019 | 1858.61 | 1850.6
2012-05-18 17:40 | 10.11 | 10.03 | 9.81 | 9.6 | 9.46 | 9.37 | 9.27 | 9.15 | 9.08 | 9.05 | 292.9 | 293.1 | 292.6 | 293 | 293.2 | 292.2 | 291.7 | 291.9 | 291.9 | 292.4 | 284 | 9.29 | 1.34 | 9.25 | 8.13 | 14.42% | 292.125 | 9.3967 | 0.099153 | 9.3556 | 1.0044 | 9.3308 | 1366.49 | 1381.73
2012-05-18 17:50 | 10.56 | 10.59 | 10.53 | 10.43 | 10.21 | 10.08 | 10.17 | 10.19 | 10.15 | 9.88 | 296.9 | 296.9 | 297.1 | 298.2 | 298.3 | 297.1 | 297 | 296.9 | 297.4 | 297.6 | 286.3 | 9.65 | 1.53 | 9.7 | 8.46 | 15.85% | 297.085 | 10.2384 | -0.082143 | 10.0928 | 1.0144 | 9.7892 | 1503.65 | 1556.99
2012-05-18 18:00 | 13.03 | 12.76 | 12.51 | 12.31 | 12.11 | 11.93 | 11.73 | 11.56 | 11.45 | 10.95 | 291.2 | 291.7 | 291.7 | 291.9 | 292.3 | 292.4 | 292.8 | 292.9 | 293.1 | 292.3 | 284.1 | 12.39 | 1.28 | 12.27 | 10.36 | 10.33% | 292.46 | 11.9258 | 0.15623 | 11.9011 | 1.0021 | 12.4157 | 1992.29 | 1992.62
2012-05-18 18:10 | 13.48 | 13.49 | 13.34 | 13.15 | 13.03 | 12.78 | 12.56 | 12.4 | 12.23 | 11.74 | 292.1 | 291.9 | 292 | 292.5 | 292.9 | 293.2 | 293.3 | 292.9 | 292.6 | 292.2 | 285.6 | 13.12 | 1.76 | 13.05 | 11.18 | 13.41% | 293.215 | 12.7592 | 0.16046 | 12.7482 | 1.0009 | 13.1312 | 1999.12 | 1999.13
2012-05-18 18:20 | 11.8 | 11.74 | 11.65 | 11.57 | 11.46 | 11.33 | 11.21 | 11.02 | 10.86 | 10.56 | 292.2 | 292 | 292.2 | 292.2 | 292.2 | 292.1 | 292.5 | 293.4 | 293.2 | 292.9 | 286.5 | 11.37 | 1.39 | 11.39 | 10.25 | 12.23% | 292.16 | 11.279 | 0.098396 | 11.3127 | 0.99701 | 11.3361 | 1935.08 | 1932.56
2012-05-18 18:30 | 10.86 | 10.83 | 10.69 | 10.53 | 10.46 | 10.31 | 10.14 | 9.87 | 9.69 | 9.26 | 291.1 | 291.2 | 291.1 | 290.8 | 290.2 | 290.2 | 290.3 | 290.7 | 291 | 291.6 | 284.1 | 10.16 | 1.08 | 10.16 | 8.96 | 10.63% | 290.215 | 10.2197 | 0.15364 | 10.2855 | 0.9936 | 10.095 | 1679.72 | 1661.03
2012-05-18 18:40 | 9.19 | 9.14 | 9.12 | 9.15 | 9.09 | 9.16 | 9.21 | 9.22 | 9.24 | 8.91 | 293.1 | 292.9 | 292.3 | 292.1 | 292.5 | 292.6 | 293.5 | 293.6 | 293.7 | 293.2 | 281.4 | 8.96 | 1.28 | 9.06 | 8.15 | 14.29% | 292.735 | 9.1565 | -0.050305 | 9.1671 | 0.99883 | 8.9495 | 1241.32 | 1237.65
2012-05-18 18:50 | 7.95 | 7.86 | 7.89 | 7.84 | 7.81 | 7.71 | 7.59 | 7.45 | 7.3 | 6.89 | 284.5 | 283.7 | 283.5 | 283.4 | 282.6 | 282.1 | 282 | 281.5 | 281.7 | 283.4 | 277.1 | 7.93 | 0.84 | 7.88 | 7 | 10.59% | 282.085 | 7.6262 | 0.14496 | 7.6927 | 0.99136 | 7.8615 | 867.93 | 846.86
2012-05-18 20:00 | 8.2 | 8.13 | 8.11 | 7.96 | 7.81 | 7.68 | 7.51 | 7.46 | 7.4 | 7.01 | 294.3 | 294.3 | 295.4 | 295.7 | 295.9 | 296.9 | 296.7 | 296.2 | 294.6 | 295.6 | 287.1 | 7.52 | 0.66 | 7.48 | 6.25 | 8.777% | 296.87 | 7.6825 | 0.20685 | 7.6554 | 1.0035 | 7.5466 | 744.52 | 753.55
2012-05-18 20:10 | 6.39 | 6.34 | 6.28 | 6.19 | 6.11 | 6.09 | 6.02 | 5.88 | 5.74 | 5.29 | 280.3 | 279.9 | 281 | 281.4 | 282.1 | 281.3 | 280.7 | 280.5 | 280.8 | 280.2 | 272.7 | 5.53 | 0.95 | 5.45 | 5.13 | 17.18% | 281.21 | 6.0209 | 0.10683 | 6.0799 | 0.99029 | 5.4763 | 285.86 | 277.76
2012-05-18 20:50 | 11.8 | 11.74 | 11.65 | 11.57 | 11.36 | 11.18 | 11.07 | 11.01 | 10.84 | 10.5 | 276.5 | 276.1 | 275.4 | 274.4 | 273.6 | 273.2 | 273 | 273 | 272.6 | 272 | 267.6 | 10.95 | 1.57 | 10.95 | 10.11 | 14.34% | 273.17 | 11.2166 | 0.091372 | 11.1642 | 1.0047 | 11.0014 | 1890.65 | 1904
2012-05-18 21:00 | 11.14 | 11.07 | 10.87 | 10.62 | 10.35 | 10.1 | 9.87 | 9.65 | 9.38 | 9.03 | 285.2 | 284.7 | 283.7 | 282.8 | 281.8 | 281 | 280.3 | 280.1 | 280.3 | 281.1 | 273.9 | 9.63 | 1.33 | 9.61 | 8.4 | 13.81% | 280.895 | 10.1084 | 0.21287 | 10.0667 | 1.0041 | 9.6698 | 1496.03 | 1511.27
2012-05-18 21:10 | 9.8 | 9.77 | 9.72 | 9.59 | 9.52 | 9.41 | 9.27 | 9.11 | 8.94 | 8.55 | 283.8 | 283.7 | 282.8 | 282.1 | 281.4 | 280.7 | 279.3 | 278.2 | 277.5 | 276.5 | 271.4 | 9 | 1.56 | 9 | 8.21 | 17.33% | 280.49 | 9.3356 | 0.13852 | 9.3898 | 0.99423 | 8.948 | 1256 | 1237.65
2012-05-18 21:20 | 8.99 | 8.97 | 8.93 | 8.89 | 8.92 | 8.94 | 8.91 | 8.9 | 8.83 | 8.52 | 285.2 | 285.1 | 285.2 | 284.9 | 284.8 | 284.6 | 284.4 | 284.2 | 284 | 283.4 | 275.1 | 9.12 | 1.26 | 9.13 | 8.22 | 13.82% | 284.57 | 8.8866 | 0.031062 | 8.9357 | 0.9945 | 9.0699 | 1301.72 | 1282.67
2012-05-18 21:30 | 8.43 | 8.41 | 8.38 | 8.33 | 8.27 | 8.19 | 8.13 | 8.08 | 7.98 | 7.65 | 283.6 | 283.5 | 283.7 | 283.5 | 283.2 | 283.1 | 282.5 | 282.3 | 281.8 | 281.1 | 274.5 | 8.37 | 0.63 | 8.37 | 7.27 | 7.527% | 283.01 | 8.1729 | 0.067949 | 8.1814 | 0.99896 | 8.3613 | 1024.79 | 1021.12
2012-05-18 21:40 | 9.49 | 9.43 | 9.35 | 9.3 | 9.16 | 8.89 | 8.6 | 8.34 | 8.05 | 7.3 | 277.6 | 277.5 | 277 | 276.2 | 275.7 | 275.4 | 275.5 | 275.3 | 275.5 | 275.6 | 268.6 | 8.04 | 1.18 | 8.13 | 6.65 | 14.68% | 275.415 | 8.7805 | 0.30648 | 8.8479 | 0.99239 | 7.9788 | 903.68 | 882.98
2012-05-18 21:50 | 9.47 | 9.37 | 9.12 | 8.95 | 8.74 | 8.48 | 8.14 | 7.86 | 7.72 | 7.22 | 279.5 | 278.8 | 277.9 | 277 | 276.5 | 276.1 | 276.3 | 276.7 | 276.7 | 275.6 | 270.1 | 8.45 | 1.09 | 8.43 | 7.24 | 12.9% | 276.13 | 8.426 | 0.37814 | 8.4304 | 0.99947 | 8.4455 | 1054.15 | 1054.15
2012-05-18 22:00 | 10.19 | 10.17 | 10.07 | 9.96 | 9.83 | 9.68 | 9.5 | 9.22 | 8.84 | 8.31 | 276.6 | 276.4 | 276 | 275.4 | 274.9 | 274.4 | 273.6 | 273.1 | 272.1 | 271.4 | 267.9 | 9.79 | 1.27 | 9.73 | 8.25 | 12.97% | 274.28 | 9.554 | 0.17345 | 9.654 | 0.98964 | 9.6886 | 1556.99 | 1518.89
2012-05-18 22:10 | 10.45 | 10.35 | 10.16 | 9.94 | 9.75 | 9.57 | 9.38 | 9.17 | 8.86 | 8.34 | 282.1 | 281.6 | 280.6 | 280 | 279.8 | 280 | 280.1 | 280.5 | 280.6 | 280.5 | 273.4 | 9.99 | 0.95 | 9.91 | 8.52 | 9.51% | 280.015 | 9.5276 | 0.18531 | 9.5425 | 0.99844 | 9.9744 | 1633.19 | 1625.57
2012-05-18 22:20 | 9.74 | 9.59 | 9.36 | 9.18 | 9.07 | 8.86 | 8.62 | 8.46 | 8.26 | 7.76 | 281 | 280.7 | 279.8 | 279.4 | 279.9 | 280.8 | 281.1 | 281.1 | 280.7 | 280 | 272.7 | 8.81 | 1.05 | 8.72 | 7.49 | 11.92% | 280.845 | 8.8147 | 0.25377 | 8.8252 | 0.99881 | 8.7996 | 1186.27 | 1182.6
2012-05-18 22:30 | 10.97 | 10.84 | 10.68 | 10.58 | 10.49 | 10.32 | 10.08 | 9.77 | 9.47 | 8.95 | 281.4 | 281.1 | 280.6 | 279.6 | 278.7 | 277.6 | 276.2 | 275.4 | 274.9 | 273.4 | 269.9 | 9.96 | 1.48 | 9.87 | 8.34 | 14.86% | 277.39 | 10.1662 | 0.21744 | 10.2853 | 0.98842 | 9.8447 | 1621.76 | 1576.04
2012-05-18 22:40 | 11.47 | 11.37 | 11.21 | 11.11 | 11.01 | 10.86 | 10.67 | 10.46 | 10.21 | 9.8 | 279.5 | 279.3 | 279 | 278.7 | 278.3 | 277.9 | 277.6 | 277 | 276.4 | 275.6 | 270.5 | 10.78 | 0.86 | 10.77 | 9.27 | 7.978% | 277.855 | 10.7662 | 0.16311 | 10.8326 | 0.99387 | 10.7139 | 1845.26 | 1826.57
2012-05-18 22:50 | 10.22 | 10.21 | 10.13 | 10.02 | 9.92 | 9.84 | 9.7 | 9.57 | 9.44 | 9.01 | 275.7 | 275.3 | 275 | 274.8 | 274.5 | 274.2 | 274.1 | 274.1 | 273.8 | 273.9 | 268.6 | 9.41 | 1.76 | 9.45 | 8.97 | 18.7% | 274.185 | 9.7783 | 0.13242 | 9.8198 | 0.99577 | 9.3702 | 1412.21 | 1396.97
2012-05-18 23:00 | 9.34 | 9.29 | 9.2 | 9.08 | 8.97 | 8.9 | 8.84 | 8.73 | 8.57 | 8.3 | 277.9 | 277.8 | 277.1 | 276.2 | 275.4 | 274.3 | 273.4 | 273 | 272.1 | 270 | 266.9 | 8.42 | 1.13 | 8.43 | 8.06 | 13.42% | 274.165 | 8.877 | 0.06251 | 8.8914 | 0.99838 | 8.4064 | 1043.14 | 1039.47
2012-05-18 23:10 | 9.05 | 8.98 | 8.78 | 8.55 | 8.37 | 8.3 | 8.22 | 8.08 | 7.91 | 7.55 | 285.3 | 284.6 | 283.6 | 283 | 282.6 | 281.8 | 281.1 | 280.3 | 279.1 | 276.5 | 275.1 | 8.18 | 1.12 | 8.09 | 7.09 | 13.69% | 281.695 | 8.3005 | 0.089502 | 8.2885 | 1.0014 | 8.1919 | 955.06 | 958.73
2012-05-18 23:20 | 7.33 | 7.27 | 7.13 | 6.97 | 6.81 | 6.68 | 6.53 | 6.4 | 6.25 | 5.94 | 292.2 | 291.9 | 291.2 | 290.6 | 290.7 | 290.9 | 290.2 | 289.6 | 288.6 | 286.7 | 281.8 | 6.35 | 1.1 | 6.31 | 5.44 | 17.32% | 290.795 | 6.671 | 0.20987 | 6.6583 | 1.0019 | 6.3621 | 441.1 | 443.36
2012-05-18 23:30 | 6.5 | 6.42 | 6.26 | 6.18 | 6.06 | 5.9 | 5.74 | 5.6 | 5.47 | 5.3 | 285.2 | 284.9 | 283.6 | 282.1 | 281.3 | 280.8 | 280.5 | 280.3 | 279.8 | 279.9 | 273.3 | 5.9 | 0.75 | 5.85 | 5.3 | 12.71% | 280.755 | 5.8831 | 0.25406 | 5.8768 | 1.0011 | 5.9064 | 345.8 | 347.42
2012-05-18 23:40 | 7.73 | 7.68 | 7.62 | 7.48 | 7.31 | 7.14 | 7 | 6.88 | 6.78 | 6.47 | 279.2 | 278.8 | 277.9 | 277.2 | 276.5 | 275.4 | 273.8 | 272.4 | 271.3 | 268.9 | 267.5 | 7.24 | 1.07 | 7.27 | 6.3 | 14.78% | 275.16 | 7.1518 | 0.183 | 7.1198 | 1.0045 | 7.2726 | 660.24 | 669.27
2012-05-18 23:50 | 8.04 | 7.98 | 7.94 | 7.89 | 7.84 | 7.75 | 7.66 | 7.58 | 7.49 | 7.29 | 281.6 | 280.9 | 279.8 | 278.6 | 277.3 | 275.7 | 274.3 | 273 | 271.4 | 268.7 | 267.8 | 7.64 | 0.67 | 7.7 | 6.95 | 8.77% | 275.49 | 7.7095 | 0.10794 | 7.737 | 0.99644 | 7.6128 | 780.64 | 771.61
2012-05-19 | 7.24 | 7.23 | 7.19 | 7.15 | 7.11 | 7.07 | 7.01 | 6.91 | 6.74 | 6.45 | 285.5 | 284.8 | 284 | 282.7 | 281.4 | 280.1 | 278.6 | 276.9 | 275 | 271.6 | 272.6 | 7.2 | 0.38 | 7.14 | 6.34 | 5.278% | 279.875 | 6.9937 | 0.078759 | 7.0614 | 0.99041 | 7.131 | 648.2 | 627.13
2012-05-19 05:30 | 4.58 | 4.53 | 4.46 | 4.35 | 4.35 | 4.45 | 4.58 | 4.63 | 4.71 | 4.78 | 222.2 | 221.4 | 219.5 | 216.4 | 213.6 | 211.5 | 210 | 209 | 207.1 | 204.9 | 207.4 | 4.61 | 0.56 | 4 | 3.94 | 12.15% | 211.275 | 4.5111 | -0.26609 | 4.4684 | 1.0096 | 4.6541 | 157.49 | 161.85
2012-05-19 05:40 | 4.74 | 4.71 | 4.66 | 4.62 | 4.6 | 4.67 | 4.72 | 4.72 | 4.63 | 4.48 | 213.5 | 213.1 | 212.1 | 211.9 | 211 | 211 | 211 | 210.7 | 210.3 | 208 | 203.8 | 4.49 | 0.57 | 3.77 | 3.57 | 12.69% | 211 | 4.6535 | -0.098414 | 4.6771 | 0.99494 | 4.4673 | 144.41 | 142.23
2012-05-19 05:50 | 5.08 | 5.07 | 4.93 | 4.74 | 4.64 | 4.58 | 4.55 | 4.47 | 4.43 | 4.4 | 213.8 | 213.4 | 212.9 | 212.8 | 212.5 | 211.7 | 211 | 210.9 | 210.3 | 209 | 203.5 | 4.63 | 0.57 | 3.91 | 3.75 | 12.31% | 211.595 | 4.6253 | 0.06073 | 4.5757 | 1.0108 | 4.6802 | 159.67 | 165.12
2012-05-19 06:00 | 5.13 | 5.12 | 5.03 | 4.91 | 4.85 | 4.75 | 4.73 | 4.67 | 4.58 | 4.43 | 219.8 | 219.1 | 217.9 | 216.8 | 216 | 215.5 | 214.4 | 212.4 | 210.8 | 212 | 207.4 | 4.71 | 0.58 | 4.17 | 3.88 | 12.31% | 215.335 | 4.7788 | 0.038992 | 4.7471 | 1.0067 | 4.7414 | 168.39 | 171.66
2012-05-19 08:30 | 5.1 | 5.13 | 5.06 | 5.11 | 5.04 | 4.95 | 4.9 | 4.85 | 4.83 | 4.83 | 212.6 | 212 | 211.3 | 210.7 | 210.9 | 211.3 | 211.3 | 211.2 | 211.8 | 212.6 | 200.2 | 4.74 | 0.96 | 4.09 | 3.86 | 20.25% | 211.3 | 4.962 | 0.093818 | 4.9428 | 1.0039 | 4.7585 | 171.66 | 173.84
2012-05-19 08:40 | 4.72 | 4.62 | 4.56 | 4.56 | 4.59 | 4.55 | 4.53 | 4.52 | 4.55 | 4.35 | 212.4 | 211.5 | 208.3 | 209.2 | 209.6 | 208.2 | 206.4 | 205.4 | 204.2 | 201.3 | 203 | 4.19 | 1.21 | 3.73 | 3.75 | 28.88% | 207.93 | 4.5403 | 0.040709 | 4.5471 | 0.9985 | 4.1837 | 111.71 | 110.62
2012-05-19 09:20 | 5.28 | 5.24 | 5.1 | 5.04 | 4.97 | 4.94 | 4.83 | 4.79 | 4.78 | 4.79 | 203.8 | 205 | 205.4 | 207 | 207.5 | 208.9 | 210.2 | 211.6 | 213 | 214.2 | 202.5 | 4.49 | 0.57 | 3.85 | 3.7 | 12.69% | 209.095 | 4.9215 | 0.2081 | 4.9241 | 0.99947 | 4.4876 | 144.41 | 144.41
2012-05-19 09:30 | 4.76 | 4.68 | 4.64 | 4.67 | 4.57 | 4.42 | 4.37 | 4.34 | 4.32 | 4.34 | 214.2 | 213.5 | 213.3 | 213.1 | 213 | 214.1 | 214.9 | 214.7 | 215.5 | 216 | 203.2 | 4.45 | 0.71 | 3.99 | 3.83 | 15.96% | 214.22 | 4.475 | 0.10513 | 4.4128 | 1.0141 | 4.5128 | 140.05 | 146.59
2012-05-19 09:40 | 5.02 | 5.03 | 4.83 | 4.72 | 4.59 | 4.47 | 4.44 | 4.39 | 4.49 | 4.63 | 213 | 213.6 | 214.2 | 212.9 | 211.7 | 211 | 210.4 | 210.8 | 209.9 | 211.4 | 208.7 | 4.62 | 0.79 | 4.1 | 4.14 | 17.1% | 210.91 | 4.5813 | 0.062229 | 4.4657 | 1.0259 | 4.7396 | 158.58 | 171.66
2012-05-19 10:10 | 4.54 | 4.47 | 4.43 | 4.23 | 4.07 | 4.05 | 4.14 | 3.97 | 3.78 | 3.67 | 223.8 | 221.3 | 222.4 | 224.8 | 225.9 | 227.3 | 226.3 | 226.7 | 227 | 230.9 | 209.3 | 3.78 | 1.21 | 3.41 | 3.28 | 32.01% | 227.15 | 4.0871 | -0.20311 | 4.0628 | 1.006 | 3.8026 | 70.98 | 72.8
2012-05-19 11:00 | 3.94 | 3.85 | 3.88 | 3.77 | 3.57 | 3.43 | 3.29 | 3.09 | 3.03 | 2.95 | 197.2 | 197.3 | 196.7 | 198.3 | 201.3 | 202.2 | 204.4 | 205.6 | 205.3 | 205.6 | 193.4 | 3.15 | 1.19 | 2.79 | 2.53 | 37.78% | 202.53 | 3.4374 | 0.3851 | 3.4096 | 1.0082 | 3.1757 | 13.65 | 16.38
2012-05-19 11:10 | 5.11 | 5.09 | 5.1 | 5.12 | 5.08 | 5.03 | 4.98 | 4.98 | 4.84 | 4.72 | 178.9 | 178.3 | 177 | 176.2 | 176.1 | 175.7 | 175.3 | 175.5 | 174.8 | 175.4 | 168.4 | 4.88 | 0.71 | 4.59 | 4.55 | 14.55% | 175.64 | 5.0052 | 0.092318 | 5.0228 | 0.99649 | 4.8629 | 186.92 | 184.74
2012-05-19 11:20 | 4.59 | 4.6 | 4.58 | 4.56 | 4.47 | 4.31 | 4.11 | 3.95 | 3.85 | 3.72 | 184 | 185.3 | 186.7 | 187.5 | 188 | 188.6 | 189.2 | 189.9 | 190.1 | 189.1 | 172.5 | 3.87 | 0.62 | 3.53 | 3.32 | 16.02% | 188.69 | 4.2574 | 0.43908 | 4.2808 | 0.99454 | 3.8489 | 79.17 | 77.35
2012-05-19 11:50 | 5.47 | 5.42 | 5.32 | 5.18 | 5.1 | 5.05 | 5.02 | 4.92 | 4.84 | 4.74 | 191.4 | 190.8 | 190.6 | 190 | 188.5 | 187.9 | 187.4 | 187.8 | 188.3 | 190.7 | 179.7 | 4.84 | 0.88 | 4.19 | 3.89 | 18.18% | 187.825 | 5.057 | 0.055061 | 5.0457 | 1.0022 | 4.8508 | 182.56 | 183.65
2012-05-20 13:00 | 4.5 | 4.53 | 4.62 | 4.59 | 4.54 | 4.52 | 4.51 | 4.44 | 4.37 | 4.2 | 347.9 | 348.5 | 349.7 | 350.4 | 350.3 | 350.7 | 350.9 | 351.2 | 351.2 | 350.8 | 340.9 | 4.64 | 0.49 | 4.52 | 4.02 | 10.56% | 350.73 | 4.4958 | 0.020467 | 4.5186 | 0.99496 | 4.6166 | 160.76 | 158.58
2012-05-20 13:10 | 4.13 | 4.14 | 4.08 | 4.01 | 3.99 | 3.99 | 3.97 | 3.91 | 3.86 | 3.89 | 334.8 | 336.2 | 337.8 | 337.2 | 338.1 | 339.5 | 340.4 | 341.9 | 342.1 | 342.1 | 330.7 | 3.98 | 0.42 | 3.92 | 3.45 | 10.55% | 339.635 | 3.9724 | 0.046437 | 3.9871 | 0.9963 | 3.9653 | 89.18 | 88.27
2012-05-20 13:20 | 3.69 | 3.7 | 3.74 | 3.78 | 3.76 | 3.75 | 3.84 | 3.84 | 3.77 | 3.56 | 357.6 | 358.1 | 1 | 1.3 | 1.8 | 2.5 | 2.2 | 2.1 | 1.5 | 0.5 | 342.7 | 3.56 | 0.41 | 3.57 | 3.31 | 11.52% | 2.455 | 3.7686 | -0.21916 | 3.7628 | 1.0016 | 3.5655 | 50.96 | 51.87
2012-05-20 13:30 | 4.61 | 4.6 | 4.56 | 4.54 | 4.55 | 4.5 | 4.45 | 4.42 | 4.38 | 4.1 | 354.9 | 354.6 | 353.5 | 353.9 | 353.9 | 354.4 | 355.4 | 355.8 | 354.6 | 352.4 | 343.2 | 4.55 | 0.65 | 4.47 | 3.48 | 14.29% | 354.55 | 4.4709 | 0.10325 | 4.4928 | 0.99512 | 4.5278 | 150.95 | 148.77
2012-05-20 14:00 | 4.65 | 4.64 | 4.7 | 4.7 | 4.7 | 4.73 | 4.76 | 4.8 | 4.81 | 4.8 | 315.5 | 315.1 | 314.5 | 314.5 | 315.3 | 316.4 | 316.8 | 317.1 | 316.5 | 315.4 | 307.7 | 4.82 | 0.68 | 4.77 | 4.66 | 14.11% | 316.46 | 4.7418 | -0.058426 | 4.7343 | 1.0016 | 4.8277 | 180.38 | 181.47
2012-05-20 14:10 | 4.98 | 4.94 | 4.93 | 4.9 | 4.92 | 4.91 | 4.89 | 4.91 | 4.93 | 4.92 | 315.2 | 314.9 | 314.8 | 314.3 | 314 | 313.5 | 313.7 | 313.5 | 313.6 | 313.1 | 304.5 | 4.84 | 0.64 | 4.83 | 4.74 | 13.22% | 313.53 | 4.9137 | 0.037718 | 4.9071 | 1.0013 | 4.8465 | 182.56 | 183.65
2012-05-20 14:20 | 3.67 | 3.66 | 3.67 | 3.69 | 3.67 | 3.61 | 3.61 | 3.53 | 3.58 | 3.69 | 321.9 | 321.7 | 320.9 | 321.4 | 320.4 | 320.3 | 320 | 318.2 | 318.5 | 316.1 | 304.6 | 3.86 | 0.94 | 3.8 | 3.66 | 24.35% | 320.255 | 3.626 | 0 | 3.61 | 1.0044 | 3.8771 | 78.26 | 80.08
2012-05-20 14:40 | 4.63 | 4.6 | 4.52 | 4.45 | 4.44 | 4.36 | 4.21 | 4.15 | 4.06 | 3.98 | 315 | 315 | 313.6 | 313.5 | 314.2 | 315.8 | 317.3 | 317.4 | 317.4 | 316 | 308.1 | 4.45 | 0.81 | 4.28 | 3.95 | 18.2% | 316.025 | 4.3082 | 0.32352 | 4.3382 | 0.99309 | 4.4193 | 140.05 | 136.78
2012-05-20 14:50 | 6.13 | 6.16 | 6.21 | 6.26 | 6.27 | 6.27 | 6.22 | 6.19 | 6.19 | 6.06 | 308.3 | 308.1 | 307.6 | 307.5 | 307.5 | 307.6 | 308 | 308.3 | 308.6 | 309 | 300.2 | 6.39 | 0.53 | 6.43 | 6.09 | 8.294% | 307.66 | 6.219 | 0.073987 | 6.2628 | 0.993 | 6.3453 | 450.14 | 441.1
2012-05-20 15:20 | 4.77 | 4.77 | 4.71 | 4.64 | 4.61 | 4.56 | 4.57 | 4.52 | 4.55 | 4.53 | 321.1 | 321.5 | 323.4 | 323.5 | 324.2 | 325 | 325.7 | 327 | 328 | 328.9 | 310.7 | 4.55 | 0.7 | 4.49 | 4.41 | 15.38% | 325.105 | 4.5936 | -0.020243 | 4.5614 | 1.007 | 4.5821 | 150.95 | 154.22
2012-05-20 15:30 | 5.61 | 5.59 | 5.62 | 5.58 | 5.51 | 5.41 | 5.34 | 5.33 | 5.21 | 4.95 | 320.1 | 319.4 | 318.3 | 316.8 | 316.5 | 316.3 | 316.2 | 317.2 | 318.3 | 320.4 | 308.7 | 5.43 | 0.75 | 5.38 | 4.81 | 13.81% | 316.285 | 5.4076 | 0.12035 | 5.3999 | 1.0014 | 5.4377 | 269.66 | 271.28
2012-05-20 15:40 | 5.74 | 5.8 | 5.89 | 5.98 | 5.98 | 5.97 | 5.93 | 5.97 | 5.98 | 5.96 | 310.8 | 310.1 | 310 | 309.7 | 309.9 | 309.8 | 309.1 | 308.1 | 307.6 | 307.8 | 303 | 6.42 | 0.57 | 6.4 | 6.42 | 8.879% | 309.695 | 5.951 | 0.062124 | 5.9643 | 0.99777 | 6.4057 | 456.92 | 454.66
2012-05-20 15:50 | 5.62 | 5.55 | 5.47 | 5.57 | 5.55 | 5.51 | 5.46 | 5.44 | 5.38 | 5.18 | 300.6 | 300.4 | 299.5 | 299 | 298.9 | 298.9 | 297.9 | 297.5 | 297 | 297.5 | 291.8 | 5.82 | 0.59 | 5.8 | 5.52 | 10.14% | 298.75 | 5.4713 | 0.084239 | 5.5028 | 0.99428 | 5.7867 | 332.84 | 327.98
2012-05-20 16:00 | 5.32 | 5.3 | 5.34 | 5.26 | 5.26 | 5.26 | 5.25 | 5.16 | 5.06 | 4.88 | 300.5 | 300.3 | 300.5 | 300.5 | 300.1 | 300 | 300.2 | 301.3 | 301.6 | 301.6 | 293.4 | 5.25 | 0.66 | 5.23 | 4.78 | 12.57% | 300.03 | 5.2115 | 0.017585 | 5.2586 | 0.99104 | 5.203 | 240.5 | 232.4
2012-05-20 16:10 | 5.73 | 5.71 | 5.63 | 5.57 | 5.58 | 5.61 | 5.59 | 5.53 | 5.37 | 5.25 | 311.1 | 310.7 | 309.5 | 307.5 | 306.4 | 305.8 | 305.3 | 304.8 | 304.3 | 303.3 | 297.6 | 5.67 | 0.56 | 5.57 | 4.89 | 9.877% | 305.725 | 5.5433 | 0.033004 | 5.6071 | 0.98861 | 5.6054 | 308.54 | 298.82
2012-05-20 16:20 | 5.94 | 5.93 | 5.87 | 5.87 | 5.86 | 5.81 | 5.75 | 5.64 | 5.57 | 5.36 | 317.3 | 317.5 | 317.6 | 317.8 | 318.2 | 318.6 | 319.7 | 321 | 322.3 | 322.5 | 310.7 | 5.83 | 0.55 | 5.72 | 5.26 | 9.434% | 318.765 | 5.7517 | 0.095928 | 5.8014 | 0.99143 | 5.78 | 334.46 | 326.36
2012-05-20 16:30 | 6.91 | 6.89 | 6.87 | 6.82 | 6.79 | 6.77 | 6.74 | 6.72 | 6.66 | 6.5 | 307.4 | 307.4 | 307.1 | 306.9 | 306.7 | 306.6 | 306.4 | 306.2 | 305.9 | 306.2 | 297.7 | 6.84 | 0.78 | 6.79 | 6.59 | 11.4% | 306.57 | 6.7566 | 0.041041 | 6.7657 | 0.99865 | 6.8308 | 551.84 | 549.58
2012-05-20 16:40 | 4.69 | 4.71 | 4.73 | 4.75 | 4.75 | 4.76 | 4.75 | 4.71 | 4.61 | 4.53 | 303.4 | 303.5 | 303.5 | 303.7 | 302.8 | 302.5 | 302.7 | 303.4 | 304 | 305 | 294.7 | 5.09 | 0.76 | 4.99 | 4.64 | 14.93% | 302.53 | 4.7127 | 0.019434 | 4.7586 | 0.99035 | 5.0409 | 214.58 | 206.48
2012-05-20 16:50 | 5.48 | 5.47 | 5.41 | 5.33 | 5.29 | 5.23 | 5.2 | 5.08 | 5 | 4.87 | 311 | 310.8 | 310.9 | 310.4 | 310.3 | 309.7 | 309.2 | 309.3 | 309.7 | 309.2 | 303.8 | 5.52 | 0.63 | 5.43 | 4.82 | 11.41% | 309.625 | 5.2119 | 0.05316 | 5.2257 | 0.99737 | 5.5055 | 284.24 | 282.62
2012-05-20 17:00 | 5.64 | 5.6 | 5.57 | 5.49 | 5.41 | 5.36 | 5.33 | 5.26 | 5.17 | 5.11 | 320.6 | 320.5 | 319.7 | 320.1 | 320.1 | 320.4 | 320.6 | 320.6 | 320.5 | 321.1 | 311.9 | 5.5 | 0.42 | 5.43 | 4.87 | 7.636% | 320.43 | 5.3639 | 0.051867 | 5.3557 | 1.0015 | 5.5085 | 281 | 282.62
2012-05-20 17:10 | 4.42 | 4.39 | 4.26 | 4.12 | 4 | 3.86 | 3.83 | 3.86 | 3.93 | 3.94 | 317.4 | 317.2 | 316.2 | 317.2 | 318.2 | 318.3 | 318.3 | 318.8 | 320.6 | 321 | 308.4 | 4.22 | 0.61 | 4.14 | 3.67 | 14.45% | 318.3 | 3.9914 | 0.072102 | 3.8557 | 1.0352 | 4.3685 | 114.98 | 131.33
2012-05-20 17:20 | 4.73 | 4.69 | 4.65 | 4.62 | 4.53 | 4.53 | 4.53 | 4.49 | 4.31 | 4.18 | 301.4 | 301.2 | 299.8 | 298.9 | 299 | 299.1 | 299.1 | 299.2 | 299.2 | 300.2 | 293.2 | 4.38 | 1.52 | 4.32 | 4.19 | 34.7% | 299.1 | 4.5119 | 0 | 4.53 | 0.996 | 4.3625 | 132.42 | 130.24
2012-05-20 17:30 | 5.2 | 5.25 | 5.24 | 5.15 | 5.04 | 5.01 | 5.01 | 4.95 | 4.93 | 4.83 | 296.3 | 296.2 | 296.2 | 296.1 | 296 | 295.6 | 295.6 | 295.8 | 296.5 | 297.3 | 289.3 | 5.17 | 0.73 | 5.1 | 4.65 | 14.12% | 295.6 | 5.0407 | 0 | 5.01 | 1.0061 | 5.2016 | 227.54 | 232.4
2012-05-20 17:40 | 5.39 | 5.34 | 5.32 | 5.29 | 5.32 | 5.28 | 5.26 | 5.2 | 5.18 | 5.1 | 313.4 | 313.3 | 312.5 | 311.9 | 311.2 | 310.2 | 308.9 | 308.2 | 308.3 | 308 | 304.1 | 5.35 | 0.88 | 5.35 | 5 | 16.45% | 310.005 | 5.2564 | 0.03507 | 5.2771 | 0.99607 | 5.329 | 256.7 | 253.46
2012-05-20 17:50 | 6.25 | 6.21 | 6.16 | 6.19 | 6.12 | 6.08 | 6.1 | 6.1 | 6.06 | 5.85 | 292.9 | 293.2 | 293.5 | 293.4 | 293.7 | 294 | 294.5 | 295 | 295.8 | 295.5 | 284.3 | 6.24 | 0.67 | 6.26 | 5.36 | 10.74% | 294.075 | 6.1043 | -0.030348 | 6.0829 | 1.0035 | 6.2619 | 416.24 | 420.76
2012-05-20 18:00 | 6.9 | 6.89 | 6.96 | 6.93 | 6.89 | 6.79 | 6.65 | 6.56 | 6.44 | 6.21 | 301.7 | 301.6 | 301.8 | 301.6 | 301.6 | 301.7 | 302 | 302.2 | 302 | 302.2 | 292.8 | 6.47 | 0.64 | 6.42 | 5.81 | 9.892% | 301.745 | 6.7243 | 0.19253 | 6.7698 | 0.99328 | 6.4265 | 468.22 | 459.18
2012-05-20 18:10 | 6.59 | 6.57 | 6.49 | 6.41 | 6.37 | 6.31 | 6.22 | 6.09 | 5.92 | 5.58 | 297.9 | 298 | 298 | 298.1 | 298.1 | 298.3 | 298.6 | 298.7 | 298.7 | 299.2 | 289.4 | 6.27 | 0.62 | 6.21 | 5.26 | 9.888% | 298.345 | 6.24 | 0.13275 | 6.297 | 0.99095 | 6.2132 | 423.02 | 409.46
2012-05-20 18:20 | 6.06 | 6.05 | 6.02 | 6.01 | 5.98 | 5.94 | 5.89 | 5.73 | 5.54 | 5.32 | 297.7 | 297.7 | 298.1 | 298.2 | 297.9 | 297.7 | 297.5 | 297.9 | 298 | 299 | 290.4 | 6.08 | 0.75 | 6.06 | 5.68 | 12.34% | 297.67 | 5.8554 | 0.078115 | 5.9328 | 0.98695 | 6.0007 | 380.08 | 362
2012-05-20 18:30 | 5.97 | 6.04 | 6.05 | 6.1 | 6.12 | 6.17 | 6.17 | 6.11 | 5.98 | 5.73 | 300 | 299.8 | 299.7 | 300.2 | 299.7 | 299.2 | 299 | 298.9 | 299.2 | 299.2 | 290.2 | 5.98 | 0.53 | 5.98 | 5.33 | 8.863% | 299.17 | 6.0822 | 0 | 6.17 | 0.98577 | 5.8949 | 358.76 | 344.18
2012-05-20 18:40 | 6.19 | 6.22 | 6.19 | 6.15 | 6.12 | 6.03 | 5.94 | 5.84 | 5.63 | 5.38 | 299.8 | 299.8 | 299.9 | 299.5 | 299.7 | 300.4 | 300.8 | 301.6 | 302.5 | 303.5 | 293.2 | 6.15 | 0.55 | 6.11 | 5.19 | 8.943% | 300.46 | 5.9663 | 0.13896 | 6.017 | 0.99157 | 6.0982 | 395.9 | 384.6
2012-05-20 18:50 | 6.08 | 6.08 | 6.06 | 6 | 5.96 | 5.84 | 5.72 | 5.6 | 5.42 | 5.07 | 297.1 | 297.1 | 297.3 | 297.8 | 298.5 | 298.7 | 298.8 | 299.3 | 299.2 | 298.4 | 289.9 | 5.94 | 0.59 | 5.84 | 4.74 | 9.933% | 298.715 | 5.7786 | 0.19186 | 5.8227 | 0.99243 | 5.8951 | 352.28 | 345.8
2012-05-20 19:00 | 6.69 | 6.67 | 6.6 | 6.51 | 6.49 | 6.44 | 6.36 | 6.22 | 6.02 | 5.65 | 296.9 | 297.1 | 297.1 | 297 | 297.1 | 297.6 | 297.9 | 297.6 | 297.1 | 296.5 | 290.1 | 6.35 | 0.61 | 6.24 | 5.21 | 9.606% | 297.645 | 6.356 | 0.11551 | 6.4285 | 0.98872 | 6.2784 | 441.1 | 425.28
2012-05-20 19:10 | 6.65 | 6.64 | 6.61 | 6.54 | 6.47 | 6.42 | 6.32 | 6.15 | 6 | 5.69 | 297.2 | 296.8 | 296.4 | 295.9 | 295.8 | 295.5 | 295.2 | 295 | 294.1 | 292.8 | 287.4 | 6.4 | 0.29 | 6.33 | 5.34 | 4.531% | 295.455 | 6.3384 | 0.14507 | 6.4056 | 0.98951 | 6.3329 | 452.4 | 436.58
2012-05-20 19:20 | 6.49 | 6.45 | 6.39 | 6.29 | 6.23 | 6.14 | 6.02 | 5.88 | 5.68 | 5.15 | 296.5 | 296.5 | 296.4 | 296.4 | 296.2 | 296.4 | 296.2 | 295.4 | 294.4 | 293.4 | 288.1 | 6.12 | 0.25 | 6.03 | 4.96 | 4.085% | 296.37 | 6.0635 | 0.18239 | 6.1227 | 0.99034 | 6.0609 | 389.12 | 375.56
2012-05-20 19:30 | 6.3 | 6.27 | 6.24 | 6.21 | 6.1 | 6 | 5.88 | 5.74 | 5.56 | 5.15 | 292.4 | 292.5 | 292.1 | 291.8 | 291.6 | 291.3 | 291.1 | 290.4 | 289.8 | 288.7 | 283.4 | 6.08 | 0.32 | 6.02 | 4.91 | 5.263% | 291.27 | 5.9378 | 0.18669 | 5.9827 | 0.9925 | 6.0344 | 380.08 | 368.78
2012-05-20 19:40 | 6.68 | 6.62 | 6.57 | 6.6 | 6.57 | 6.52 | 6.38 | 6.21 | 6.01 | 5.53 | 296.9 | 296.7 | 296.3 | 295.2 | 295 | 294.6 | 294.2 | 293.5 | 292.4 | 291.2 | 285.9 | 6.63 | 0.44 | 6.5 | 5.18 | 6.637% | 294.54 | 6.3793 | 0.20059 | 6.4998 | 0.98146 | 6.5071 | 504.38 | 477.26
2012-05-20 19:50 | 7.12 | 7.15 | 7.13 | 7.08 | 7.01 | 6.96 | 6.8 | 6.6 | 6.31 | 5.87 | 306.4 | 305.7 | 304.9 | 304.2 | 303.5 | 302.7 | 302 | 301.3 | 300 | 298.7 | 295.4 | 7.03 | 0.22 | 6.9 | 5.41 | 3.129% | 302.595 | 6.811 | 0.21492 | 6.9368 | 0.98186 | 6.9025 | 597.03 | 565.4
2012-05-20 20:00 | 6.83 | 6.79 | 6.77 | 6.81 | 6.75 | 6.7 | 6.58 | 6.34 | 6.05 | 5.52 | 304.2 | 304.1 | 304.2 | 304.2 | 304.1 | 303.8 | 303.2 | 302.4 | 300.9 | 297.5 | 296.5 | 6.7 | 0.31 | 6.62 | 4.99 | 4.627% | 303.71 | 6.5373 | 0.16701 | 6.6827 | 0.97824 | 6.5542 | 520.2 | 486.3
2012-05-20 20:10 | 5.72 | 5.71 | 5.67 | 5.63 | 5.61 | 5.56 | 5.47 | 5.3 | 5.04 | 4.45 | 303 | 302.5 | 302.1 | 301.6 | 301.1 | 300.2 | 299.2 | 297.5 | 295.6 | 291.2 | 292.2 | 5.52 | 0.23 | 5.47 | 4.11 | 4.167% | 300.05 | 5.433 | 0.15081 | 5.547 | 0.97945 | 5.4066 | 284.24 | 266.42
2012-05-20 20:20 | 5.89 | 5.85 | 5.74 | 5.69 | 5.63 | 5.51 | 5.39 | 5.28 | 5.03 | 4.5 | 304.2 | 304 | 303.9 | 303.6 | 303.4 | 302.8 | 302.3 | 301.4 | 299.1 | 293.6 | 295.9 | 5.5 | 0.22 | 5.44 | 4.14 | 4% | 302.725 | 5.4408 | 0.20348 | 5.4926 | 0.99056 | 5.4481 | 281 | 272.9
2012-05-20 20:30 | 5.92 | 5.95 | 5.9 | 5.8 | 5.7 | 5.55 | 5.3 | 5.03 | 4.75 | 4.23 | 306.3 | 306.1 | 305.9 | 305.8 | 305.6 | 304.8 | 304.2 | 303.2 | 301 | 296.4 | 297.9 | 5.49 | 0.31 | 5.31 | 3.8 | 5.647% | 304.71 | 5.417 | 0.42593 | 5.5135 | 0.9825 | 5.3939 | 279.38 | 263.18
2012-05-20 20:40 | 5.28 | 5.26 | 5.26 | 5.2 | 5.14 | 5.08 | 5 | 4.76 | 4.41 | 3.85 | 315.5 | 315.3 | 314.3 | 313.5 | 312.6 | 311.9 | 311.2 | 309.7 | 307.8 | 303.3 | 303.3 | 5.23 | 0.35 | 5.1 | 3.39 | 6.692% | 311.795 | 4.9474 | 0.14669 | 5.0685 | 0.97611 | 5.1051 | 237.26 | 217.82
2012-05-20 20:50 | 4.56 | 4.54 | 4.47 | 4.48 | 4.48 | 4.47 | 4.44 | 4.32 | 4.11 | 3.6 | 325.1 | 323.8 | 321.9 | 320.7 | 319.3 | 317.8 | 316.5 | 315.4 | 313.3 | 310.9 | 310.1 | 4.61 | 0.26 | 4.57 | 3.27 | 5.64% | 317.605 | 4.3639 | 0.062229 | 4.4657 | 0.9772 | 4.5049 | 157.49 | 145.5
2012-05-20 21:00 | 3.87 | 3.83 | 3.79 | 3.68 | 3.63 | 3.63 | 3.6 | 3.57 | 3.44 | 3.03 | 331.2 | 330.6 | 328.6 | 326.2 | 324.3 | 321.1 | 318.7 | 316.5 | 314.1 | 309.5 | 312 | 3.77 | 0.3 | 3.72 | 2.71 | 7.958% | 320.74 | 3.5847 | 0.076689 | 3.6257 | 0.98868 | 3.7273 | 70.07 | 66.43
2012-05-20 21:10 | 4.29 | 4.23 | 4.04 | 3.83 | 3.62 | 3.44 | 3.29 | 3.15 | 2.93 | 2.69 | 332.5 | 332 | 331.8 | 330.7 | 328.5 | 326.2 | 323.3 | 319.9 | 315.5 | 309.9 | 317.4 | 3.55 | 0.14 | 3.43 | 2.64 | 3.944% | 325.765 | 3.4776 | 0.412 | 3.4181 | 1.0174 | 3.6118 | 50.05 | 55.51
2012-05-20 21:20 | 3.6 | 3.56 | 3.5 | 3.44 | 3.35 | 3.22 | 3.09 | 2.96 | 2.78 | 2.43 | 343.7 | 343.7 | 344.1 | 342.3 | 341.6 | 339.9 | 337.7 | 335.2 | 331.2 | 326 | 328.8 | 3.35 | 0.46 | 3.16 | 2 | 13.73% | 339.57 | 3.1768 | 0.38082 | 3.201 | 0.99243 | 3.3246 | 31.85 | 29.12
2012-05-20 21:30 | 2.85 | 2.84 | 2.73 | 2.65 | 2.53 | 2.48 | 2.42 | 2.36 | 2.21 | 1.93 | 352.6 | 352.5 | 352.7 | 350.8 | 349.3 | 347.2 | 344.1 | 341.6 | 338.4 | 334 | 335.4 | 2.62 | 0.28 | 2.51 | 1.69 | 10.69% | 346.735 | 2.4704 | 0.22632 | 2.4713 | 0.99962 | 2.619 | 0 | 0
2012-05-20 21:40 | 3.05 | 3.03 | 3 | 2.91 | 2.85 | 2.78 | 2.77 | 2.74 | 2.71 | 2.58 | 358.1 | 358.2 | 358.5 | 358.7 | 358.2 | 357.7 | 356.6 | 355.3 | 354.8 | 351 | 345.4 | 2.95 | 0.5 | 2.82 | 2.39 | 16.95% | 357.535 | 2.8164 | 0.033301 | 2.7786 | 1.0136 | 2.9902 | 0 | 0
2012-05-20 21:50 | 3.13 | 3.04 | 2.89 | 2.81 | 2.76 | 2.7 | 2.66 | 2.63 | 2.59 | 2.4 | 352.4 | 352.5 | 352.3 | 351.3 | 350.4 | 350.1 | 349.7 | 349.6 | 349.2 | 344.4 | 339.6 | 2.93 | 0.43 | 2.8 | 2.34 | 14.68% | 350.04 | 2.7182 | 0.13793 | 2.6942 | 1.0089 | 2.956 | 0 | 0
2012-05-20 22:00 | 3.73 | 3.71 | 3.63 | 3.49 | 3.32 | 3.18 | 3.04 | 2.97 | 2.87 | 2.62 | 2 | 2.4 | 3.1 | 3.2 | 2.7 | 2.6 | 1.9 | 1.9 | 1.9 | 3.4 | 351.6 | 3.31 | 0.29 | 3.13 | 2.3 | 8.761% | 2.495 | 3.2182 | 0.41606 | 3.1596 | 1.0186 | 3.3715 | 28.21 | 33.67
2012-05-20 22:10 | 3.6 | 3.54 | 3.38 | 3.31 | 3.23 | 3.13 | 2.97 | 2.8 | 2.64 | 2.31 | 357.2 | 357.9 | 358.3 | 358.8 | 358.8 | 357.5 | 356.4 | 355 | 355.6 | 356.1 | 345.2 | 3.28 | 0.18 | 3.11 | 2.03 | 5.488% | 357.335 | 3.0687 | 0.48488 | 3.1066 | 0.9878 | 3.24 | 25.48 | 21.84
2012-05-20 22:20 | 3.93 | 3.86 | 3.68 | 3.47 | 3.29 | 3.13 | 2.95 | 2.86 | 2.7 | 2.43 | 355.7 | 355.9 | 357.4 | 357.7 | 358 | 357.2 | 356.1 | 354.9 | 355 | 356.4 | 345.3 | 3.26 | 0.21 | 3.07 | 2.22 | 6.442% | 357.035 | 3.1744 | 0.54732 | 3.1036 | 1.0228 | 3.3344 | 23.66 | 30.03
2012-05-20 22:30 | 3.4 | 3.26 | 3.02 | 2.78 | 2.57 | 2.41 | 2.28 | 2.14 | 1.97 | 1.78 | 357.6 | 358.7 | 359.5 | 359.2 | 359.1 | 358.6 | 357.8 | 358.3 | 358.3 | 0.5 | 347.5 | 2.52 | 0.26 | 2.33 | 1.45 | 10.32% | 358.48 | 2.4969 | 0.51242 | 2.3909 | 1.0443 | 2.6317 | 0 | 0
2012-05-20 22:40 | 3.56 | 3.5 | 3.45 | 3.3 | 3.1 | 2.88 | 2.67 | 2.52 | 2.36 | 2.13 | 355.3 | 356.3 | 358.5 | 0.1 | 0.8 | 1.6 | 1.7 | 1.2 | 360 | 360 | 350.4 | 2.92 | 0.35 | 2.67 | 1.83 | 11.99% | 1.615 | 2.9211 | 0.69965 | 2.8489 | 1.0253 | 2.9939 | 0 | 0
2012-05-20 22:50 | 3.23 | 3.21 | 3.17 | 3.07 | 2.92 | 2.72 | 2.5 | 2.32 | 2.13 | 1.89 | 348.9 | 350.1 | 353.1 | 355.3 | 355.9 | 356.8 | 357.8 | 357.3 | 357.5 | 356.9 | 347.7 | 2.91 | 0.33 | 2.65 | 1.66 | 11.34% | 356.95 | 2.711 | 0.7794 | 2.6873 | 1.0088 | 2.9356 | 0 | 0
2012-05-20 23:00 | 3.53 | 3.56 | 3.53 | 3.44 | 3.25 | 3.02 | 2.83 | 2.63 | 2.47 | 2.24 | 350.2 | 351.1 | 353.5 | 354.3 | 354.6 | 355.3 | 356 | 355.2 | 353.5 | 351.8 | 345.5 | 3.14 | 0.39 | 2.92 | 2.15 | 12.42% | 355.405 | 3.0433 | 0.60048 | 2.992 | 1.0171 | 3.1938 | 12.74 | 17.29
2012-05-20 23:10 | 3.66 | 3.68 | 3.65 | 3.55 | 3.33 | 3 | 2.78 | 2.54 | 2.33 | 2.07 | 359.3 | 0.4 | 1.9 | 3.2 | 4.3 | 5.4 | 5.5 | 5.1 | 3.9 | 0.5 | 352.9 | 3.22 | 0.32 | 2.88 | 1.98 | 9.938% | 5.415 | 3.0644 | 0.70381 | 2.9674 | 1.0327 | 3.3253 | 20.02 | 30.03
2012-05-20 23:20 | 3.41 | 3.39 | 3.27 | 3.12 | 2.93 | 2.7 | 2.49 | 2.34 | 2.22 | 2.09 | 358.3 | 360 | 2.4 | 4.9 | 6.6 | 7.9 | 8 | 6.5 | 3.4 | 0.8 | 355 | 2.89 | 0.4 | 2.6 | 1.92 | 13.84% | 7.915 | 2.7542 | 0.74823 | 2.6689 | 1.032 | 2.9824 | 0 | 0
2012-05-20 23:30 | 2.55 | 2.53 | 2.53 | 2.57 | 2.52 | 2.39 | 2.16 | 1.95 | 1.79 | 1.54 | 5.8 | 8.4 | 13.2 | 16.2 | 18.4 | 19.8 | 21.3 | 21.8 | 20 | 10.1 | 7.6 | 2.52 | 0.13 | 2.28 | 1.33 | 5.159% | 20.025 | 2.2763 | 0.93505 | 2.3556 | 0.96634 | 2.4352 | 0 | 0
2012-05-20 23:40 | 2.25 | 2.24 | 2.29 | 2.42 | 2.46 | 2.48 | 2.43 | 2.26 | 2.07 | 1.73 | 1.2 | 3.1 | 7.7 | 10.3 | 11.7 | 13.6 | 15.9 | 18.8 | 23.1 | 28.5 | 4.8 | 2.57 | 0.16 | 2.46 | 1.5 | 6.226% | 13.945 | 2.3167 | 0.18821 | 2.4728 | 0.93688 | 2.4078 | 0 | 0
2012-05-20 23:50 | 2.32 | 2.34 | 2.42 | 2.44 | 2.39 | 2.28 | 2.19 | 2.1 | 2.07 | 1.92 | 4.3 | 6 | 9.3 | 11.4 | 13.6 | 16.8 | 19.2 | 21.5 | 24.3 | 29.7 | 6 | 2.44 | 0.19 | 2.26 | 1.65 | 7.787% | 17.16 | 2.2486 | 0.37217 | 2.2669 | 0.99195 | 2.4204 | 0 | 0
2012-05-21 | 4.88 | 4.85 | 4.72 | 4.58 | 4.46 | 4.44 | 4.42 | 4.42 | 4.41 | 4.32 | 86.4 | 86.8 | 87.9 | 88.3 | 87.8 | 86.4 | 85.1 | 84.3 | 84.4 | 85.1 | 10 | 1.93 | 0.21 | 1.76 | 1.35 | 10.88% | 86.205 | 4.4944 | 0.04172 | 4.4371 | 1.0129 | 1.9549 | 0 | 0
2012-05-21 00:10 | 1.71 | 1.76 | 1.85 | 1.87 | 1.8 | 1.61 | 1.43 | 1.28 | 1.16 | 0.97 | 1.6 | 3 | 5.7 | 8.1 | 10.2 | 12.9 | 17.1 | 20.5 | 24.5 | 33 | 2.8 | 1.84 | 0.12 | 1.62 | 0.87 | 6.522% | 13.53 | 1.5801 | 1.0956 | 1.5829 | 0.99822 | 1.8367 | 0 | 0
2012-05-21 00:20 | 1.58 | 1.54 | 1.57 | 1.65 | 1.74 | 1.72 | 1.53 | 1.33 | 1.13 | 0.95 | 351.5 | 353.5 | 357.2 | 2.5 | 6.2 | 9.8 | 12 | 15.7 | 19.4 | 23.9 | 0.4 | 1.91 | 0.09 | 1.74 | 0.87 | 4.712% | 10.13 | 1.5187 | 1.0817 | 1.6914 | 0.89792 | 1.715 | 0 | 0
2012-05-21 00:30 | 1.51 | 1.48 | 1.42 | 1.41 | 1.44 | 1.48 | 1.4 | 1.25 | 1.1 | 0.92 | 343.2 | 345.6 | 350.6 | 357.3 | 3.3 | 10.4 | 15.8 | 18.7 | 21.5 | 20.2 | 0.1 | 1.62 | 0.09 | 1.53 | 0.75 | 5.556% | 11.21 | 1.3289 | 0.51352 | 1.4683 | 0.90508 | 1.4662 | 0 | 0
2012-05-21 00:40 | 1.43 | 1.41 | 1.36 | 1.31 | 1.3 | 1.29 | 1.3 | 1.3 | 1.28 | 1.05 | 345.6 | 346.6 | 350.1 | 354 | 0.1 | 4.4 | 11.8 | 17.7 | 25.5 | 32.6 | 358.2 | 1.43 | 0.06 | 1.39 | 0.92 | 4.196% | 5.51 | 1.267 | -0.071359 | 1.2914 | 0.98107 | 1.4029 | 0 | 0
2012-05-21 00:50 | 1.56 | 1.55 | 1.52 | 1.48 | 1.42 | 1.41 | 1.43 | 1.47 | 1.47 | 1.32 | 344.7 | 344.7 | 345.8 | 348.5 | 351.5 | 356 | 2.5 | 8.6 | 13.9 | 19.9 | 347.1 | 1.51 | 0.04 | 1.44 | 1.06 | 2.649% | -3.025 | 1.4277 | -0.13016 | 1.4128 | 1.0105 | 1.5259 | 0 | 0
2012-05-21 01:00 | 1.34 | 1.32 | 1.29 | 1.3 | 1.35 | 1.47 | 1.51 | 1.48 | 1.4 | 1.23 | 359.7 | 0.2 | 1.2 | 5.9 | 13 | 20.5 | 24.7 | 27.1 | 31 | 34.2 | 5.8 | 1.53 | 0.07 | 1.58 | 0.99 | 4.575% | 21.13 | 1.376 | -0.2481 | 1.4757 | 0.93246 | 1.4267 | 0 | 0
2012-05-21 01:10 | 1.17 | 1.19 | 1.21 | 1.17 | 1.19 | 1.27 | 1.31 | 1.28 | 1.31 | 1.27 | 357.7 | 358.8 | 3.9 | 8.1 | 16 | 24.8 | 28.7 | 31.7 | 35.5 | 39.5 | 14.3 | 1.42 | 0.08 | 1.42 | 1.24 | 5.634% | 25.385 | 1.2247 | -0.28657 | 1.2757 | 0.96005 | 1.3633 | 0 | 0
2012-05-21 01:20 | 0.99 | 0.99 | 1.01 | 1.01 | 1 | 1 | 1.02 | 1.08 | 1.15 | 1.24 | 0.1 | 359.3 | 359.9 | 1.2 | 4 | 11.2 | 20.8 | 29.9 | 38.7 | 48.1 | 11.5 | 1.14 | 0.06 | 1.11 | 1.17 | 5.263% | 12.64 | 1.0045 | -0.183 | 1.0028 | 1.0017 | 1.1419 | 0 | 0
2012-05-21 01:30 | 1.2 | 1.13 | 1.03 | 1.01 | 1.01 | 1.03 | 1 | 0.99 | 0.97 | 1.01 | 358.4 | 359.1 | 0.3 | 358.3 | 356.3 | 356.6 | 357.2 | 3.2 | 12.9 | 38.1 | 354.7 | 1.14 | 0.15 | 1.11 | 1.05 | 13.16% | 356.69 | 0.99652 | 0.27315 | 1.0256 | 0.97161 | 1.1076 | 0 | 0
2012-05-21 01:40 | 0.9 | 0.88 | 0.79 | 0.72 | 0.68 | 0.66 | 0.67 | 0.64 | 0.71 | 0.93 | 358.1 | 0.8 | 6.5 | 9.5 | 9.3 | 8.1 | 11.8 | 24.6 | 41.9 | 61.7 | 351.9 | 0.78 | 0.06 | 0.75 | 0.95 | 7.692% | 8.655 | 0.68308 | -0.13896 | 0.66142 | 1.0327 | 0.80554 | 0 | 0
2012-05-21 01:50 | 0.64 | 0.69 | 0.71 | 0.64 | 0.58 | 0.52 | 0.49 | 0.49 | 0.53 | 0.77 | 357.8 | 1.5 | 8.6 | 15.2 | 22.5 | 23.4 | 26.2 | 32.7 | 44.4 | 65.6 | 351.9 | 0.6 | 0.08 | 0.43 | 0.86 | 13.33% | 23.82 | 0.56382 | 0.54913 | 0.51559 | 1.0935 | 0.65612 | 0 | 0
2012-05-21 02:00 | 0.34 | 0.33 | 0.44 | 0.51 | 0.46 | 0.37 | 0.32 | 0.27 | 0.29 | 0.31 | 306.3 | 325.9 | 346 | 360 | 8.8 | 16.3 | 23.2 | 26.7 | 38.8 | 50.6 | 351.9 | 0.47 | 0.03 | 0.21 | 0.27 | 6.383% | 17.335 | 0.36939 | 1.3416 | 0.36238 | 1.0193 | 0.47909 | 0 | 0
2012-05-21 02:10 | 0.3 | 0.31 | 0.44 | 0.49 | 0.4 | 0.31 | 0.28 | 0.27 | 0.29 | 0.33 | 295 | 322.3 | 347.5 | 1.3 | 12.7 | 24.6 | 36.5 | 33.7 | 33.6 | 33.1 | 351.9 | 0.32 | 0.15 | 0.21 | 0.24 | 46.88% | 26.385 | 0.33474 | 0.94057 | 0.30551 | 1.0957 | 0.35062 | 0 | 0
2012-05-21 02:20 | 0.64 | 0.75 | 0.79 | 0.78 | 0.71 | 0.69 | 0.7 | 0.69 | 0.73 | 0.71 | 11.1 | 14.9 | 22.3 | 29.1 | 32.4 | 34.1 | 33.8 | 33.3 | 31.8 | 32.9 | 351.9 | 0.75 | 0.04 | 0.55 | 0.68 | 5.333% | 34.055 | 0.72175 | -0.13297 | 0.69142 | 1.0439 | 0.78289 | 0 | 0
2012-05-21 02:30 | 0.64 | 0.64 | 0.62 | 0.59 | 0.6 | 0.65 | 0.69 | 0.75 | 0.88 | 1.28 | 24 | 29.2 | 37.6 | 43.9 | 48.9 | 48.8 | 50.1 | 55.4 | 64.7 | 73.6 | 351.9 | 0.66 | 0.06 | 0.62 | 1.37 | 9.091% | 48.995 | 0.72868 | -0.55186 | 0.65559 | 1.1115 | 0.73358 | 0 | 0
2012-05-21 02:40 | 0.34 | 0.37 | 0.48 | 0.55 | 0.58 | 0.56 | 0.57 | 0.59 | 0.65 | 0.91 | 17.9 | 20 | 26.2 | 26.7 | 36.5 | 46 | 52 | 52 | 58 | 75.1 | 351.9 | 0.61 | 0.09 | 0.51 | 1.12 | 14.75% | 46.9 | 0.5752 | -0.16356 | 0.56142 | 1.0245 | 0.62497 | 0 | 0
2012-05-21 02:50 | 0.23 | 0.2 | 0.27 | 0.43 | 0.58 | 0.69 | 0.74 | 0.77 | 0.8 | 0.94 | 262.8 | 305.3 | 2.7 | 17.1 | 19.3 | 26.8 | 35 | 46.8 | 53.5 | 61.6 | 351.9 | 0.75 | 0.08 | 0.72 | 1.02 | 10.67% | 28.03 | 0.63991 | -0.64649 | 0.69695 | 0.91816 | 0.68862 | 0 | 0
2012-05-21 03:00 | 0.32 | 0.29 | 0.32 | 0.37 | 0.44 | 0.51 | 0.62 | 0.82 | 1.04 | 1.25 | 206.8 | 176.9 | 88.5 | 75.4 | 69.9 | 64 | 57.6 | 60.7 | 68.3 | 79.6 | 351.9 | 0.54 | 0.16 | 0.58 | 1.42 | 29.63% | 63.04 | 0.72236 | -1.8048 | 0.52447 | 1.3773 | 0.74375 | 0 | 0
2012-05-21 03:10 | 1.04 | 0.95 | 0.82 | 0.72 | 0.65 | 0.6 | 0.58 | 0.61 | 0.68 | 0.84 | 205.7 | 204.3 | 197 | 192 | 185.6 | 179.6 | 174.6 | 160.8 | 137.2 | 118.5 | 351.8 | 0.66 | 0.17 | 0.38 | 1.1 | 25.76% | 178.85 | 0.63852 | 0.31328 | 0.59709 | 1.0694 | 0.7058 | 0 | 0
2012-05-21 03:20 | 1.17 | 1.07 | 0.92 | 0.77 | 0.65 | 0.57 | 0.55 | 0.57 | 0.63 | 0.78 | 207.1 | 206.5 | 203.4 | 201.1 | 196.2 | 189.6 | 180.1 | 172.8 | 160.2 | 133.9 | 351.5 | 0.6 | 0.09 | 0.27 | 0.83 | 15% | 188.175 | 0.67412 | 0.33007 | 0.56709 | 1.1887 | 0.71324 | 0 | 0
2012-05-21 03:40 | 1.28 | 1.24 | 1.18 | 1.16 | 1.17 | 1.15 | 1.12 | 1.13 | 1.11 | 1.14 | 189.9 | 187.9 | 186 | 184.7 | 180.5 | 176.4 | 174 | 169.2 | 160.9 | 142.9 | 169.4 | 1.26 | 0.13 | 1.24 | 1.19 | 10.32% | 176.04 | 1.1302 | 0.24427 | 1.1457 | 0.98648 | 1.243 | 0 | 0
2012-05-21 03:50 | 1.16 | 1.13 | 1.05 | 1.01 | 1.01 | 1.02 | 1.06 | 1.11 | 1.13 | 1.17 | 174.9 | 175.6 | 174.4 | 170.9 | 167.7 | 163.7 | 158.6 | 152.8 | 148.9 | 136.4 | 170.8 | 0.91 | 0.29 | 0.87 | 1.27 | 31.87% | 162.935 | 1.0478 | -0.35547 | 1.0256 | 1.0216 | 0.92962 | 0 | 0
2012-05-21 04:00 | 1 | 0.98 | 0.96 | 0.91 | 0.87 | 0.85 | 0.84 | 0.82 | 0.73 | 0.6 | 178.4 | 178.5 | 178.7 | 178 | 172.3 | 165.6 | 161.8 | 154.4 | 140.5 | 131.9 | 163.3 | 0.96 | 0.2 | 0.91 | 0.74 | 20.83% | 165.03 | 0.83281 | 0.10936 | 0.84856 | 0.98143 | 0.94218 | 0 | 0
2012-05-21 04:10 | 1.64 | 1.59 | 1.52 | 1.43 | 1.35 | 1.25 | 1.15 | 1.06 | 0.99 | 0.94 | 178.5 | 177.7 | 173.8 | 169.7 | 167.3 | 165.5 | 163.8 | 159.7 | 154.2 | 149.1 | 151.1 | 1.34 | 0.22 | 1.21 | 0.81 | 16.42% | 165.245 | 1.2619 | 0.77053 | 1.2352 | 1.0216 | 1.369 | 0 | 0
2012-05-21 04:20 | 1.89 | 1.78 | 1.57 | 1.36 | 1.17 | 1 | 0.92 | 0.92 | 0.96 | 1.04 | 173 | 172.5 | 171.2 | 168.3 | 163.4 | 157.3 | 150.9 | 143.2 | 138.8 | 133.3 | 152.6 | 1.17 | 0.26 | 1.04 | 1.08 | 22.22% | 156.34 | 1.1649 | 0.77053 | 0.98812 | 1.1789 | 1.3794 | 0 | 0
2012-05-21 06:10 | 1.28 | 1.25 | 1.13 | 1.05 | 1.04 | 1.16 | 1.21 | 1.2 | 1.15 | 1.07 | 145 | 142.8 | 144.1 | 147.6 | 155.7 | 169.5 | 176.7 | 175.7 | 178.8 | 191.4 | 77.1 | 1.27 | 0.45 | 1.14 | 0.97 | 35.43% | 170.58 | 1.104 | -0.38997 | 1.167 | 0.94599 | 1.2014 | 0 | 0
2012-05-21 06:20 | 1.16 | 1.13 | 0.95 | 0.83 | 0.8 | 0.83 | 0.91 | 1.11 | 1.21 | 1.3 | 171 | 174.3 | 185.1 | 215.3 | 244.8 | 261.3 | 272.4 | 278.3 | 283.3 | 277.3 | 168.6 | 1.13 | 0.46 | 1.11 | 1.25 | 40.71% | 262.965 | 0.89491 | -0.85035 | 0.84102 | 1.0641 | 1.2024 | 0 | 0
2012-05-21 06:30 | 1.6 | 1.6 | 1.62 | 1.63 | 1.59 | 1.67 | 1.65 | 1.49 | 1.36 | 1.28 | 188.7 | 190 | 195.3 | 198.7 | 201.2 | 201.9 | 201.6 | 205.2 | 218.2 | 251.9 | 187.1 | 1.45 | 0.36 | 1.24 | 1.21 | 24.83% | 201.855 | 1.5477 | 0.11134 | 1.6671 | 0.92838 | 1.3462 | 0 | 0
2012-05-21 07:00 | 2.54 | 2.53 | 2.46 | 2.34 | 2.22 | 2.13 | 2.06 | 1.95 | 1.88 | 1.82 | 177.6 | 177.4 | 176.3 | 175 | 175 | 175.2 | 176 | 176.7 | 177.9 | 180 | 162 | 2.47 | 1.09 | 2.36 | 1.65 | 44.13% | 175.32 | 2.1582 | 0.3088 | 2.1198 | 1.0181 | 2.5147 | 0 | 0
2012-05-21 07:10 | 3.05 | 3.04 | 3.04 | 3.03 | 3.06 | 3.05 | 3.09 | 3.12 | 3.08 | 3.01 | 174.7 | 175.1 | 176.7 | 178.2 | 178.3 | 179 | 179.9 | 179.9 | 179.1 | 178.4 | 166.8 | 3.02 | 0.7 | 2.96 | 2.66 | 23.18% | 179.135 | 3.0633 | -0.12041 | 3.0557 | 1.0025 | 3.0275 | 1.82 | 2.73
2012-05-21 07:20 | 3.69 | 3.68 | 3.64 | 3.62 | 3.63 | 3.58 | 3.57 | 3.48 | 3.42 | 3.5 | 185.3 | 185.4 | 186.2 | 186.7 | 186.5 | 187 | 187.7 | 187.7 | 187 | 187.2 | 175.5 | 3.8 | 0.81 | 3.54 | 3.24 | 21.32% | 187.105 | 3.5646 | 0.025849 | 3.5786 | 0.99611 | 3.7852 | 72.8 | 71.89
2012-05-21 07:30 | 3.9 | 3.88 | 3.9 | 3.9 | 3.91 | 4.01 | 4.09 | 4.11 | 4.08 | 4.06 | 183.5 | 183.4 | 183.9 | 184.8 | 185.7 | 187.1 | 187.7 | 187.4 | 187.9 | 189.1 | 173.2 | 4.07 | 0.62 | 3.95 | 3.64 | 15.23% | 187.19 | 4.0014 | -0.18254 | 4.0214 | 0.99504 | 4.0498 | 98.63 | 96.45
2012-05-21 07:40 | 3.3 | 3.3 | 3.34 | 3.28 | 3.23 | 3.25 | 3.3 | 3.28 | 3.28 | 3.28 | 180.2 | 181.8 | 183.5 | 183.8 | 184.7 | 185 | 185.7 | 187.3 | 189.8 | 191.6 | 179.1 | 3.47 | 0.48 | 3.15 | 2.86 | 13.83% | 185.105 | 3.2756 | -0.14109 | 3.2571 | 1.0057 | 3.4897 | 42.77 | 44.59
2012-05-21 07:50 | 3.54 | 3.55 | 3.58 | 3.53 | 3.49 | 3.46 | 3.48 | 3.45 | 3.49 | 3.57 | 188.5 | 188.7 | 188.2 | 188 | 188.5 | 189.2 | 190.1 | 190.7 | 190.4 | 190.4 | 178.2 | 3.48 | 0.55 | 3.17 | 3.2 | 15.8% | 189.335 | 3.5002 | -0.053262 | 3.4629 | 1.0108 | 3.5175 | 43.68 | 47.32
2012-05-21 08:00 | 3.41 | 3.43 | 3.49 | 3.55 | 3.62 | 3.67 | 3.71 | 3.74 | 3.8 | 3.88 | 181.1 | 181.7 | 182.8 | 183.9 | 184.9 | 185.7 | 186.6 | 186.5 | 185.5 | 186.8 | 173.5 | 3.64 | 0.33 | 3.57 | 3.59 | 9.066% | 185.835 | 3.6637 | -0.10017 | 3.6757 | 0.99675 | 3.6282 | 58.24 | 57.33
2012-05-21 08:10 | 2.83 | 2.83 | 2.81 | 2.85 | 2.87 | 2.88 | 2.9 | 2.89 | 2.87 | 2.86 | 184.9 | 184.9 | 184.7 | 184.7 | 184.2 | 183.1 | 182.4 | 182.2 | 182.3 | 181.1 | 173.4 | 2.93 | 0.27 | 2.88 | 2.72 | 9.215% | 182.995 | 2.8668 | -0.063952 | 2.8829 | 0.99445 | 2.9137 | 0 | 0
2012-05-21 08:20 | 2.73 | 2.69 | 2.64 | 2.58 | 2.52 | 2.46 | 2.4 | 2.31 | 2.23 | 2.27 | 183.2 | 183.2 | 182.9 | 183.1 | 183.8 | 184 | 183.5 | 182.6 | 180.7 | 177.3 | 177.2 | 2.42 | 0.42 | 2.2 | 2.15 | 17.36% | 183.925 | 2.4513 | 0.22818 | 2.4513 | 1 | 2.42 | 0 | 0
2012-05-21 08:30 | 2.28 | 2.25 | 2.25 | 2.19 | 2.11 | 2.03 | 2 | 1.99 | 2 | 2.07 | 150.9 | 150.7 | 151.9 | 155.6 | 157.5 | 159.6 | 162.5 | 164.6 | 164.3 | 164.4 | 148.5 | 2.18 | 0.23 | 2.14 | 1.83 | 10.55% | 160.035 | 2.0791 | 0.13759 | 2.0257 | 1.0264 | 2.2375 | 0 | 0
2012-05-21 08:40 | 2.69 | 2.69 | 2.72 | 2.72 | 2.7 | 2.67 | 2.65 | 2.67 | 2.68 | 2.68 | 145.2 | 144.4 | 143.9 | 143 | 141.8 | 140 | 138.6 | 138.1 | 139 | 140.9 | 145.6 | 2.51 | 0.4 | 2.48 | 2.64 | 15.94% | 139.79 | 2.6833 | 0.069481 | 2.6671 | 1.0061 | 2.5252 | 0 | 0
2012-05-21 08:50 | 2.25 | 2.26 | 2.28 | 2.28 | 2.3 | 2.34 | 2.35 | 2.3 | 2.23 | 2.16 | 170.2 | 169.5 | 169 | 166.9 | 165.5 | 164.6 | 164.4 | 163.3 | 162.2 | 161.2 | 150.1 | 2.51 | 0.36 | 2.48 | 2.44 | 14.34% | 164.57 | 2.2889 | -0.039407 | 2.3414 | 0.97756 | 2.4537 | 0 | 0
2012-05-21 09:40 | 0.65 | 0.67 | 0.74 | 0.86 | 1 | 1.09 | 1.14 | 1.14 | 1.1 | 1.09 | 47.3 | 57.4 | 69.3 | 75.5 | 77.4 | 80.4 | 82.9 | 84.5 | 85.6 | 91.5 | 69.69 | 0.56 | 0.19 | 0.57 | 1.05 | 33.93% | 80.775 | 1.0249 | -0.41446 | 1.097 | 0.93428 | 0.52319 | 0 | 0
2012-05-21 09:50 | 0.87 | 0.88 | 0.88 | 0.88 | 0.96 | 1.04 | 1.03 | 1 | 0.99 | 1.02 | 162 | 160 | 153.2 | 146.9 | 143.5 | 146.1 | 150.4 | 150.9 | 147.6 | 146.9 | 201.3 | 0.47 | 0.29 | 0.38 | 0.68 | 61.7% | 146.745 | 0.97294 | 0.089286 | 1.0386 | 0.93682 | 0.4403 | 0 | 0
2012-05-21 10:00 | 1.02 | 1.04 | 1.05 | 1.09 | 1.15 | 1.21 | 1.34 | 1.45 | 1.42 | 1.32 | 58 | 56.3 | 54.2 | 50.5 | 45.3 | 37.6 | 29.6 | 24.1 | 25 | 32.8 | 81.67 | 1.12 | 0.28 | 1.05 | 0.87 | 25% | 36.4 | 1.2399 | -0.94304 | 1.2278 | 1.0099 | 1.1311 | 0 | 0
2012-05-21 10:30 | 1.04 | 1.05 | 1.07 | 1.08 | 1.09 | 1.12 | 1.15 | 1.2 | 1.24 | 1.29 | 118 | 117.1 | 112.9 | 105.2 | 97.5 | 89.5 | 81.2 | 75.1 | 70.3 | 62.6 | 82.69 | 1.28 | 0.34 | 1.31 | 1.38 | 26.56% | 88.255 | 1.1032 | -0.24427 | 1.1242 | 0.98125 | 1.256 | 0 | 0
2012-05-21 11:10 | 2.63 | 2.58 | 2.55 | 2.56 | 2.6 | 2.62 | 2.65 | 2.67 | 2.7 | 2.66 | 165.3 | 163.3 | 160.4 | 158.1 | 156.6 | 155.3 | 154.4 | 152.4 | 150.5 | 148.5 | 148.8 | 2.75 | 0.37 | 2.78 | 2.61 | 13.45% | 155.165 | 2.6197 | -0.10521 | 2.6243 | 0.99824 | 2.7452 | 0 | 0
2012-05-21 11:20 | 1.93 | 1.93 | 2 | 2.07 | 2.07 | 2.11 | 2.19 | 2.32 | 2.42 | 2.47 | 182.7 | 182 | 181.3 | 183 | 185.4 | 187.4 | 189.8 | 191.7 | 193.9 | 197.4 | 163.1 | 2.25 | 0.51 | 2.15 | 2.07 | 22.67% | 187.76 | 2.1809 | -0.34389 | 2.1213 | 1.0281 | 2.3132 | 0 | 0
2012-05-21 11:30 | 2.47 | 2.47 | 2.44 | 2.45 | 2.45 | 2.42 | 2.44 | 2.44 | 2.41 | 2.47 | 150.6 | 150.7 | 149.8 | 149.4 | 148 | 147.3 | 147.2 | 147.3 | 148.3 | 152.7 | 140.3 | 2.48 | 0.36 | 2.44 | 2.38 | 14.52% | 147.285 | 2.4376 | -0.076058 | 2.4229 | 1.0061 | 2.4951 | 0 | 0
2012-05-21 12:00 | 2.51 | 2.45 | 2.36 | 2.3 | 2.23 | 2.15 | 2.06 | 2 | 2.05 | 2.15 | 182.3 | 181.6 | 178.7 | 177.9 | 177.1 | 174.7 | 169.3 | 165.1 | 164 | 162.7 | 150.2 | 2.13 | 0.46 | 2.1 | 2.3 | 21.6% | 173.89 | 2.1655 | 0.39516 | 2.1369 | 1.0134 | 2.1585 | 0 | 0
2012-05-21 12:10 | 2.43 | 2.39 | 2.28 | 2.2 | 2.13 | 2.09 | 2.06 | 2.08 | 2.08 | 2.1 | 186.8 | 186.2 | 184.6 | 181.3 | 177 | 174.4 | 172.7 | 169.1 | 165.3 | 166 | 160.8 | 2.28 | 0.47 | 2.25 | 2.14 | 20.61% | 174.145 | 2.1247 | 0.13361 | 2.0857 | 1.0187 | 2.3227 | 0 | 0
2012-05-21 12:20 | 2.31 | 2.3 | 2.28 | 2.31 | 2.33 | 2.4 | 2.45 | 2.52 | 2.51 | 2.56 | 180.6 | 179.9 | 177.9 | 176.6 | 175.5 | 173.9 | 172.9 | 172.3 | 171.1 | 169.1 | 159.8 | 2.44 | 0.39 | 2.47 | 2.59 | 15.98% | 173.75 | 2.4086 | -0.19054 | 2.4071 | 1.0006 | 2.4415 | 0 | 0
2012-05-21 12:30 | 2.36 | 2.39 | 2.4 | 2.38 | 2.34 | 2.33 | 2.33 | 2.34 | 2.32 | 2.34 | 165.5 | 165 | 163.7 | 161.7 | 160.5 | 160.4 | 160.6 | 161.2 | 162 | 160.1 | 148.3 | 2.44 | 0.44 | 2.45 | 2.25 | 18.03% | 160.43 | 2.3472 | 0 | 2.33 | 1.0074 | 2.458 | 0 | 0
2012-05-21 12:40 | 1.64 | 1.61 | 1.59 | 1.57 | 1.54 | 1.56 | 1.61 | 1.58 | 1.54 | 1.55 | 169.7 | 167 | 162.3 | 159.8 | 156.4 | 152.3 | 150.1 | 149.1 | 146.1 | 147 | 148.1 | 1.65 | 0.37 | 1.63 | 1.61 | 22.42% | 151.97 | 1.5612 | -0.29154 | 1.5671 | 0.99628 | 1.6439 | 0 | 0
2012-05-21 12:50 | 1.56 | 1.59 | 1.68 | 1.75 | 1.74 | 1.64 | 1.6 | 1.63 | 1.66 | 1.74 | 169.4 | 170.4 | 171.6 | 171.2 | 173.4 | 178.4 | 180.3 | 181.5 | 183.7 | 184.1 | 141 | 1.68 | 0.53 | 1.62 | 1.58 | 31.55% | 178.685 | 1.665 | 0.22818 | 1.6342 | 1.0189 | 1.7117 | 0 | 0
2012-05-21 13:00 | 2.39 | 2.39 | 2.41 | 2.39 | 2.34 | 2.3 | 2.27 | 2.22 | 2.12 | 2.09 | 167.4 | 166.4 | 165 | 163.4 | 162.1 | 161.5 | 162.2 | 162.8 | 165.3 | 169.5 | 153.2 | 2.24 | 0.67 | 2.25 | 2.22 | 29.91% | 161.605 | 2.2848 | 0.12133 | 2.2957 | 0.99525 | 2.2294 | 0 | 0
2012-05-21 13:10 | 1.92 | 1.87 | 1.85 | 1.89 | 1.96 | 2.02 | 2.09 | 2.09 | 1.99 | 1.84 | 183.9 | 182.9 | 180.9 | 181.5 | 181.2 | 180.6 | 179.3 | 178.4 | 179.2 | 176.8 | 170.2 | 1.94 | 0.7 | 1.75 | 1.91 | 36.08% | 180.405 | 1.9802 | -0.31481 | 2.0299 | 0.97553 | 1.8925 | 0 | 0
2012-05-21 13:20 | 1.84 | 1.86 | 1.86 | 1.84 | 1.81 | 1.74 | 1.72 | 1.73 | 1.7 | 1.69 | 167.4 | 172.4 | 177.9 | 183.1 | 185.6 | 185 | 186.9 | 188.1 | 191.6 | 200 | 182 | 1.76 | 0.61 | 1.7 | 1.63 | 34.66% | 185.285 | 1.7614 | 0.10683 | 1.7371 | 1.014 | 1.7846 | 0 | 0
2012-05-21 14:00 | 1.39 | 1.45 | 1.53 | 1.54 | 1.57 | 1.6 | 1.7 | 1.83 | 1.89 | 1.88 | 189.8 | 186.7 | 187.8 | 189.2 | 189.4 | 189.2 | 190.2 | 189.6 | 189.9 | 188.8 | 184.8 | 1.77 | 0.49 | 1.62 | 1.67 | 27.68% | 189.35 | 1.6825 | -0.56023 | 1.614 | 1.0425 | 1.8452 | 0 | 0
2012-05-21 14:20 | 2.04 | 2.01 | 1.97 | 1.93 | 1.94 | 1.97 | 2.03 | 2.09 | 2.26 | 2.41 | 302.6 | 310.4 | 325.1 | 327.8 | 333.7 | 346.1 | 355.4 | 0.4 | 4.7 | 5.3 | 320.2 | 2.56 | 0.74 | 2.41 | 2.59 | 28.91% | 347.495 | 1.9747 | -0.27725 | 1.9785 | 0.99807 | 2.5551 | 0 | 0
2012-05-21 14:30 | 2.24 | 2.28 | 2.33 | 2.49 | 2.73 | 3.02 | 3.25 | 3.42 | 3.56 | 3.64 | 55.7 | 58.1 | 62.2 | 64.4 | 63.9 | 63 | 62.4 | 61.6 | 61.6 | 60.9 | 53.28 | 3 | 0.53 | 3.22 | 3.56 | 17.67% | 62.91 | 3.0625 | -0.67827 | 3.0519 | 1.0035 | 3.0104 | 0 | 0.91
2012-05-21 14:40 | 1.2 | 1.25 | 1.34 | 1.48 | 1.72 | 1.95 | 2.18 | 2.45 | 2.66 | 2.73 | 99.4 | 98.2 | 94.8 | 93.3 | 89.1 | 83.4 | 76.9 | 70.2 | 66.3 | 65.5 | 69.09 | 2.06 | 0.78 | 2.31 | 2.65 | 37.86% | 82.425 | 2.0578 | -1.0303 | 1.9814 | 1.0386 | 2.1394 | 0 | 0
2012-05-21 15:40 | 2.26 | 2.29 | 2.37 | 2.4 | 2.48 | 2.51 | 2.48 | 2.46 | 2.5 | 2.49 | 101.1 | 99.3 | 95.7 | 92.3 | 89.9 | 87.4 | 85.8 | 85.3 | 84.8 | 85.7 | 83.01 | 2.63 | 0.32 | 2.54 | 2.44 | 12.17% | 87.16 | 2.4495 | 0.11112 | 2.5057 | 0.97757 | 2.571 | 0 | 0
2012-05-21 17:00 | 1.45 | 1.44 | 1.52 | 1.69 | 1.95 | 2.19 | 2.33 | 2.51 | 2.7 | 2.79 | 63.3 | 67.4 | 72 | 73.7 | 74.6 | 75.1 | 74.2 | 71.7 | 71.3 | 69.7 | 71.42 | 1.94 | 0.81 | 2.11 | 2.77 | 41.75% | 74.965 | 2.2268 | -0.57263 | 2.2095 | 1.0078 | 1.9551 | 0 | 0
2012-05-21 17:10 | 2.08 | 2.11 | 2.12 | 2.15 | 2.23 | 2.32 | 2.35 | 2.39 | 2.47 | 2.49 | 60.4 | 61 | 62.7 | 61.4 | 62.6 | 64.2 | 66.4 | 68.4 | 71.1 | 76.5 | 53.47 | 2.17 | 0.53 | 2.18 | 2.52 | 24.42% | 64.53 | 2.2976 | -0.11873 | 2.3243 | 0.98854 | 2.1451 | 0 | 0
2012-05-21 17:20 | 1.87 | 1.92 | 1.9 | 1.97 | 2.04 | 2.07 | 2.09 | 2.12 | 2.2 | 2.21 | 75.7 | 74.9 | 72.8 | 75.2 | 74.9 | 76 | 76.2 | 73.5 | 70.9 | 70.4 | 69.38 | 2.1 | 0.33 | 2.06 | 2.09 | 15.71% | 76.03 | 2.0646 | -0.088856 | 2.0729 | 0.99601 | 2.0916 | 0 | 0
2012-05-21 17:30 | 1.5 | 1.5 | 1.48 | 1.53 | 1.61 | 1.68 | 1.71 | 1.69 | 1.71 | 1.79 | 38.3 | 38.5 | 39.6 | 41.3 | 43.5 | 45.9 | 49.9 | 51.4 | 54.4 | 57 | 44.19 | 1.57 | 0.43 | 1.61 | 1.74 | 27.39% | 46.5 | 1.6354 | -0.16356 | 1.6843 | 0.97098 | 1.5244 | 0 | 0
2012-05-21 17:40 | 1.3 | 1.27 | 1.23 | 1.24 | 1.31 | 1.4 | 1.5 | 1.63 | 1.68 | 1.75 | 84.8 | 82.3 | 74.1 | 71.1 | 66.6 | 62.3 | 62 | 62.4 | 61.5 | 62.9 | 37.64 | 1.24 | 0.27 | 1.27 | 1.82 | 21.77% | 62.255 | 1.4583 | -0.63756 | 1.4139 | 1.0314 | 1.2789 | 0 | 0
2012-05-21 17:50 | 1.41 | 1.4 | 1.47 | 1.52 | 1.46 | 1.46 | 1.47 | 1.51 | 1.52 | 1.57 | 41.4 | 43.9 | 49.7 | 51.6 | 51.8 | 52.2 | 54.1 | 56 | 56.6 | 54.9 | 36.49 | 1.18 | 0.61 | 1.16 | 1.32 | 51.69% | 52.485 | 1.4859 | -0.063079 | 1.4614 | 1.0168 | 1.1998 | 0 | 0
2012-05-21 18:00 | 1.3 | 1.29 | 1.3 | 1.37 | 1.44 | 1.53 | 1.6 | 1.7 | 1.8 | 1.99 | 46 | 44.8 | 44.1 | 45.2 | 49.5 | 55.9 | 61.2 | 64.3 | 68.1 | 75.5 | 44.56 | 1.59 | 0.73 | 1.62 | 1.92 | 45.91% | 56.695 | 1.5537 | -0.4134 | 1.5398 | 1.009 | 1.6043 | 0 | 0
2012-05-21 18:20 | 1.17 | 1.12 | 0.99 | 0.87 | 0.8 | 0.78 | 0.84 | 0.91 | 1 | 1.28 | 12.3 | 17.8 | 26 | 35.2 | 47.7 | 61.5 | 72 | 80 | 84 | 82.4 | 36.77 | 0.65 | 0.28 | 0.61 | 1.12 | 43.08% | 63.075 | 0.85335 | -0.68483 | 0.78833 | 1.0825 | 0.70361 | 0 | 0
2012-05-21 18:30 | 1.25 | 1.25 | 1.26 | 1.3 | 1.36 | 1.46 | 1.59 | 1.73 | 1.89 | 2.16 | 66.3 | 66.6 | 69.9 | 73.9 | 75.2 | 77 | 78.6 | 77.4 | 77.2 | 76.6 | 67.46 | 1.52 | 0.47 | 1.58 | 2.19 | 30.92% | 77.24 | 1.5834 | -0.78823 | 1.478 | 1.0714 | 1.6285 | 0 | 0
2012-05-21 18:40 | 1.8 | 1.76 | 1.74 | 1.78 | 1.81 | 1.84 | 1.86 | 1.94 | 2.07 | 2.15 | 65.6 | 64.9 | 65.7 | 67.4 | 71.1 | 71.4 | 72.4 | 75.7 | 77.7 | 80.1 | 69.44 | 2 | 0.25 | 2.01 | 2.15 | 12.5% | 71.55 | 1.8781 | -0.099904 | 1.8429 | 1.0191 | 2.0382 | 0 | 0
2012-05-21 18:50 | 2.16 | 2.19 | 2.21 | 2.23 | 2.26 | 2.27 | 2.28 | 2.31 | 2.38 | 2.43 | 77.2 | 78.1 | 80.6 | 83.1 | 85.1 | 86.5 | 86.3 | 86.7 | 86.3 | 85.5 | 76.41 | 2.35 | 0.21 | 2.33 | 2.24 | 8.936% | 86.47 | 2.2822 | -0.04062 | 2.2714 | 1.0047 | 2.3611 | 0 | 0
2012-05-21 19:00 | 3.02 | 3.03 | 3.02 | 2.98 | 2.9 | 2.86 | 2.82 | 2.71 | 2.63 | 2.52 | 77.9 | 79.1 | 79.9 | 81.2 | 81.2 | 81.9 | 82.5 | 83 | 82.9 | 83.4 | 72.58 | 3 | 0.15 | 2.91 | 2.3 | 5% | 81.99 | 2.8385 | 0.13016 | 2.8542 | 0.9945 | 2.9835 | 0 | 0
2012-05-21 19:10 | 2.69 | 2.7 | 2.69 | 2.75 | 2.7 | 2.73 | 2.69 | 2.62 | 2.59 | 2.57 | 81.3 | 82.2 | 84.3 | 86.9 | 88.5 | 91 | 92.9 | 95.1 | 96.5 | 97.5 | 84.24 | 2.79 | 0.22 | 2.75 | 2.38 | 7.885% | 91.285 | 2.6697 | 0.1364 | 2.7242 | 0.97998 | 2.7341 | 0 | 0
2012-05-21 19:20 | 2.75 | 2.75 | 2.74 | 2.67 | 2.65 | 2.6 | 2.58 | 2.53 | 2.5 | 2.42 | 70.1 | 71.2 | 73.9 | 76.5 | 78.8 | 81.6 | 84.6 | 88.8 | 92.2 | 96.6 | 75.08 | 2.73 | 0.09 | 2.66 | 2.21 | 3.297% | 82.05 | 2.5869 | 0.071359 | 2.5971 | 0.99607 | 2.7193 | 0 | 0
2012-05-21 19:30 | 3.04 | 3.05 | 3.04 | 3.05 | 3.01 | 2.98 | 2.96 | 2.94 | 2.91 | 2.83 | 73.6 | 74.3 | 75.7 | 77.4 | 78.7 | 80 | 81.5 | 82.9 | 84.9 | 88 | 71.17 | 3.04 | 0.11 | 2.98 | 2.8 | 3.618% | 80.225 | 2.973 | 0.062229 | 2.9771 | 0.99861 | 3.0358 | 3.64 | 3.64
2012-05-21 19:40 | 2.88 | 2.87 | 2.79 | 2.75 | 2.77 | 2.79 | 2.83 | 2.89 | 2.94 | 3.05 | 57.8 | 59.3 | 62.1 | 64.2 | 68.9 | 72.8 | 77.5 | 82.2 | 85.4 | 90.4 | 67.09 | 2.88 | 0.21 | 2.88 | 2.86 | 7.292% | 73.505 | 2.8032 | -0.13155 | 2.7957 | 1.0027 | 2.8878 | 0 | 0
2012-05-21 19:50 | 2.93 | 2.95 | 2.99 | 3.06 | 3.18 | 3.23 | 3.29 | 3.34 | 3.36 | 3.39 | 65 | 66.4 | 70.2 | 75.9 | 81.1 | 85.8 | 88.9 | 91.2 | 93 | 94.1 | 79.2 | 3.36 | 0.18 | 3.35 | 3.16 | 5.357% | 86.265 | 3.1871 | -0.17008 | 3.2385 | 0.98412 | 3.3066 | 32.76 | 28.21
2012-05-21 20:00 | 2.65 | 2.64 | 2.65 | 2.65 | 2.66 | 2.74 | 2.86 | 2.96 | 3.06 | 3.15 | 64.2 | 66.8 | 72 | 76.7 | 83.2 | 89.5 | 94.8 | 98.9 | 102.6 | 106.6 | 81.16 | 2.81 | 0.32 | 2.83 | 2.93 | 11.39% | 90.295 | 2.767 | -0.3961 | 2.7569 | 1.0037 | 2.8204 | 0 | 0
2012-05-21 20:10 | 3.1 | 3.09 | 3.09 | 3.13 | 3.16 | 3.21 | 3.28 | 3.36 | 3.48 | 3.61 | 70.1 | 72.8 | 78.6 | 86.2 | 90.4 | 93.3 | 96 | 97.2 | 98.3 | 100.5 | 84.58 | 3.26 | 0.24 | 3.25 | 3.52 | 7.362% | 93.705 | 3.2419 | -0.19935 | 3.2199 | 1.0068 | 3.2822 | 23.66 | 25.48
2012-05-21 22:30 | 4.89 | 4.92 | 4.94 | 4.92 | 4.96 | 4.9 | 4.89 | 4.9 | 4.85 | 4.79 | 88.8 | 88.8 | 88.7 | 89.6 | 90 | 91.1 | 92.6 | 94.3 | 96 | 98.5 | 83.18 | 4.88 | 0.14 | 4.81 | 4.47 | 2.869% | 91.325 | 4.8961 | 0.018878 | 4.8986 | 0.9995 | 4.8776 | 186.92 | 186.92
2012-05-21 23:20 | 4.87 | 4.81 | 4.78 | 4.79 | 4.72 | 4.71 | 4.61 | 4.52 | 4.36 | 4.12 | 83.8 | 85 | 87.6 | 90.1 | 91.9 | 92.9 | 93.7 | 93.8 | 93.4 | 93 | 84.74 | 4.82 | 0.1 | 4.74 | 3.88 | 2.075% | 93.02 | 4.6195 | 0.19831 | 4.6955 | 0.98381 | 4.742 | 180.38 | 171.66
2012-05-21 23:50 | 4.51 | 4.51 | 4.49 | 4.4 | 4.28 | 4.25 | 4.22 | 4.23 | 4.23 | 4.19 | 91.3 | 92 | 94 | 94.6 | 93.6 | 92.6 | 91.8 | 91 | 89.2 | 88.4 | 84.81 | 4.35 | 0.17 | 4.25 | 3.67 | 3.908% | 92.48 | 4.2968 | 0.065462 | 4.2457 | 1.012 | 4.4023 | 129.15 | 134.6
2012-05-22 00:10 | 4.45 | 4.4 | 4.16 | 4.05 | 4.04 | 4 | 3.99 | 3.91 | 3.91 | 3.79 | 86.3 | 87.2 | 87.1 | 86.8 | 85.7 | 83.4 | 83.5 | 85.1 | 86.3 | 86.9 | 75.29 | 4.15 | 0.15 | 4.12 | 3.48 | 3.614% | 83.415 | 4.011 | 0.023131 | 3.9986 | 1.0031 | 4.1629 | 107.35 | 108.44
2012-05-22 00:20 | 4.89 | 4.79 | 4.69 | 4.56 | 4.49 | 4.52 | 4.46 | 4.36 | 4.28 | 4.06 | 82.8 | 83.4 | 83.8 | 83.3 | 82.2 | 80.8 | 79.8 | 80.2 | 80.9 | 82.5 | 72.52 | 4.57 | 0.35 | 4.56 | 3.67 | 7.659% | 80.65 | 4.4702 | 0.12349 | 4.5114 | 0.99088 | 4.5283 | 153.13 | 148.77
2012-05-22 00:30 | 4.83 | 4.8 | 4.69 | 4.64 | 4.64 | 4.6 | 4.52 | 4.44 | 4.18 | 3.67 | 82.9 | 82.9 | 82 | 81.5 | 81.6 | 81.4 | 81.8 | 81.8 | 82.9 | 79.7 | 73.61 | 4.71 | 0.08 | 4.67 | 3.42 | 1.699% | 81.46 | 4.5072 | 0.16213 | 4.5885 | 0.98229 | 4.6266 | 168.39 | 159.67
2012-05-22 00:40 | 5.06 | 4.98 | 4.84 | 4.74 | 4.65 | 4.56 | 4.54 | 4.49 | 4.38 | 4.04 | 83.9 | 84.3 | 84.8 | 84.3 | 84 | 83.5 | 83.2 | 84.1 | 84.3 | 84.3 | 75.55 | 4.68 | 0.13 | 4.61 | 3.63 | 2.778% | 83.455 | 4.5885 | 0.04062 | 4.5571 | 1.0069 | 4.7122 | 165.12 | 168.39
2012-05-22 00:50 | 5.31 | 5.24 | 5.06 | 4.94 | 4.82 | 4.67 | 4.58 | 4.5 | 4.41 | 4.33 | 87.5 | 87.5 | 88.1 | 88.7 | 88.3 | 88.6 | 89.3 | 88.8 | 88.8 | 89.9 | 81.13 | 4.86 | 0.18 | 4.73 | 4.22 | 3.704% | 88.705 | 4.717 | 0.17983 | 4.657 | 1.0129 | 4.9226 | 184.74 | 191.28
2012-05-22 01:00 | 5.74 | 5.65 | 5.5 | 5.42 | 5.35 | 5.22 | 5.14 | 5 | 4.87 | 4.53 | 88.7 | 89 | 89.3 | 89.5 | 90.2 | 91.1 | 91.4 | 91.2 | 90.3 | 89.6 | 83.57 | 5.41 | 0.27 | 5.3 | 4.46 | 4.991% | 91.145 | 5.2023 | 0.14272 | 5.2085 | 0.99883 | 5.4036 | 266.42 | 264.8
2012-05-22 01:50 | 6.25 | 6.32 | 6.45 | 6.6 | 6.66 | 6.67 | 6.59 | 6.27 | 5.95 | 5.47 | 92.3 | 92.1 | 91.6 | 90.9 | 90.6 | 90.7 | 90.6 | 90.6 | 91.4 | 93 | 82.43 | 6.97 | 0.29 | 6.86 | 5.12 | 4.161% | 90.685 | 6.417 | 0.11151 | 6.6585 | 0.96374 | 6.7173 | 581.22 | 524.72
2012-05-22 02:00 | 6.2 | 6.26 | 6.49 | 6.71 | 6.89 | 6.89 | 6.72 | 6.34 | 5.97 | 5.32 | 90.5 | 89.9 | 89.1 | 87.8 | 86.7 | 85.8 | 85.4 | 85.9 | 86.9 | 88.2 | 76.59 | 7.05 | 0.22 | 6.95 | 4.93 | 3.121% | 85.74 | 6.5232 | 0.23087 | 6.8654 | 0.95015 | 6.6986 | 603.05 | 520.2
2012-05-22 02:10 | 6.43 | 6.54 | 6.77 | 6.89 | 7.01 | 6.9 | 6.59 | 6.16 | 5.69 | 5.03 | 89 | 87.6 | 85.6 | 83.5 | 81.5 | 79.8 | 79.6 | 80.4 | 82.3 | 84.7 | 71.1 | 7.12 | 0.18 | 6.82 | 4.58 | 2.528% | 79.77 | 6.5231 | 0.42479 | 6.8547 | 0.95162 | 6.7755 | 624.12 | 538.28
2012-05-22 02:20 | 6.92 | 7.1 | 7.26 | 7.35 | 7.24 | 6.87 | 6.54 | 6.16 | 5.81 | 5.22 | 86.3 | 85.4 | 83.6 | 81.7 | 79.5 | 77.9 | 78.1 | 79 | 80.6 | 81.7 | 69.74 | 7.1 | 0.39 | 6.74 | 5.06 | 5.493% | 77.93 | 6.714 | 0.45491 | 6.8217 | 0.98421 | 6.9879 | 618.1 | 585.74
2012-05-22 02:30 | 6.71 | 6.82 | 7.03 | 7.09 | 6.98 | 6.74 | 6.39 | 6.03 | 5.72 | 5.27 | 91.2 | 89.9 | 86.8 | 83.5 | 80.4 | 78.1 | 77.7 | 79 | 80.8 | 83.6 | 69.5 | 6.81 | 0.4 | 6.52 | 4.77 | 5.874% | 78.04 | 6.5203 | 0.49278 | 6.6887 | 0.97483 | 6.6386 | 545.06 | 506.64
2012-05-22 03:10 | 7.44 | 7.46 | 7.49 | 7.42 | 7.32 | 7.12 | 6.91 | 6.56 | 6.19 | 5.57 | 94.2 | 94.3 | 94.5 | 94.4 | 93.3 | 90.7 | 88.2 | 86.2 | 85.4 | 85.1 | 82.75 | 7.13 | 0.38 | 6.87 | 4.8 | 5.33% | 90.325 | 6.9608 | 0.27666 | 7.0895 | 0.98185 | 7.0006 | 627.13 | 588
2012-05-22 05:20 | 4.7 | 4.62 | 4.61 | 4.62 | 4.64 | 4.45 | 4.34 | 4.11 | 3.87 | 3.48 | 101.6 | 100.9 | 100.7 | 99.5 | 97.9 | 96.3 | 94.3 | 93.2 | 89.8 | 84.7 | 84.58 | 3.75 | 0.8 | 3.88 | 3.1 | 21.33% | 96 | 4.3503 | 0.2313 | 4.4341 | 0.98111 | 3.6792 | 68.25 | 61.88
2012-05-22 14:20 | 3.78 | 3.79 | 3.8 | 3.77 | 3.78 | 3.83 | 3.85 | 3.84 | 3.88 | 3.82 | 97.3 | 95.5 | 91 | 86.3 | 83.3 | 80.9 | 78.1 | 75.1 | 73.6 | 72.3 | 77 | 3.83 | 0.51 | 3.82 | 3.34 | 13.32% | 80.48 | 3.7976 | -0.04813 | 3.8329 | 0.99081 | 3.7948 | 75.53 | 71.89
2012-05-22 14:30 | 3.79 | 3.83 | 3.77 | 3.88 | 3.92 | 3.95 | 3.94 | 3.88 | 3.82 | 3.66 | 89.7 | 88.7 | 87.7 | 87.1 | 86.9 | 85.6 | 84.9 | 82.4 | 80 | 79.6 | 76.08 | 3.97 | 0.47 | 3.92 | 3.24 | 11.84% | 85.495 | 3.8676 | 0.023425 | 3.9486 | 0.97949 | 3.8886 | 88.27 | 80.99
2012-05-22 14:40 | 3.98 | 3.98 | 4.03 | 3.96 | 3.94 | 3.96 | 4 | 4.02 | 4 | 3.85 | 84.1 | 82.9 | 81.7 | 79.2 | 76.8 | 75 | 73.7 | 72.8 | 73.1 | 74.7 | 69.51 | 3.86 | 0.65 | 3.8 | 3.31 | 16.84% | 74.805 | 3.9712 | -0.092875 | 3.9657 | 1.0014 | 3.8653 | 78.26 | 79.17
2012-05-22 14:50 | 3.93 | 3.96 | 3.99 | 4 | 4.06 | 4.06 | 4.04 | 4.04 | 4.14 | 4.07 | 79.2 | 78.6 | 75.7 | 74.3 | 73.3 | 72.5 | 70.9 | 69 | 67.1 | 66.6 | 64.77 | 4.21 | 0.44 | 4.15 | 3.41 | 10.45% | 72.26 | 4.0404 | 0.045635 | 4.0571 | 0.99589 | 4.1927 | 113.89 | 111.71
2012-05-22 15:00 | 4.11 | 4.08 | 4.02 | 4.05 | 4.09 | 4.1 | 4.08 | 4.03 | 4.03 | 3.99 | 86.2 | 85 | 83.6 | 82.9 | 81.9 | 81 | 80.7 | 79.9 | 79.4 | 79.4 | 71.33 | 4.23 | 0.42 | 4.27 | 3.78 | 9.929% | 80.955 | 4.0554 | 0.045188 | 4.0971 | 0.98982 | 4.1869 | 116.07 | 111.71
2012-05-22 15:10 | 4.05 | 4.08 | 4.13 | 4.14 | 4.1 | 4.06 | 4.09 | 4.1 | 4.21 | 4.32 | 74.8 | 73.4 | 72.2 | 71.7 | 70.8 | 70.4 | 70.4 | 70.4 | 72.1 | 74.7 | 69.09 | 4.11 | 0.52 | 4.11 | 3.6 | 12.65% | 70.4 | 4.1253 | -0.068032 | 4.0643 | 1.015 | 4.1717 | 102.99 | 109.53
2012-05-22 15:20 | 4.34 | 4.3 | 4.29 | 4.31 | 4.41 | 4.43 | 4.38 | 4.3 | 4.23 | 4.17 | 80.6 | 79.2 | 78.3 | 77.9 | 78.4 | 79.6 | 80.5 | 80.7 | 80.7 | 79.2 | 72.31 | 4.47 | 0.52 | 4.41 | 4.13 | 11.63% | 79.735 | 4.3292 | 0.10489 | 4.4228 | 0.97884 | 4.3754 | 142.23 | 132.42
2012-05-22 15:30 | 4.32 | 4.32 | 4.28 | 4.27 | 4.26 | 4.27 | 4.26 | 4.25 | 4.21 | 4.02 | 81 | 79.8 | 78.5 | 77.9 | 77.4 | 77.1 | 76.5 | 75.5 | 75.9 | 73.8 | 68.46 | 4.46 | 0.36 | 4.39 | 4.02 | 8.072% | 77.01 | 4.2469 | 0.021667 | 4.2686 | 0.99492 | 4.4374 | 141.14 | 138.96
2012-05-22 15:40 | 4.98 | 4.94 | 4.93 | 4.83 | 4.72 | 4.66 | 4.6 | 4.54 | 4.52 | 4.34 | 85.8 | 84.8 | 84.3 | 83.5 | 83 | 82.8 | 81.9 | 81 | 82.3 | 82.3 | 69.38 | 4.9 | 0.31 | 4.88 | 4.29 | 6.327% | 82.665 | 4.6755 | 0.11976 | 4.6514 | 1.0052 | 4.9255 | 189.1 | 192.37
2012-05-22 15:50 | 4.62 | 4.59 | 4.52 | 4.49 | 4.49 | 4.56 | 4.62 | 4.62 | 4.58 | 4.51 | 80.4 | 79.7 | 77.4 | 76.6 | 75.6 | 75.4 | 74.3 | 73.3 | 72.8 | 72.6 | 67.32 | 4.54 | 0.34 | 4.58 | 3.88 | 7.489% | 75.235 | 4.5534 | -0.1208 | 4.5685 | 0.99669 | 4.525 | 149.86 | 147.68
2012-05-22 16:00 | 5.24 | 5.21 | 5.14 | 5.13 | 5.13 | 5.1 | 5.14 | 5.16 | 5.14 | 5.03 | 78.9 | 78.3 | 77.8 | 76.8 | 76.4 | 76 | 75.6 | 75.1 | 75 | 74.8 | 70.85 | 4.85 | 0.45 | 4.8 | 4.37 | 9.278% | 75.94 | 5.1314 | -0.072196 | 5.1057 | 1.005 | 4.8744 | 183.65 | 185.83
2012-05-22 16:10 | 5.32 | 5.36 | 5.48 | 5.5 | 5.5 | 5.5 | 5.49 | 5.45 | 5.42 | 5.31 | 86.1 | 84.4 | 82.7 | 81.5 | 81 | 80.9 | 80.8 | 80 | 79.3 | 77.6 | 71.85 | 5.29 | 0.46 | 5.25 | 4.65 | 8.696% | 80.885 | 5.462 | 0.016817 | 5.4986 | 0.99335 | 5.2548 | 246.98 | 240.5
2012-05-22 16:20 | 5.62 | 5.67 | 5.64 | 5.54 | 5.45 | 5.43 | 5.4 | 5.35 | 5.22 | 4.99 | 84.2 | 82.9 | 80.8 | 80 | 79.7 | 79.7 | 80.2 | 80.1 | 79.9 | 80.9 | 71.47 | 5.73 | 0.45 | 5.68 | 5.19 | 7.853% | 79.775 | 5.418 | 0.051197 | 5.4257 | 0.99858 | 5.7219 | 318.26 | 316.64
2012-05-22 16:30 | 5.62 | 5.57 | 5.48 | 5.35 | 5.23 | 5.12 | 5.05 | 4.99 | 4.97 | 4.91 | 80.4 | 79.7 | 79.6 | 78.9 | 78.7 | 79.1 | 78.6 | 78.1 | 77.3 | 77.9 | 67.51 | 5.32 | 0.36 | 5.21 | 4.68 | 6.767% | 79.025 | 5.1708 | 0.12721 | 5.1099 | 1.0119 | 5.3834 | 251.84 | 261.56
2012-05-22 16:40 | 5.55 | 5.56 | 5.46 | 5.35 | 5.29 | 5.21 | 5.14 | 5.08 | 5.04 | 4.86 | 84.4 | 83.3 | 82 | 80.8 | 79.9 | 79.1 | 78.5 | 78.1 | 78.7 | 79.3 | 70.39 | 5.07 | 0.42 | 5.04 | 4.5 | 8.284% | 79.01 | 5.2164 | 0.125 | 5.1999 | 1.0032 | 5.086 | 211.34 | 214.58
2012-05-22 16:50 | 6.02 | 6.04 | 6.04 | 5.96 | 5.82 | 5.73 | 5.69 | 5.65 | 5.53 | 5.32 | 84.2 | 83.7 | 82.7 | 82.8 | 82.6 | 82.6 | 83.2 | 83.4 | 83.8 | 83.7 | 70.94 | 5.84 | 0.43 | 5.78 | 4.76 | 7.363% | 82.69 | 5.7592 | 0.064736 | 5.7243 | 1.0061 | 5.8757 | 336.08 | 342.56
2012-05-22 17:00 | 6.31 | 6.33 | 6.35 | 6.33 | 6.24 | 6.13 | 6.02 | 5.89 | 5.73 | 5.39 | 83.1 | 82.8 | 82.6 | 82.2 | 82.1 | 82.5 | 83.2 | 82.9 | 82.3 | 81.9 | 73.66 | 6.13 | 0.33 | 6.03 | 4.91 | 5.383% | 82.605 | 6.0751 | 0.16733 | 6.1141 | 0.99362 | 6.0909 | 391.38 | 382.34
2012-05-22 17:10 | 6.2 | 6.16 | 6.05 | 5.87 | 5.71 | 5.56 | 5.47 | 5.29 | 5.07 | 4.78 | 84.8 | 84.6 | 83.9 | 83.1 | 83 | 82.3 | 81.9 | 81.7 | 81.7 | 81.7 | 72.51 | 5.81 | 0.38 | 5.67 | 4.66 | 6.54% | 82.24 | 5.5669 | 0.15081 | 5.547 | 1.0036 | 5.8308 | 331.22 | 334.46
2012-05-22 17:20 | 6.08 | 6 | 5.86 | 5.82 | 5.75 | 5.65 | 5.57 | 5.47 | 5.41 | 5.27 | 82.9 | 82.4 | 81.4 | 80.6 | 80.2 | 79.7 | 79.1 | 78.3 | 78.3 | 77.5 | 70.47 | 5.76 | 0.28 | 5.69 | 4.79 | 4.861% | 79.61 | 5.6418 | 0.13178 | 5.6385 | 1.0006 | 5.7634 | 323.12 | 323.12
2012-05-22 17:30 | 6.14 | 6.1 | 5.91 | 5.83 | 5.74 | 5.66 | 5.6 | 5.5 | 5.39 | 5.34 | 84.1 | 83.5 | 82 | 79.8 | 79 | 78.1 | 77.4 | 76.6 | 75.6 | 76.7 | 70.31 | 5.63 | 0.33 | 5.57 | 4.76 | 5.861% | 77.995 | 5.6594 | 0.098484 | 5.6514 | 1.0014 | 5.638 | 302.06 | 303.68
2012-05-22 17:40 | 6.17 | 6.16 | 6.03 | 5.98 | 5.89 | 5.72 | 5.58 | 5.43 | 5.32 | 5.13 | 80 | 78.8 | 77.1 | 75.8 | 74.8 | 73.6 | 72.4 | 72.3 | 71.6 | 71.1 | 66.36 | 5.71 | 0.53 | 5.57 | 4.77 | 9.282% | 73.42 | 5.6975 | 0.22899 | 5.6997 | 0.99961 | 5.7078 | 315.02 | 315.02
2012-05-22 17:50 | 5.45 | 5.45 | 5.39 | 5.37 | 5.31 | 5.23 | 5.16 | 5.07 | 4.96 | 4.66 | 83.5 | 83 | 81.7 | 81.2 | 80.9 | 80.5 | 80 | 79.4 | 79.7 | 79.1 | 71.8 | 5.17 | 0.59 | 5.13 | 4.07 | 11.41% | 80.425 | 5.1957 | 0.12452 | 5.2199 | 0.99536 | 5.146 | 227.54 | 224.3
2012-05-22 18:00 | 5.81 | 5.85 | 5.89 | 5.94 | 5.95 | 5.88 | 5.74 | 5.54 | 5.32 | 4.99 | 87.7 | 87.3 | 86.3 | 85.3 | 84.8 | 84.6 | 84.6 | 84.2 | 84.5 | 85.5 | 75.54 | 5.99 | 0.31 | 5.89 | 4.92 | 5.175% | 84.6 | 5.7255 | 0.22269 | 5.8597 | 0.97709 | 5.8527 | 360.38 | 337.7
2012-05-22 18:10 | 6.2 | 6.23 | 6.21 | 6.12 | 5.98 | 5.8 | 5.63 | 5.42 | 5.18 | 4.87 | 87.1 | 87.1 | 86.2 | 84.7 | 83.5 | 82.1 | 81 | 80.5 | 80.7 | 80.6 | 73.74 | 5.98 | 0.24 | 5.82 | 4.42 | 4.013% | 81.935 | 5.7451 | 0.27491 | 5.7753 | 0.99476 | 5.9487 | 358.76 | 353.9
2012-05-22 18:20 | 6.73 | 6.73 | 6.7 | 6.61 | 6.47 | 6.29 | 6.13 | 5.83 | 5.56 | 5.09 | 89.2 | 88.7 | 88.4 | 88 | 88.2 | 88.3 | 87.8 | 87.2 | 86 | 83.7 | 79.95 | 6.45 | 0.25 | 6.28 | 4.75 | 3.876% | 88.225 | 6.2082 | 0.23811 | 6.2668 | 0.99064 | 6.3896 | 463.7 | 450.14
2012-05-22 18:30 | 7.18 | 7.12 | 7.01 | 6.74 | 6.52 | 6.32 | 6.07 | 5.83 | 5.56 | 5.04 | 90.9 | 90.3 | 89.4 | 88.6 | 88.2 | 87.5 | 86.9 | 86.1 | 84.6 | 82.8 | 79.48 | 6.62 | 0.26 | 6.4 | 5 | 3.927% | 87.41 | 6.2872 | 0.37297 | 6.2836 | 1.0006 | 6.6239 | 502.12 | 502.12
2012-05-22 18:40 | 6.69 | 6.63 | 6.53 | 6.36 | 6.17 | 6.05 | 5.87 | 5.57 | 5.3 | 4.79 | 95 | 94.8 | 93.5 | 92.7 | 92.3 | 92.4 | 92.2 | 91.8 | 91 | 88.6 | 83.49 | 6.29 | 0.41 | 6.09 | 4.56 | 6.518% | 92.37 | 5.9666 | 0.27911 | 6.0239 | 0.9905 | 6.2302 | 427.54 | 413.98
2012-05-22 18:50 | 6.6 | 6.49 | 6.23 | 6.03 | 5.84 | 5.69 | 5.54 | 5.39 | 5.22 | 4.92 | 97.2 | 96 | 94.5 | 93.1 | 92 | 90.8 | 89.3 | 87.7 | 86.5 | 85.3 | 82.23 | 5.83 | 0.26 | 5.65 | 4.64 | 4.46% | 90.575 | 5.7027 | 0.24688 | 5.6683 | 1.0061 | 5.8654 | 334.46 | 340.94
2012-05-22 22:00 | 7.49 | 7.46 | 7.35 | 7.26 | 7.15 | 6.96 | 6.73 | 6.37 | 5.85 | 4.92 | 151.2 | 151.1 | 151.3 | 150.9 | 149.8 | 148.4 | 147 | 146.6 | 146.1 | 145.6 | 141 | 7.2 | 0.74 | 7.11 | 4.51 | 10.28% | 148.19 | 6.7814 | 0.31054 | 6.9266 | 0.97904 | 7.0491 | 648.2 | 603.05
2012-05-22 22:20 | 7.28 | 7.3 | 7.33 | 7.28 | 7.18 | 6.97 | 6.7 | 6.38 | 5.89 | 5.01 | 152.9 | 152.7 | 152.2 | 151.3 | 150.3 | 149.6 | 148.4 | 147.4 | 147 | 146.7 | 141.4 | 7.16 | 0.93 | 7.06 | 4.62 | 12.99% | 149.42 | 6.7832 | 0.36509 | 6.9307 | 0.97872 | 7.0076 | 636.16 | 591.01
2012-05-22 22:30 | 9.07 | 9.04 | 8.95 | 8.96 | 8.94 | 8.81 | 8.55 | 8.24 | 7.84 | 7.08 | 155.8 | 155.7 | 155.2 | 154.5 | 153.6 | 152.5 | 151.1 | 149.7 | 148.8 | 147.4 | 142.7 | 9.26 | 1.28 | 9.14 | 6.49 | 13.82% | 152.29 | 8.5681 | 0.27682 | 8.7723 | 0.97673 | 9.0445 | 1355.06 | 1271.24
2012-05-22 22:40 | 8.77 | 8.63 | 8.48 | 8.47 | 8.51 | 8.41 | 8.19 | 7.9 | 7.43 | 6.52 | 159.9 | 158.7 | 156.3 | 155.1 | 154.4 | 154.5 | 154.2 | 153.9 | 153.9 | 152.8 | 147.3 | 8.31 | 2.51 | 8.3 | 5.81 | 30.2% | 154.455 | 8.1561 | 0.24496 | 8.3781 | 0.97351 | 8.0898 | 1002.77 | 922.03
2012-05-22 22:50 | 8.13 | 7.83 | 7.29 | 6.87 | 6.57 | 6.31 | 6.02 | 5.71 | 5.27 | 4.49 | 165.8 | 165 | 163 | 161.3 | 160.2 | 160.2 | 160.6 | 161.5 | 162.6 | 163.3 | 154.5 | 6.53 | 0.91 | 6.58 | 4.44 | 13.94% | 160.26 | 6.3308 | 0.43477 | 6.2676 | 1.0101 | 6.5958 | 481.78 | 497.6
2012-05-22 23:00 | 10.01 | 9.75 | 9.25 | 8.87 | 8.61 | 8.44 | 8.42 | 8.41 | 8.2 | 7.7 | 166.7 | 165.8 | 164.4 | 163.2 | 161.8 | 160.8 | 160.3 | 159.5 | 158.2 | 157 | 153.1 | 8.18 | 1.02 | 8.43 | 7.51 | 12.47% | 160.725 | 8.5983 | 0.021924 | 8.4371 | 1.0191 | 8.3363 | 955.06 | 1013.78
2012-05-22 23:10 | 9.37 | 9.32 | 9.27 | 9.3 | 9.36 | 9.3 | 9.17 | 8.98 | 8.8 | 8.19 | 160.8 | 159.8 | 158.5 | 157.3 | 156.1 | 154.9 | 153.9 | 152.6 | 151.1 | 150 | 146.7 | 9.42 | 1.25 | 9.58 | 7.48 | 13.27% | 154.75 | 9.1227 | 0.13009 | 9.2813 | 0.98291 | 9.259 | 1416.02 | 1355.06
2012-05-22 23:20 | 8.66 | 8.64 | 8.57 | 8.48 | 8.39 | 8.28 | 8.12 | 7.9 | 7.56 | 6.88 | 160.6 | 159.1 | 156.4 | 155.5 | 155.1 | 154.4 | 153.9 | 153.9 | 154.4 | 153.7 | 145 | 8.51 | 1.3 | 8.57 | 6.62 | 15.28% | 154.325 | 8.1478 | 0.18032 | 8.2569 | 0.98679 | 8.3976 | 1076.17 | 1035.8
2012-05-22 23:30 | 9.77 | 9.78 | 9.85 | 9.83 | 9.59 | 9.26 | 8.85 | 8.44 | 7.97 | 7.32 | 155.4 | 154.5 | 153.5 | 152.6 | 152.2 | 151.7 | 150.9 | 149.8 | 148.5 | 146.7 | 140.9 | 9.43 | 1.17 | 9.19 | 6.56 | 12.41% | 151.58 | 9.0847 | 0.41849 | 9.2001 | 0.98745 | 9.3117 | 1419.83 | 1374.11
2012-05-22 23:40 | 9.51 | 9.45 | 9.34 | 9.18 | 8.98 | 8.69 | 8.27 | 7.82 | 7.47 | 6.83 | 155.7 | 154.8 | 154 | 153.1 | 152.6 | 152.1 | 151.3 | 150.2 | 148 | 145.5 | 142.3 | 8.76 | 1.16 | 8.44 | 5.9 | 13.24% | 151.98 | 8.5236 | 0.45778 | 8.6285 | 0.98784 | 8.6535 | 1167.92 | 1127.55
2012-05-22 23:50 | 7.89 | 7.87 | 7.78 | 7.68 | 7.47 | 7.24 | 6.99 | 6.74 | 6.49 | 5.81 | 151.7 | 150.9 | 150.1 | 150.2 | 150 | 148.5 | 147.7 | 147.1 | 146.7 | 146.2 | 140.8 | 7.36 | 1 | 7.22 | 5.13 | 13.59% | 148.38 | 7.1756 | 0.32473 | 7.2036 | 0.9961 | 7.3313 | 696.36 | 687.33
2012-05-23 | 8.03 | 7.99 | 8.01 | 7.94 | 7.87 | 7.7 | 7.4 | 7.07 | 6.54 | 5.88 | 152.6 | 152.3 | 152.3 | 152.1 | 152 | 152.5 | 152.1 | 151.3 | 149.3 | 146.4 | 142.5 | 8.13 | 0.93 | 7.93 | 5.27 | 11.44% | 152.44 | 7.4732 | 0.36724 | 7.6563 | 0.97609 | 7.9356 | 936.71 | 870.94
2012-05-23 00:10 | 9.35 | 9.28 | 9.24 | 9.21 | 9.15 | 9.07 | 8.94 | 8.69 | 8.36 | 7.71 | 155.3 | 154.6 | 153.1 | 152.1 | 151.4 | 151.1 | 150.7 | 150.5 | 149.5 | 149.8 | 144.3 | 9.02 | 1.41 | 9.03 | 7.57 | 15.63% | 151.04 | 8.9098 | 0.13341 | 9.0513 | 0.98437 | 8.879 | 1263.62 | 1211.96
2012-05-23 00:20 | 9.97 | 9.94 | 9.86 | 9.9 | 9.94 | 10.01 | 9.88 | 9.54 | 9.12 | 8.46 | 157.4 | 155.9 | 154 | 153.3 | 153.2 | 152.9 | 152.1 | 151.7 | 150.2 | 149.2 | 142.5 | 10.25 | 1.03 | 10.31 | 8.16 | 10.05% | 152.78 | 9.7058 | 0.1208 | 9.9913 | 0.97143 | 9.9572 | 1703.75 | 1621.76
2012-05-23 00:30 | 10.28 | 10.15 | 10.11 | 10.15 | 10.09 | 9.97 | 9.85 | 9.58 | 9.17 | 8.48 | 156.6 | 155.4 | 154 | 153 | 152.3 | 151.1 | 150.4 | 149.5 | 149 | 147 | 143.1 | 10 | 1.03 | 9.97 | 7.88 | 10.3% | 150.995 | 9.7953 | 0.1119 | 9.9527 | 0.98418 | 9.8418 | 1637 | 1576.04
2012-05-23 00:40 | 10.51 | 10.48 | 10.57 | 10.66 | 10.58 | 10.45 | 10.17 | 9.83 | 9.41 | 8.63 | 158.3 | 157.2 | 155.1 | 154 | 153.4 | 153 | 152.5 | 151.4 | 150.4 | 149.3 | 144.6 | 10.48 | 1.23 | 10.54 | 8.53 | 11.74% | 152.925 | 10.1813 | 0.25098 | 10.4094 | 0.97809 | 10.2503 | 1765.16 | 1703.75
2012-05-23 00:50 | 10.61 | 10.46 | 10.27 | 10.09 | 10.01 | 10.07 | 10.17 | 10.14 | 10.12 | 9.47 | 157.9 | 156.9 | 155.4 | 154.6 | 153.8 | 152.7 | 152.3 | 151.1 | 149.4 | 146.7 | 144.6 | 10.2 | 1.22 | 10.38 | 9.02 | 11.96% | 152.64 | 10.0957 | -0.091315 | 10.0843 | 1.0011 | 10.2115 | 1690.4 | 1693.07
2012-05-23 01:00 | 10.8 | 10.73 | 10.59 | 10.53 | 10.55 | 10.6 | 10.56 | 10.34 | 10.06 | 9.41 | 160.3 | 159.3 | 157.8 | 156 | 155.3 | 154.9 | 154.6 | 153.6 | 152.8 | 150.4 | 146.4 | 10.45 | 1.15 | 10.66 | 9.05 | 11% | 154.855 | 10.4206 | 0.034938 | 10.5943 | 0.98361 | 10.2787 | 1757.15 | 1711.76
2012-05-23 01:10 | 10.5 | 10.46 | 10.5 | 10.41 | 10.26 | 10.14 | 10.08 | 9.97 | 9.69 | 8.73 | 157.6 | 156.8 | 155.6 | 154.5 | 154 | 153.2 | 152.6 | 151.2 | 149.4 | 148.1 | 144.8 | 10.33 | 1.25 | 10.45 | 8.55 | 12.1% | 153.11 | 10.0867 | 0.054843 | 10.1314 | 0.99559 | 10.2844 | 1725.11 | 1711.76
2012-05-23 01:20 | 10.25 | 10.19 | 10.33 | 10.47 | 10.51 | 10.37 | 10.14 | 9.74 | 9.28 | 8.33 | 156.7 | 155.7 | 154.1 | 153.1 | 152.3 | 151 | 149.6 | 148.8 | 148.7 | 147.8 | 143.1 | 10.77 | 1.06 | 10.72 | 8.28 | 9.842% | 150.79 | 10.05 | 0.20727 | 10.3367 | 0.97226 | 10.4713 | 1842.59 | 1762.49
2012-05-23 01:30 | 10 | 10.02 | 10.12 | 10.26 | 10.34 | 10.28 | 10.06 | 9.64 | 9.14 | 8.31 | 157.4 | 156.1 | 154.9 | 153.5 | 152.8 | 152 | 151.4 | 151 | 150.3 | 148 | 142.9 | 10.66 | 1.03 | 10.61 | 7.65 | 9.662% | 151.91 | 9.9157 | 0.19991 | 10.2482 | 0.96756 | 10.3142 | 1813.22 | 1719.77
2012-05-23 01:40 | 10.53 | 10.56 | 10.68 | 10.74 | 10.72 | 10.52 | 10.24 | 9.79 | 9.34 | 8.38 | 155.7 | 154.7 | 153 | 152 | 151.2 | 151.2 | 150.3 | 149.3 | 147.3 | 145.7 | 141.2 | 10.81 | 1.14 | 10.65 | 7.97 | 10.55% | 151.065 | 10.2262 | 0.24929 | 10.4794 | 0.97584 | 10.5488 | 1853.27 | 1783.85
2012-05-23 01:50 | 10.03 | 10.07 | 10.11 | 10.14 | 10.07 | 10.18 | 10.01 | 9.8 | 9.32 | 8.24 | 156.2 | 155 | 154.2 | 153.7 | 153.4 | 152.5 | 151.7 | 150.2 | 149.8 | 148.7 | 143.6 | 10.42 | 1.05 | 10.4 | 7.86 | 10.08% | 152.38 | 9.8783 | 0.15562 | 10.1555 | 0.9727 | 10.1356 | 1749.14 | 1674.38
2012-05-23 02:00 | 9.71 | 9.67 | 9.63 | 9.71 | 9.6 | 9.31 | 8.93 | 8.42 | 7.96 | 6.88 | 154.7 | 154.2 | 154.2 | 154.1 | 153.9 | 153.8 | 153.4 | 152.2 | 151.7 | 150.1 | 142.3 | 9.77 | 1.1 | 9.5 | 6.91 | 11.26% | 153.74 | 9.0411 | 0.3851 | 9.2546 | 0.97693 | 9.5446 | 1549.37 | 1461.74
2012-05-23 02:10 | 9.5 | 9.52 | 9.59 | 9.62 | 9.49 | 9.27 | 9 | 8.47 | 7.87 | 7.02 | 154.3 | 153.5 | 152.8 | 152.2 | 152.4 | 152.2 | 151.3 | 150.9 | 150 | 146.9 | 141.5 | 9.58 | 1.01 | 9.33 | 6.54 | 10.54% | 152.065 | 9.0027 | 0.27315 | 9.2308 | 0.97528 | 9.3432 | 1476.98 | 1385.54
2012-05-23 02:20 | 9.36 | 9.44 | 9.66 | 9.79 | 9.65 | 9.38 | 8.97 | 8.41 | 7.88 | 7.11 | 154.8 | 154.4 | 153.8 | 153.6 | 153.2 | 152.6 | 151.3 | 151 | 150.2 | 149.1 | 142 | 9.76 | 1.1 | 9.52 | 6.59 | 11.27% | 152.405 | 9.0642 | 0.41302 | 9.3201 | 0.97254 | 9.492 | 1545.56 | 1442.69
2012-05-23 02:30 | 9.47 | 9.53 | 9.49 | 9.52 | 9.52 | 9.26 | 8.88 | 8.52 | 8 | 7.1 | 153.9 | 153.1 | 152.2 | 151.2 | 150.3 | 150.4 | 150.1 | 149.5 | 148.8 | 145.9 | 141.6 | 9.72 | 0.93 | 9.46 | 6.47 | 9.568% | 150.355 | 8.9857 | 0.38722 | 9.2046 | 0.97623 | 9.4889 | 1530.32 | 1442.69
2012-05-23 02:40 | 8.85 | 8.82 | 8.89 | 8.93 | 9 | 9.05 | 8.92 | 8.72 | 8.46 | 7.84 | 157.5 | 156.8 | 155.9 | 155.4 | 155.2 | 154.2 | 153.7 | 152.5 | 150.8 | 148.6 | 145.2 | 8.96 | 1.22 | 8.98 | 7.38 | 13.62% | 154.125 | 8.8045 | 0.13371 | 9.0313 | 0.97489 | 8.7351 | 1241.32 | 1160.58
2012-05-23 02:50 | 8.93 | 8.82 | 8.79 | 8.87 | 8.76 | 8.65 | 8.6 | 8.45 | 8.29 | 8.1 | 161.5 | 160.6 | 158.6 | 157.2 | 156.6 | 155.7 | 155.1 | 153.3 | 151.9 | 151.2 | 146.9 | 8.73 | 1.39 | 8.93 | 7.11 | 15.92% | 155.61 | 8.6037 | 0.053571 | 8.6428 | 0.99547 | 8.6905 | 1156.91 | 1142.23
2012-05-23 03:00 | 8.57 | 8.4 | 8.04 | 7.96 | 8.08 | 8.16 | 8.22 | 8.09 | 7.89 | 7.3 | 165.9 | 165.2 | 163.4 | 160.7 | 158.5 | 157 | 155.6 | 152.8 | 151.3 | 150.4 | 148.5 | 8.11 | 1.14 | 8.21 | 6.94 | 14.06% | 156.79 | 8.0264 | -0.0677 | 8.1686 | 0.9826 | 7.9688 | 929.37 | 879.97
2012-05-23 03:10 | 8.45 | 8.28 | 7.97 | 7.76 | 7.77 | 7.93 | 8.04 | 7.96 | 7.75 | 7.27 | 170 | 169.3 | 167.6 | 165.2 | 163.2 | 160.6 | 158.1 | 155.9 | 155.2 | 154.9 | 152.8 | 7.62 | 1.27 | 7.77 | 6.97 | 16.67% | 160.225 | 7.8477 | -0.1273 | 7.9457 | 0.98767 | 7.5261 | 774.62 | 747.53
2012-05-23 03:20 | 8.97 | 8.71 | 8.19 | 7.83 | 7.6 | 7.53 | 7.59 | 7.62 | 7.61 | 7.49 | 169.3 | 168.6 | 167.3 | 166.4 | 164.4 | 162.3 | 159.8 | 157.3 | 155.5 | 153.5 | 155.6 | 6.96 | 1.17 | 7.26 | 7.51 | 16.81% | 161.925 | 7.7136 | -0.073342 | 7.5386 | 1.0232 | 7.1216 | 578.96 | 624.12
2012-05-23 03:30 | 9.57 | 9.23 | 8.71 | 8.23 | 7.83 | 7.49 | 7.2 | 6.96 | 6.89 | 6.86 | 169.9 | 169.8 | 169.6 | 168.7 | 167.4 | 164.7 | 162.2 | 160.5 | 158.7 | 156.2 | 158.1 | 6.44 | 0.94 | 6.61 | 6.68 | 14.6% | 164.325 | 7.656 | 0.36491 | 7.4477 | 1.028 | 6.6201 | 461.44 | 502.12
2012-05-23 03:40 | 9.75 | 9.58 | 9.13 | 8.53 | 8.06 | 7.72 | 7.38 | 7.06 | 6.92 | 6.9 | 172.6 | 171.9 | 170.8 | 169.9 | 167.7 | 165.6 | 163.9 | 161.8 | 161 | 160.5 | 157.8 | 6.58 | 0.98 | 6.63 | 6.41 | 14.89% | 165.345 | 7.8811 | 0.41622 | 7.6703 | 1.0275 | 6.7608 | 493.08 | 533.76
2012-05-23 03:50 | 9.62 | 9.41 | 8.95 | 8.33 | 7.82 | 7.41 | 7.12 | 6.92 | 6.79 | 6.52 | 177.8 | 176.8 | 175.6 | 174.2 | 172.7 | 171.2 | 169.1 | 168.2 | 166.4 | 162.6 | 159.9 | 6.46 | 1.05 | 6.51 | 6.29 | 16.25% | 170.885 | 7.6703 | 0.36893 | 7.3677 | 1.0411 | 6.7253 | 465.96 | 526.98
2012-05-23 04:00 | 9.38 | 9.04 | 8.54 | 8.05 | 7.56 | 7.06 | 6.62 | 6.27 | 6.12 | 5.93 | 178.4 | 177.3 | 175.3 | 174.7 | 173.3 | 172.1 | 170.8 | 168.8 | 167.4 | 164.5 | 161.4 | 6.17 | 0.9 | 6.01 | 6 | 14.59% | 171.905 | 7.2562 | 0.59465 | 6.9952 | 1.0373 | 6.4002 | 400.42 | 452.4
2012-05-23 04:10 | 9.84 | 9.52 | 8.99 | 8.46 | 8.01 | 7.7 | 7.42 | 7.1 | 6.95 | 6.87 | 182.4 | 182 | 181.4 | 181 | 179.8 | 178.4 | 176.9 | 175.2 | 173.6 | 171.1 | 166.1 | 7.36 | 1.15 | 6.97 | 6.4 | 15.62% | 178.175 | 7.858 | 0.3423 | 7.6592 | 1.026 | 7.551 | 696.36 | 753.55
2012-05-23 04:20 | 9.92 | 9.75 | 9.49 | 9.2 | 8.95 | 8.65 | 8.32 | 7.93 | 7.44 | 6.99 | 187 | 186.2 | 185.2 | 184.7 | 184 | 182.9 | 181.5 | 180.3 | 178.4 | 177 | 170.1 | 8.87 | 0.97 | 8.49 | 6.52 | 10.94% | 182.69 | 8.5713 | 0.35945 | 8.6019 | 0.99643 | 8.8384 | 1208.29 | 1197.28
2012-05-23 04:30 | 10.43 | 10.31 | 10 | 9.63 | 9.39 | 9.17 | 8.96 | 8.62 | 8.25 | 7.6 | 190.6 | 189.8 | 188.8 | 187.8 | 186.3 | 184.6 | 182.7 | 181.4 | 180.8 | 179.5 | 172.8 | 9.55 | 0.62 | 9.23 | 6.71 | 6.492% | 184.315 | 9.1263 | 0.21409 | 9.1396 | 0.99854 | 9.5361 | 1465.55 | 1461.74
2012-05-23 04:40 | 10.1 | 9.99 | 9.75 | 9.52 | 9.21 | 8.88 | 8.54 | 8.13 | 7.73 | 7 | 190.3 | 189.4 | 187.8 | 186.5 | 185.2 | 184 | 182.7 | 181 | 179.4 | 177.7 | 172.7 | 9.24 | 0.72 | 8.89 | 6.31 | 7.792% | 183.805 | 8.8102 | 0.36077 | 8.8305 | 0.9977 | 9.2188 | 1347.44 | 1339.82
2012-05-23 04:50 | 9.5 | 9.39 | 9.21 | 8.92 | 8.57 | 8.21 | 7.83 | 7.5 | 7.08 | 6.29 | 190.6 | 189.8 | 188.5 | 186.9 | 185.4 | 183.6 | 182 | 180.7 | 180 | 179.4 | 171.7 | 8.63 | 0.93 | 8.19 | 5.7 | 10.78% | 183.36 | 8.1793 | 0.43793 | 8.1544 | 1.003 | 8.6563 | 1120.21 | 1131.22
2012-05-23 05:00 | 8.72 | 8.53 | 8.23 | 7.81 | 7.41 | 7.08 | 6.8 | 6.46 | 6.14 | 5.52 | 187.1 | 186.2 | 184.4 | 184 | 183.6 | 182.4 | 180.2 | 178.6 | 176.8 | 177.3 | 169 | 7.06 | 1.24 | 6.64 | 4.98 | 17.56% | 182.07 | 7.1549 | 0.37289 | 7.0392 | 1.0164 | 7.1761 | 606.06 | 642.18
2012-05-23 05:10 | 7.86 | 7.66 | 7.35 | 7.09 | 6.82 | 6.51 | 6.05 | 5.62 | 5.43 | 5.22 | 183.6 | 182.9 | 182.3 | 181.6 | 180.5 | 179.8 | 178.7 | 177.5 | 176.6 | 177.2 | 167.8 | 6.28 | 0.98 | 5.9 | 4.86 | 15.61% | 179.635 | 6.4561 | 0.67719 | 6.442 | 1.0022 | 6.2937 | 425.28 | 427.54
2012-05-23 05:20 | 7.67 | 7.51 | 7.17 | 6.76 | 6.42 | 6.23 | 6.1 | 5.92 | 5.87 | 5.75 | 185.5 | 184.6 | 183.7 | 181.6 | 180.4 | 180 | 180.2 | 179.5 | 179.6 | 181.2 | 168.8 | 6.34 | 1.17 | 6.08 | 5.34 | 18.45% | 180.03 | 6.3809 | 0.19487 | 6.2112 | 1.0273 | 6.5132 | 438.84 | 477.26
2012-05-23 05:30 | 8.03 | 7.92 | 7.69 | 7.45 | 7.24 | 6.96 | 6.69 | 6.39 | 6.19 | 5.89 | 186.7 | 185.8 | 185.2 | 184.2 | 183.3 | 182.9 | 182.1 | 180.4 | 179.1 | 180.3 | 172.3 | 7.09 | 0.84 | 6.7 | 5.47 | 11.85% | 182.78 | 6.9531 | 0.36563 | 6.9207 | 1.0047 | 7.1232 | 615.09 | 624.12
2012-05-23 05:40 | 7.92 | 7.81 | 7.57 | 7.29 | 7.07 | 6.78 | 6.52 | 6.31 | 6.06 | 5.74 | 186.4 | 186 | 184.8 | 183.7 | 183.4 | 183.3 | 183.8 | 183.4 | 182.3 | 181.8 | 172 | 7.07 | 0.88 | 6.73 | 5.26 | 12.45% | 183.375 | 6.8119 | 0.36135 | 6.7421 | 1.0104 | 7.1432 | 609.07 | 630.14
2012-05-23 05:50 | 7.48 | 7.37 | 7.14 | 6.73 | 6.44 | 6.31 | 6.29 | 6.13 | 5.84 | 5.55 | 185.9 | 184.6 | 182.9 | 181.7 | 179.9 | 178.7 | 178.8 | 177.8 | 177.2 | 178.3 | 171.1 | 6.46 | 0.97 | 6.24 | 5.31 | 15.02% | 178.715 | 6.4121 | 0.029336 | 6.3071 | 1.0166 | 6.5675 | 465.96 | 490.82
2012-05-23 06:00 | 7.29 | 7.23 | 7.04 | 6.88 | 6.74 | 6.57 | 6.51 | 6.43 | 6.36 | 5.93 | 186.8 | 186.1 | 185 | 183.2 | 183.2 | 183.4 | 183 | 183.2 | 182.4 | 180 | 170.6 | 6.67 | 0.86 | 6.47 | 5.55 | 12.89% | 183.34 | 6.6347 | 0.08478 | 6.5614 | 1.0112 | 6.7445 | 513.42 | 529.24
2012-05-23 06:10 | 7.05 | 6.88 | 6.65 | 6.45 | 6.12 | 5.89 | 5.8 | 5.64 | 5.44 | 5.24 | 186.4 | 185.6 | 183.3 | 181.2 | 180 | 178.6 | 177.4 | 176.6 | 176.3 | 175.6 | 167.3 | 5.91 | 1.29 | 5.6 | 5.03 | 21.83% | 178.42 | 6.0017 | 0.14229 | 5.877 | 1.0212 | 6.0354 | 347.42 | 371.04
2012-05-23 06:20 | 5.84 | 5.75 | 5.65 | 5.49 | 5.4 | 5.35 | 5.28 | 5.18 | 5.16 | 4.96 | 186 | 185.7 | 183.7 | 181.9 | 179.9 | 179.9 | 179.3 | 178.5 | 178.8 | 179.3 | 170.5 | 5.57 | 0.94 | 5.31 | 4.63 | 16.88% | 179.81 | 5.3495 | 0.12171 | 5.3399 | 1.0018 | 5.58 | 292.34 | 293.96
2012-05-23 06:30 | 5.1 | 5.04 | 4.84 | 4.73 | 4.55 | 4.43 | 4.32 | 4.2 | 4.12 | 4.01 | 183.3 | 183.3 | 181.9 | 180.2 | 178.9 | 177.5 | 177.4 | 178.2 | 177.6 | 177.1 | 169.7 | 4.41 | 0.7 | 4.25 | 3.89 | 15.87% | 177.485 | 4.4597 | 0.23236 | 4.4141 | 1.0103 | 4.4556 | 135.69 | 141.14
2012-05-23 06:40 | 4.26 | 4.2 | 4.04 | 3.96 | 3.91 | 3.93 | 3.92 | 3.89 | 3.93 | 3.87 | 188.5 | 188.5 | 187.9 | 187.3 | 186.5 | 185.7 | 184 | 182.5 | 182.2 | 182.1 | 169.1 | 3.91 | 0.63 | 3.81 | 3.6 | 16.11% | 185.445 | 3.9435 | 0.023544 | 3.9286 | 1.0038 | 3.9249 | 82.81 | 83.72
2012-05-23 06:50 | 4.09 | 4.01 | 3.89 | 3.91 | 3.91 | 3.94 | 3.87 | 3.83 | 3.75 | 3.85 | 185.4 | 185.8 | 185.1 | 185.5 | 184.3 | 181.9 | 181.2 | 180.9 | 179.3 | 179.8 | 172.6 | 3.99 | 0.48 | 3.81 | 3.64 | 12.03% | 181.795 | 3.8748 | 0.16566 | 3.9299 | 0.98598 | 3.934 | 90.09 | 84.63
2012-05-23 07:00 | 3.6 | 3.58 | 3.62 | 3.56 | 3.51 | 3.43 | 3.36 | 3.43 | 3.57 | 3.63 | 187.7 | 188.3 | 187.2 | 185.6 | 186.3 | 188.6 | 190 | 191.7 | 191.3 | 192.2 | 173.9 | 3.37 | 0.7 | 3.19 | 2.89 | 20.77% | 188.81 | 3.5018 | 0.19054 | 3.4199 | 1.0239 | 3.4507 | 33.67 | 40.95
2012-05-23 07:10 | 3.25 | 3.22 | 3.23 | 3.23 | 3.24 | 3.3 | 3.29 | 3.33 | 3.39 | 3.28 | 191.5 | 190.4 | 189.9 | 190.2 | 188.9 | 187.9 | 188.9 | 189 | 189.4 | 192.1 | 178 | 3.25 | 0.67 | 2.96 | 2.98 | 20.62% | 188.05 | 3.2852 | 0.028045 | 3.2986 | 0.99594 | 3.2368 | 22.75 | 21.84
2012-05-23 07:20 | 2.48 | 2.46 | 2.41 | 2.34 | 2.35 | 2.42 | 2.49 | 2.51 | 2.52 | 2.53 | 202.7 | 203.6 | 205.7 | 207.2 | 208.4 | 210.1 | 212.4 | 213.3 | 214.7 | 219.9 | 197.9 | 2.58 | 0.58 | 2.22 | 2.39 | 22.48% | 210.445 | 2.4377 | -0.26351 | 2.4299 | 1.0032 | 2.5883 | 0 | 0
2012-05-23 07:30 | 2.44 | 2.48 | 2.41 | 2.39 | 2.38 | 2.42 | 2.39 | 2.42 | 2.48 | 2.6 | 208.6 | 208.4 | 209.4 | 209.1 | 208.8 | 210.1 | 210 | 210.5 | 210 | 207.8 | 199.9 | 2.36 | 0.47 | 1.99 | 2.22 | 19.92% | 210.085 | 2.4266 | 0.11527 | 2.4157 | 1.0045 | 2.3707 | 0 | 0
2012-05-23 07:40 | 2.23 | 2.24 | 2.26 | 2.23 | 2.27 | 2.28 | 2.35 | 2.43 | 2.52 | 2.66 | 203.1 | 204.8 | 206.6 | 206.3 | 206.8 | 209.1 | 210.6 | 210.9 | 211.1 | 209.7 | 193.6 | 2.28 | 0.4 | 1.85 | 2.13 | 17.54% | 209.325 | 2.3535 | -0.27945 | 2.2899 | 1.0278 | 2.3433 | 0 | 0
2012-05-23 07:50 | 2.05 | 2.06 | 1.98 | 1.97 | 1.99 | 2.01 | 2.1 | 2.17 | 2.21 | 2.11 | 210.2 | 211.6 | 209.1 | 207.8 | 208.2 | 208.6 | 208.8 | 209 | 209.9 | 209.9 | 190.1 | 2.14 | 0.59 | 1.89 | 1.81 | 27.57% | 208.63 | 2.0696 | -0.40478 | 2.0227 | 1.0232 | 2.1896 | 0 | 0
2012-05-23 08:00 | 2.48 | 2.47 | 2.37 | 2.41 | 2.36 | 2.37 | 2.47 | 2.45 | 2.48 | 2.58 | 181.4 | 181.9 | 183.6 | 184.2 | 186.9 | 187.8 | 188.6 | 190.1 | 191 | 191.7 | 186.4 | 2.25 | 0.39 | 2.03 | 1.99 | 17.33% | 187.92 | 2.4263 | -0.38191 | 2.3841 | 1.0177 | 2.2898 | 0 | 0
2012-05-23 08:10 | 2.08 | 2.06 | 2.11 | 2.17 | 2.19 | 2.14 | 2.08 | 2.09 | 2.14 | 2.13 | 194.7 | 196.4 | 197.4 | 197.2 | 197.3 | 197.9 | 201.6 | 203.3 | 202.6 | 197.9 | 200.5 | 1.82 | 0.49 | 1.68 | 1.56 | 26.92% | 198.455 | 2.1268 | 0.26279 | 2.1313 | 0.99791 | 1.8162 | 0 | 0
2012-05-23 08:20 | 2.28 | 2.3 | 2.38 | 2.31 | 2.23 | 2.23 | 2.18 | 2.24 | 2.33 | 2.4 | 205.9 | 207 | 208.2 | 209.2 | 208.8 | 209.7 | 210 | 208.2 | 206.5 | 203.7 | 196.6 | 2.23 | 0.51 | 1.96 | 2.09 | 22.87% | 209.745 | 2.2749 | 0.20956 | 2.2228 | 1.0235 | 2.2823 | 0 | 0
2012-05-23 08:30 | 2.05 | 2.06 | 2.1 | 2.21 | 2.29 | 2.32 | 2.42 | 2.42 | 2.42 | 2.4 | 197.5 | 195.5 | 194.5 | 194.1 | 192.2 | 195.1 | 196.9 | 194.4 | 192.4 | 187.5 | 190.5 | 2.16 | 0.36 | 1.9 | 2.04 | 16.67% | 195.37 | 2.3153 | -0.38997 | 2.3341 | 0.99196 | 2.1426 | 0 | 0
2012-05-23 08:40 | 2.25 | 2.24 | 2.19 | 2.18 | 2.15 | 2.07 | 2.03 | 2.04 | 1.94 | 2.09 | 218.2 | 216.3 | 213.7 | 212.5 | 210.9 | 210.6 | 206.3 | 202.1 | 197.6 | 193.3 | 193.8 | 2.15 | 0.49 | 1.9 | 1.73 | 22.79% | 209.955 | 2.0789 | 0.18032 | 2.0642 | 1.0071 | 2.1653 | 0 | 0
2012-05-23 08:50 | 2.18 | 2.23 | 2.29 | 2.31 | 2.28 | 2.33 | 2.48 | 2.53 | 2.52 | 2.62 | 202.4 | 201.6 | 201.1 | 198.8 | 199 | 201.3 | 200.7 | 200.4 | 201.1 | 198.6 | 192.3 | 2.44 | 0.56 | 2.28 | 2.14 | 22.95% | 201.21 | 2.4035 | -0.57655 | 2.3509 | 1.0224 | 2.4946 | 0 | 0
2012-05-23 09:00 | 2.41 | 2.45 | 2.46 | 2.49 | 2.45 | 2.35 | 2.23 | 2.17 | 2.14 | 2.21 | 183.7 | 185 | 184.1 | 185.9 | 186.4 | 187.1 | 187.6 | 188.3 | 189.1 | 189 | 175.4 | 2.31 | 0.45 | 2.12 | 1.91 | 19.48% | 187.175 | 2.3289 | 0.48435 | 2.3324 | 0.99848 | 2.3065 | 0 | 0
2012-05-23 09:10 | 2.95 | 2.95 | 2.87 | 2.83 | 2.71 | 2.65 | 2.66 | 2.64 | 2.61 | 2.39 | 193.6 | 194.2 | 194.7 | 194.3 | 194.8 | 196.1 | 195.5 | 197 | 199.5 | 196.5 | 190.2 | 2.55 | 0.38 | 2.22 | 2.06 | 14.9% | 196.01 | 2.7027 | -0.034806 | 2.6514 | 1.0193 | 2.5993 | 0 | 0
2012-05-23 09:20 | 2.41 | 2.35 | 2.37 | 2.54 | 2.63 | 2.67 | 2.66 | 2.65 | 2.66 | 2.72 | 209.7 | 207.2 | 205 | 202.3 | 199.3 | 197.2 | 196.1 | 195.1 | 192.5 | 190 | 195.8 | 2.56 | 0.55 | 2.39 | 2.24 | 21.48% | 197.035 | 2.5974 | 0.034675 | 2.6686 | 0.97332 | 2.4917 | 0 | 0
2012-05-23 09:30 | 2.79 | 2.8 | 2.78 | 2.79 | 2.75 | 2.76 | 2.78 | 2.71 | 2.65 | 2.52 | 195.2 | 192.8 | 192.8 | 193.9 | 194.1 | 192.7 | 193.3 | 194.1 | 194.1 | 192.3 | 182.6 | 2.6 | 0.49 | 2.32 | 2.26 | 18.85% | 192.79 | 2.737 | -0.066722 | 2.7629 | 0.99063 | 2.5756 | 0 | 0
2012-05-23 09:40 | 2.37 | 2.42 | 2.42 | 2.38 | 2.37 | 2.31 | 2.27 | 2.32 | 2.36 | 2.39 | 183 | 181.2 | 179.2 | 182.2 | 183.5 | 185 | 182.9 | 181.1 | 182.2 | 187.2 | 207.9 | 2.09 | 0.51 | 1.93 | 1.96 | 24.4% | 184.685 | 2.3477 | 0.16142 | 2.3042 | 1.0189 | 2.1294 | 0 | 0
2012-05-23 10:00 | 2.83 | 2.8 | 2.75 | 2.75 | 2.76 | 2.79 | 2.83 | 2.85 | 2.89 | 2.82 | 319.5 | 318.8 | 316.5 | 315.4 | 314.6 | 315.4 | 316.2 | 316.9 | 316.9 | 314.3 | 308.2 | 2.22 | 0.84 | 2.17 | 2.48 | 37.84% | 315.52 | 2.8056 | -0.13155 | 2.7957 | 1.0035 | 2.2279 | 0 | 0
2012-05-23 10:10 | 2.22 | 2.22 | 2.17 | 2.04 | 2.01 | 2 | 1.95 | 1.85 | 1.77 | 1.6 | 244.5 | 246.4 | 252.3 | 255.7 | 258.1 | 263.3 | 267.3 | 268.3 | 271 | 273.3 | 277.8 | 1.32 | 0.79 | 1.22 | 1.57 | 59.85% | 263.9 | 1.9488 | 0.23396 | 1.9928 | 0.97795 | 1.2909 | 0 | 0
2012-05-23 10:20 | 2.42 | 2.56 | 2.7 | 2.72 | 2.83 | 2.86 | 2.81 | 2.84 | 2.84 | 2.94 | 339.5 | 342.2 | 346.9 | 351.1 | 354.3 | 0.5 | 4.6 | 6.6 | 6.7 | 5.2 | 357.9 | 2.79 | 0.8 | 2.86 | 2.8 | 28.67% | 1.115 | 2.7774 | 0.16298 | 2.8528 | 0.97359 | 2.7163 | 0 | 0
2012-05-23 10:30 | 2.53 | 2.57 | 2.8 | 2.88 | 3.05 | 3.34 | 3.63 | 3.77 | 3.73 | 3.66 | 39.8 | 38.4 | 36.2 | 33.9 | 34.1 | 33.4 | 31.4 | 31.5 | 31.9 | 33.6 | 16.7 | 2.89 | 0.85 | 2.96 | 3.32 | 29.41% | 33.1 | 3.3602 | -0.76942 | 3.3801 | 0.99412 | 2.873 | 0 | 0
2012-05-23 10:40 | 2.9 | 2.9 | 2.94 | 2.97 | 3.06 | 3.1 | 3.11 | 3.13 | 3.2 | 3.3 | 21.5 | 20.2 | 20 | 20.5 | 21.2 | 22.2 | 22.6 | 24 | 26.1 | 25.1 | 10.9 | 3.47 | 0.62 | 3.4 | 3.41 | 17.87% | 22.26 | 3.0829 | -0.029762 | 3.1014 | 0.99402 | 3.4492 | 42.77 | 40.95
2012-05-23 10:50 | 3.26 | 3.21 | 3.07 | 3.09 | 3.13 | 3.17 | 3.1 | 3.06 | 3.06 | 3.08 | 80.7 | 82.3 | 84.8 | 83.2 | 83.9 | 82.9 | 80.3 | 79 | 76.8 | 73.6 | 62.8 | 2.77 | 0.53 | 2.8 | 3.15 | 19.13% | 82.51 | 3.0989 | 0.20635 | 3.1599 | 0.98071 | 2.7166 | 0 | 0
2012-05-23 11:00 | 2.96 | 2.92 | 2.91 | 2.96 | 3.04 | 3.1 | 3.08 | 3.07 | 2.96 | 2.9 | 95.4 | 94.5 | 94.3 | 92.2 | 91.8 | 88.2 | 82.9 | 79.7 | 77.1 | 71.1 | 66.67 | 2.77 | 0.76 | 2.78 | 2.82 | 27.44% | 87.405 | 2.9911 | 0.059812 | 3.0971 | 0.96575 | 2.6751 | 0 | 0
2012-05-23 11:10 | 2.48 | 2.48 | 2.52 | 2.62 | 2.75 | 2.85 | 2.86 | 2.83 | 2.87 | 2.91 | 81.1 | 81 | 78 | 75.7 | 74.7 | 74.7 | 74.3 | 74 | 76 | 75.3 | 64.2 | 2.87 | 0.67 | 2.86 | 3.07 | 23.34% | 74.64 | 2.7669 | -0.032368 | 2.8514 | 0.97034 | 2.7849 | 0 | 0
2012-05-23 11:20 | 2.95 | 2.97 | 3.02 | 3.15 | 3.31 | 3.41 | 3.41 | 3.36 | 3.29 | 3.15 | 96.5 | 95.6 | 92.8 | 89.9 | 86.4 | 81.5 | 77.5 | 74.4 | 70.5 | 64.2 | 68.04 | 2.92 | 0.54 | 2.93 | 2.87 | 18.49% | 80.9 | 3.2413 | 0 | 3.41 | 0.95054 | 2.7756 | 0 | 0
2012-05-23 11:30 | 2.6 | 2.56 | 2.6 | 2.57 | 2.51 | 2.53 | 2.59 | 2.63 | 2.63 | 2.6 | 86.1 | 84.2 | 81.1 | 79.9 | 78.4 | 75.4 | 72.7 | 70.9 | 70.1 | 69.7 | 73.73 | 3.01 | 0.43 | 2.95 | 3.05 | 14.29% | 74.995 | 2.5715 | -0.2166 | 2.5385 | 1.013 | 3.0491 | 0.91 | 4.55
2012-05-23 11:40 | 2.86 | 2.87 | 2.98 | 3.08 | 3.13 | 3.14 | 3.19 | 3.23 | 3.14 | 2.93 | 97.6 | 94.2 | 91.3 | 87.3 | 84.1 | 84.3 | 83.3 | 82 | 81.3 | 82.1 | 82.39 | 3.23 | 0.49 | 3.22 | 3.07 | 15.17% | 84.15 | 3.1074 | -0.14599 | 3.1471 | 0.98737 | 3.1892 | 20.93 | 17.29
2012-05-23 11:50 | 2.79 | 2.84 | 2.99 | 3.07 | 3.09 | 3.1 | 3.11 | 3.06 | 3.03 | 2.98 | 106 | 104.5 | 103.9 | 100.7 | 98.5 | 93.9 | 89.8 | 86.3 | 83.6 | 78.9 | 79.86 | 2.96 | 0.48 | 3.03 | 2.81 | 16.22% | 93.285 | 3.0275 | -0.029762 | 3.1014 | 0.97618 | 2.8895 | 0 | 0
2012-05-23 12:00 | 2.93 | 2.94 | 2.95 | 3.03 | 3.01 | 2.98 | 2.98 | 3.03 | 3.09 | 3.07 | 86.9 | 83.9 | 76.7 | 72.4 | 69.4 | 68.4 | 67.4 | 67.5 | 69.6 | 68.7 | 69.66 | 2.98 | 0.89 | 3.03 | 2.93 | 29.87% | 68.25 | 3.0024 | 0 | 2.98 | 1.0075 | 3.0024 | 0 | 0
2012-05-23 12:10 | 3.15 | 3.12 | 3.04 | 2.99 | 3.03 | 3.05 | 3.03 | 3.07 | 3.04 | 2.85 | 85.5 | 83 | 80.7 | 77.7 | 75.7 | 75.2 | 73.8 | 74.4 | 74.7 | 72.8 | 67.35 | 3.07 | 0.62 | 3.01 | 2.76 | 20.2% | 74.99 | 3.0274 | 0.060796 | 3.0471 | 0.99353 | 3.0501 | 6.37 | 4.55
2012-05-23 12:20 | 3.16 | 3.23 | 3.28 | 3.31 | 3.35 | 3.36 | 3.36 | 3.35 | 3.29 | 3.14 | 81.1 | 79.6 | 75.8 | 73.5 | 69.6 | 65.8 | 62.9 | 62.3 | 61.4 | 62.8 | 58.93 | 3.39 | 0.6 | 3.35 | 3.32 | 17.7% | 65.365 | 3.2999 | 0 | 3.36 | 0.98212 | 3.3294 | 35.49 | 30.03
2012-05-23 12:30 | 3.24 | 3.26 | 3.24 | 3.31 | 3.36 | 3.34 | 3.26 | 3.2 | 3.21 | 3.21 | 68.6 | 69.1 | 67.9 | 67.7 | 66.8 | 64.5 | 62.4 | 60.5 | 58.3 | 55.3 | 54.18 | 3.4 | 0.68 | 3.35 | 3.02 | 20% | 64.185 | 3.2657 | 0.22403 | 3.3284 | 0.98115 | 3.3359 | 36.4 | 30.94
2012-05-23 12:40 | 2.62 | 2.7 | 2.85 | 3 | 3.1 | 3.17 | 3.16 | 3.16 | 3.18 | 3.15 | 79.2 | 78.5 | 74.8 | 73.7 | 72.9 | 71.5 | 69.8 | 68.8 | 67.7 | 65 | 60.36 | 3.38 | 0.62 | 3.37 | 2.96 | 18.34% | 71.245 | 3.0838 | 0.029197 | 3.1686 | 0.97325 | 3.2896 | 34.58 | 26.39
2012-05-23 12:50 | 3.2 | 3.24 | 3.29 | 3.24 | 3.15 | 3.17 | 3.2 | 3.2 | 3.19 | 3.23 | 68.2 | 66.3 | 65.5 | 65.8 | 64.7 | 63.3 | 63.2 | 63.1 | 63.6 | 61.1 | 59.6 | 3.19 | 0.67 | 3.17 | 2.7 | 21% | 63.285 | 3.2044 | -0.087043 | 3.1743 | 1.0095 | 3.2203 | 17.29 | 20.02
2012-05-23 13:00 | 2.17 | 2.12 | 2.29 | 2.33 | 2.36 | 2.4 | 2.44 | 2.58 | 2.75 | 2.78 | 83.6 | 80.7 | 78.5 | 74.9 | 73.6 | 70.8 | 68.7 | 66.1 | 63.4 | 64 | 70.99 | 2.54 | 0.6 | 2.51 | 2.42 | 23.62% | 70.485 | 2.4583 | -0.15275 | 2.4057 | 1.0219 | 2.5956 | 0 | 0
2012-05-23 13:10 | 2.58 | 2.56 | 2.61 | 2.63 | 2.67 | 2.73 | 2.8 | 2.83 | 2.81 | 2.76 | 68.5 | 66.9 | 65.4 | 67.2 | 68.1 | 68.3 | 67.5 | 67.7 | 68.4 | 76.6 | 65.49 | 2.68 | 0.55 | 2.68 | 2.7 | 20.52% | 68.18 | 2.7246 | -0.23396 | 2.7399 | 0.99441 | 2.665 | 0 | 0
2012-05-23 13:20 | 2.44 | 2.39 | 2.46 | 2.5 | 2.62 | 2.7 | 2.78 | 2.75 | 2.67 | 2.68 | 72.9 | 75.3 | 79.3 | 83.5 | 86.9 | 91.1 | 92.3 | 92.7 | 91.6 | 89.5 | 71.86 | 2.62 | 0.64 | 2.62 | 2.38 | 24.43% | 91.28 | 2.6312 | -0.26983 | 2.7113 | 0.97045 | 2.5426 | 0 | 0
2012-05-23 13:30 | 2.11 | 2.17 | 2.14 | 2.14 | 2.07 | 1.94 | 1.86 | 1.89 | 1.96 | 1.93 | 90.9 | 87.9 | 86.4 | 86.5 | 84.2 | 81.9 | 79.6 | 73.9 | 67.3 | 59.9 | 65.73 | 2.06 | 0.55 | 2.08 | 1.92 | 26.7% | 81.555 | 1.9853 | 0.38915 | 1.9283 | 1.0295 | 2.1208 | 0 | 0
2012-05-23 13:50 | 3.14 | 3.14 | 3.09 | 3.08 | 3.08 | 3.04 | 3 | 3 | 2.95 | 2.8 | 77.7 | 78.9 | 80.7 | 78.1 | 76.8 | 76.3 | 75.9 | 75.7 | 74.9 | 72 | 72.87 | 3.01 | 0.55 | 3.02 | 2.57 | 18.27% | 76.24 | 3.0251 | 0.1224 | 3.0342 | 0.997 | 3.001 | 0.91 | 0
2012-05-23 14:00 | 3.46 | 3.36 | 3.25 | 3.24 | 3.25 | 3.26 | 3.32 | 3.29 | 3.32 | 3.38 | 79.6 | 76.1 | 71.5 | 66.6 | 61.9 | 57.4 | 54.2 | 53.2 | 52.3 | 54.9 | 62.59 | 2.92 | 0.6 | 2.84 | 2.65 | 20.55% | 56.92 | 3.2577 | -0.16853 | 3.2685 | 0.99667 | 2.9103 | 0 | 0
2012-05-23 14:10 | 2.8 | 2.75 | 2.68 | 2.64 | 2.62 | 2.6 | 2.59 | 2.58 | 2.46 | 2.42 | 62.5 | 62.1 | 61 | 59.9 | 59.1 | 59 | 58.4 | 59.4 | 62.8 | 72.4 | 49.9 | 2.63 | 0.46 | 2.52 | 2.3 | 17.49% | 58.91 | 2.5894 | 0.035611 | 2.5986 | 0.99649 | 2.6208 | 0 | 0
2012-05-23 14:20 | 3.63 | 3.47 | 3.25 | 3.14 | 3.04 | 3.01 | 3.03 | 3.04 | 3.14 | 3.24 | 83.3 | 82.4 | 80.9 | 79.5 | 78.6 | 77.8 | 76 | 73.7 | 71 | 69.8 | 67.62 | 2.87 | 0.5 | 2.85 | 2.59 | 17.42% | 77.53 | 3.1091 | -0.061199 | 3.0129 | 1.032 | 2.9617 | 0 | 0
2012-05-23 14:30 | 2.02 | 1.98 | 1.9 | 1.75 | 1.81 | 1.97 | 2.06 | 2.05 | 2.05 | 2.21 | 91.8 | 92.6 | 93.2 | 95.1 | 93.4 | 90.6 | 86.9 | 86.2 | 85.5 | 85.7 | 69.11 | 2.18 | 0.78 | 2.17 | 2.31 | 35.78% | 90.045 | 1.9642 | -0.41282 | 1.9826 | 0.9907 | 2.1597 | 0 | 0
2012-05-23 14:40 | 2.12 | 1.97 | 1.93 | 1.82 | 1.77 | 1.8 | 1.81 | 1.78 | 1.71 | 1.63 | 119.2 | 117.5 | 110.1 | 104.6 | 103.9 | 102.1 | 105.9 | 109.8 | 111.8 | 120 | 77.62 | 1.57 | 0.47 | 1.58 | 1.22 | 29.94% | 102.67 | 1.7875 | -0.051197 | 1.8014 | 0.99229 | 1.5579 | 0 | 0
2012-05-23 14:50 | 2.73 | 2.57 | 2.57 | 2.49 | 2.45 | 2.42 | 2.35 | 2.32 | 2.29 | 2.3 | 72.1 | 72.1 | 71 | 70.1 | 70 | 68.6 | 66.5 | 65.3 | 66.4 | 70.9 | 58.7 | 1.86 | 0.58 | 1.86 | 1.95 | 31.18% | 68.285 | 2.411 | 0.27124 | 2.4098 | 1.0005 | 1.8609 | 0 | 0
2012-05-23 15:00 | 2.74 | 2.6 | 2.53 | 2.51 | 2.57 | 2.57 | 2.59 | 2.6 | 2.65 | 2.49 | 53.6 | 54.3 | 50.9 | 45.5 | 42 | 40.2 | 39.4 | 39.2 | 38.8 | 35.6 | 39.83 | 2.58 | 0.67 | 2.58 | 2.64 | 25.97% | 40.08 | 2.5636 | -0.071636 | 2.5729 | 0.9964 | 2.5707 | 0 | 0
2012-05-23 15:10 | 2.24 | 2.16 | 2.21 | 2.26 | 2.29 | 2.25 | 2.22 | 2.23 | 2.22 | 2.14 | 1 | 2.7 | 5.7 | 10.8 | 17.6 | 23.4 | 26.2 | 25.5 | 25.1 | 24 | 17.6 | 1.99 | 0.48 | 1.98 | 1.88 | 24.12% | 23.82 | 2.2064 | 0.12404 | 2.2457 | 0.98252 | 1.9552 | 0 | 0
2012-05-23 15:20 | 2.54 | 2.52 | 2.47 | 2.4 | 2.41 | 2.46 | 2.46 | 2.51 | 2.6 | 2.64 | 48 | 48.6 | 50 | 50.8 | 51.3 | 51.1 | 53.4 | 55.2 | 55.5 | 52.1 | 29.42 | 2.02 | 0.51 | 1.93 | 1.73 | 25.25% | 51.445 | 2.4837 | 0 | 2.46 | 1.0096 | 2.0395 | 0 | 0
2012-05-23 15:30 | 2.42 | 2.45 | 2.38 | 2.3 | 2.29 | 2.29 | 2.23 | 2.17 | 2.07 | 1.92 | 336.7 | 336.1 | 335.7 | 338.1 | 336.7 | 338.4 | 339.2 | 337 | 335.6 | 338.8 | 339.4 | 1.68 | 0.63 | 1.62 | 1.7 | 37.5% | 338.52 | 2.2416 | 0.24535 | 2.2813 | 0.98258 | 1.6507 | 0 | 0
2012-05-23 15:40 | 2.59 | 2.58 | 2.43 | 2.39 | 2.37 | 2.23 | 2.18 | 2.15 | 2.11 | 2 | 317.1 | 319.8 | 324.1 | 326.4 | 326.4 | 327.8 | 328.7 | 327.8 | 327.2 | 327.4 | 308.4 | 1.77 | 0.55 | 1.74 | 1.82 | 31.07% | 327.935 | 2.2674 | 0.20956 | 2.2228 | 1.0201 | 1.8055 | 0 | 0
2012-05-23 15:50 | 2.92 | 2.88 | 2.69 | 2.66 | 2.66 | 2.64 | 2.61 | 2.59 | 2.67 | 2.67 | 312.6 | 314.5 | 314.5 | 313.6 | 312.5 | 314.8 | 315.8 | 316.5 | 316.8 | 316.7 | 311.2 | 2.56 | 0.51 | 2.54 | 2.55 | 19.92% | 314.95 | 2.6571 | 0.10561 | 2.6357 | 1.0081 | 2.5808 | 0 | 0
2012-05-23 16:00 | 3.27 | 3.04 | 2.84 | 2.73 | 2.61 | 2.57 | 2.5 | 2.51 | 2.46 | 2.43 | 296.7 | 297.6 | 296.6 | 294.3 | 293.2 | 292.1 | 292.9 | 293.5 | 294.7 | 294.3 | 285.5 | 2.53 | 0.55 | 2.45 | 2.14 | 21.74% | 292.22 | 2.6124 | 0.25519 | 2.5599 | 1.0205 | 2.5819 | 0 | 0
2012-05-23 16:10 | 3.89 | 3.85 | 3.67 | 3.61 | 3.55 | 3.49 | 3.41 | 3.34 | 3.19 | 3.09 | 313.8 | 314.2 | 312.5 | 311.2 | 311.7 | 310.5 | 310.8 | 310.6 | 309.4 | 309.1 | 299.1 | 3.59 | 0.98 | 3.57 | 2.97 | 27.3% | 310.545 | 3.4667 | 0.21429 | 3.4784 | 0.99664 | 3.5779 | 53.69 | 52.78
2012-05-23 16:20 | 4.26 | 4.27 | 4.02 | 3.85 | 3.76 | 3.74 | 3.61 | 3.5 | 3.44 | 3.38 | 315.9 | 315.4 | 316.3 | 315.7 | 315.9 | 315 | 314.8 | 314.5 | 315.6 | 318.5 | 301.1 | 3.65 | 0.93 | 3.56 | 3.09 | 25.48% | 314.97 | 3.7158 | 0.32693 | 3.7211 | 0.99857 | 3.6448 | 59.15 | 58.24
2012-05-23 16:30 | 5.18 | 5.2 | 5.05 | 4.94 | 4.9 | 4.85 | 4.85 | 4.9 | 4.91 | 4.8 | 310.2 | 311.9 | 311.8 | 311.6 | 310.8 | 309.6 | 308.8 | 308.2 | 308.2 | 307.2 | 303.9 | 4.86 | 0.59 | 4.8 | 4.69 | 12.14% | 309.48 | 4.9162 | 0 | 4.85 | 1.0137 | 4.9264 | 184.74 | 192.37
2012-05-23 16:40 | 5.67 | 5.59 | 5.32 | 5.2 | 5.04 | 4.88 | 4.76 | 4.67 | 4.66 | 4.75 | 291.1 | 291.5 | 289.6 | 289.5 | 290.5 | 291.5 | 292.3 | 292.6 | 292.9 | 294.6 | 282.1 | 5.09 | 0.53 | 5.14 | 4.84 | 10.41% | 291.62 | 4.9532 | 0.23008 | 4.8626 | 1.0186 | 5.1848 | 214.58 | 229.16
2012-05-23 16:50 | 6.12 | 6.04 | 5.96 | 5.8 | 5.64 | 5.54 | 5.48 | 5.42 | 5.33 | 5.14 | 292 | 292.1 | 293.3 | 294.2 | 294.4 | 293.7 | 294.3 | 294.9 | 295.3 | 295.7 | 284.6 | 5.34 | 0.56 | 5.27 | 4.63 | 10.49% | 293.79 | 5.5887 | 0.10063 | 5.5314 | 1.0104 | 5.3954 | 255.08 | 264.8
2012-05-23 17:00 | 6.11 | 6.12 | 5.99 | 5.74 | 5.6 | 5.5 | 5.39 | 5.32 | 5.21 | 5.15 | 291.1 | 292.1 | 292.2 | 292.7 | 292.9 | 292.8 | 293 | 292.9 | 293.7 | 293.5 | 283.4 | 5.39 | 0.58 | 5.37 | 4.95 | 10.76% | 292.83 | 5.5407 | 0.18669 | 5.4841 | 1.0103 | 5.4456 | 263.18 | 272.9
2012-05-23 17:10 | 7.07 | 6.92 | 6.67 | 6.57 | 6.66 | 6.66 | 6.65 | 6.65 | 6.6 | 6.44 | 292.4 | 292.3 | 292.3 | 293.5 | 293.9 | 293.8 | 294.1 | 294.8 | 295.2 | 295.5 | 286.9 | 6.33 | 1.04 | 6.32 | 5.97 | 16.43% | 293.845 | 6.6404 | 0.013886 | 6.6586 | 0.99728 | 6.3128 | 436.58 | 432.06
2012-05-23 17:20 | 7.14 | 7.04 | 6.94 | 6.84 | 6.77 | 6.78 | 6.77 | 6.77 | 6.68 | 6.4 | 294.1 | 293.6 | 293.5 | 293.3 | 293.3 | 292.4 | 292.6 | 292.8 | 292.7 | 293.6 | 286.7 | 6.66 | 0.72 | 6.67 | 6.11 | 10.81% | 292.43 | 6.7807 | 0.01364 | 6.7786 | 1.0003 | 6.6621 | 511.16 | 511.16
2012-05-23 17:30 | 5.98 | 5.87 | 5.72 | 5.54 | 5.47 | 5.37 | 5.3 | 5.26 | 5.2 | 4.9 | 324.2 | 323.7 | 323.4 | 323 | 323 | 321.6 | 320.8 | 320.3 | 319.2 | 317.4 | 316 | 5.55 | 1.28 | 5.45 | 4.85 | 23.06% | 321.48 | 5.3993 | 0.12125 | 5.3599 | 1.0073 | 5.5908 | 289.1 | 295.58
2012-05-23 17:40 | 4.23 | 4.16 | 3.88 | 3.67 | 3.54 | 3.46 | 3.41 | 3.38 | 3.42 | 3.52 | 2.9 | 4.2 | 6.4 | 6.6 | 7 | 6.5 | 5.2 | 3.9 | 2.7 | 3.3 | 359.3 | 3.23 | 0.41 | 3.11 | 2.95 | 12.69% | 6.305 | 3.5631 | 0.13451 | 3.4528 | 1.0319 | 3.3332 | 20.93 | 30.03
2012-05-23 17:50 | 4.86 | 4.58 | 4.38 | 4.12 | 4.01 | 3.93 | 3.71 | 3.55 | 3.39 | 3.14 | 1.8 | 2.8 | 3.9 | 4.7 | 5.5 | 5.4 | 7 | 8 | 8.6 | 7.4 | 357.9 | 3.74 | 0.84 | 3.48 | 2.86 | 22.46% | 5.64 | 3.8825 | 0.53235 | 3.8977 | 0.9961 | 3.7254 | 67.34 | 66.43
2012-05-23 18:00 | 4.98 | 4.78 | 4.42 | 4.23 | 3.98 | 3.76 | 3.59 | 3.51 | 3.38 | 2.99 | 356.7 | 358.3 | 0.7 | 2.4 | 4.1 | 4 | 5.2 | 7.3 | 7.9 | 10.7 | 356.3 | 3.86 | 0.54 | 3.6 | 2.6 | 13.99% | 4.18 | 3.8611 | 0.42755 | 3.7352 | 1.0337 | 3.9901 | 78.26 | 90.09
2012-05-23 18:10 | 5.16 | 5.03 | 4.68 | 4.39 | 4.13 | 3.83 | 3.62 | 3.44 | 3.32 | 2.96 | 354.2 | 355.8 | 357.3 | 357.5 | 359.6 | 2.5 | 5.1 | 8.3 | 11.4 | 13.7 | 354 | 3.72 | 0.62 | 3.48 | 2.1 | 16.67% | 2.89 | 3.9485 | 0.52111 | 3.7992 | 1.0393 | 3.8662 | 65.52 | 79.17
2012-05-23 18:20 | 6.1 | 5.8 | 5.15 | 4.81 | 4.54 | 4.26 | 4.03 | 3.84 | 3.64 | 3.28 | 341.4 | 343.1 | 344.6 | 345.4 | 346.5 | 348.7 | 351.2 | 353.9 | 357.1 | 359.2 | 336.6 | 4.1 | 0.61 | 3.84 | 2.61 | 14.88% | 349.075 | 4.3837 | 0.5129 | 4.2263 | 1.0373 | 4.2527 | 101.9 | 118.25
2012-05-23 18:30 | 4.33 | 4.08 | 3.65 | 3.23 | 2.98 | 2.81 | 2.66 | 2.59 | 2.54 | 2.58 | 346.3 | 348.8 | 350.1 | 353.5 | 356.5 | 2.2 | 7.2 | 14.3 | 17.8 | 26.5 | 353 | 3.04 | 0.55 | 2.92 | 2.12 | 18.09% | 2.95 | 2.9427 | 0.50695 | 2.788 | 1.0555 | 3.2087 | 3.64 | 19.11
2012-05-23 18:40 | 4.28 | 3.98 | 3.82 | 3.47 | 3.27 | 3.05 | 2.84 | 2.69 | 2.62 | 2.5 | 348 | 349.7 | 349.3 | 351 | 352.8 | 356.1 | 358.5 | 1.3 | 4.7 | 12.2 | 341.4 | 2.97 | 0.63 | 2.84 | 2.21 | 21.21% | 356.46 | 3.1387 | 0.65923 | 3.019 | 1.0396 | 3.0877 | 0 | 8.19
2012-05-23 18:50 | 4.13 | 3.96 | 3.58 | 3.34 | 3.13 | 2.9 | 2.76 | 2.61 | 2.52 | 2.43 | 348.8 | 350.3 | 351.4 | 353.6 | 354.2 | 356.8 | 0.6 | 6.2 | 12.6 | 27.2 | 345.3 | 3 | 0.47 | 2.83 | 2.02 | 15.67% | -2.63 | 3.0037 | 0.45724 | 2.8795 | 1.0431 | 3.1294 | 0 | 11.83
2012-05-23 19:00 | 3.87 | 3.87 | 3.62 | 3.52 | 3.36 | 3.17 | 2.99 | 2.84 | 2.8 | 2.75 | 1.2 | 3.4 | 5.1 | 8 | 9 | 12 | 15.5 | 21.2 | 26.5 | 41.4 | 359.7 | 3.24 | 0.38 | 3.07 | 2.42 | 11.73% | 12.525 | 3.1812 | 0.54021 | 3.1436 | 1.012 | 3.2788 | 21.84 | 25.48
2012-05-23 19:40 | 5.25 | 4.95 | 4.43 | 4.15 | 3.93 | 3.61 | 3.33 | 3.11 | 2.92 | 2.59 | 350.3 | 351.8 | 354 | 354.4 | 355.3 | 355.9 | 355.5 | 355.1 | 354.9 | 353.3 | 346.7 | 3.5 | 0.59 | 3.27 | 2.06 | 16.86% | 355.84 | 3.7175 | 0.74608 | 3.5685 | 1.0418 | 3.6462 | 45.5 | 59.15
2012-05-23 19:50 | 5.27 | 5.23 | 5.03 | 4.69 | 4.46 | 4.2 | 4 | 3.92 | 3.78 | 3.55 | 345.1 | 345.2 | 347 | 348.8 | 349.4 | 348.7 | 348 | 348.1 | 349.3 | 348.4 | 339.7 | 4.21 | 0.53 | 3.99 | 3.02 | 12.59% | 348.595 | 4.3252 | 0.45087 | 4.1707 | 1.037 | 4.3659 | 113.89 | 131.33
2012-05-23 20:00 | 4.6 | 4.5 | 4.31 | 4.09 | 3.84 | 3.65 | 3.45 | 3.31 | 3.2 | 3.04 | 350.2 | 350.7 | 351.9 | 352.1 | 351.7 | 351.3 | 352.9 | 354.9 | 355.4 | 356.6 | 341.8 | 3.55 | 0.69 | 3.34 | 2.64 | 19.44% | 351.54 | 3.7202 | 0.52076 | 3.6206 | 1.0275 | 3.6476 | 50.05 | 59.15
2012-05-23 20:10 | 4.6 | 4.54 | 4.35 | 4.17 | 4.05 | 3.76 | 3.58 | 3.44 | 3.32 | 3.11 | 345.4 | 346.7 | 348.5 | 349.4 | 350.1 | 350 | 349.5 | 348.9 | 349.5 | 348.6 | 341.1 | 3.85 | 0.53 | 3.66 | 2.82 | 13.77% | 349.925 | 3.8304 | 0.45333 | 3.7337 | 1.0259 | 3.9498 | 77.35 | 86.45
2012-05-23 20:20 | 5.15 | 5.06 | 4.91 | 4.67 | 4.41 | 4.14 | 3.92 | 3.78 | 3.67 | 3.54 | 339.5 | 340.1 | 342.3 | 342.6 | 343.9 | 345.5 | 346.3 | 346.9 | 347 | 348.5 | 334.7 | 4.17 | 0.4 | 3.92 | 2.96 | 9.592% | 345.62 | 4.2404 | 0.5046 | 4.1077 | 1.0323 | 4.3047 | 109.53 | 123.7
2012-05-23 20:30 | 5.31 | 5.18 | 4.92 | 4.62 | 4.28 | 4.05 | 3.8 | 3.62 | 3.45 | 3.33 | 339.9 | 340.3 | 340.5 | 342.5 | 342 | 341.5 | 340.4 | 340 | 340.4 | 341.1 | 330.7 | 4.18 | 0.39 | 3.98 | 3.03 | 9.33% | 341.335 | 4.1575 | 0.5888 | 4.0132 | 1.036 | 4.3303 | 110.62 | 126.97
2012-05-23 20:40 | 5.36 | 5.15 | 4.73 | 4.3 | 4 | 3.67 | 3.43 | 3.19 | 3.1 | 3.01 | 338 | 338.5 | 338.9 | 339 | 339.8 | 340.3 | 340 | 339.7 | 339.1 | 338.5 | 330.6 | 3.78 | 0.34 | 3.51 | 2.84 | 8.995% | 340.255 | 3.8656 | 0.62498 | 3.6346 | 1.0636 | 4.0202 | 70.98 | 93.18
2012-05-23 20:50 | 5.52 | 5.33 | 4.85 | 4.56 | 4.26 | 4.03 | 3.88 | 3.72 | 3.64 | 3.57 | 336.4 | 335.7 | 334.9 | 335.2 | 335 | 334.5 | 335.7 | 337 | 338.4 | 339.4 | 325.2 | 4.14 | 0.1 | 3.94 | 3.28 | 2.415% | 334.68 | 4.1895 | 0.35052 | 4.0082 | 1.0452 | 4.3273 | 106.26 | 126.97
2012-05-23 21:00 | 5.77 | 5.58 | 5.23 | 4.93 | 4.67 | 4.38 | 4.15 | 3.97 | 3.89 | 3.75 | 337.7 | 337.3 | 336.9 | 336 | 335.2 | 334.8 | 334.7 | 335.2 | 335.5 | 337.2 | 324.8 | 4.5 | 0.32 | 4.28 | 3.36 | 7.111% | 334.785 | 4.5077 | 0.49846 | 4.3463 | 1.0371 | 4.6672 | 145.5 | 164.03
2012-05-23 21:10 | 5.37 | 5.2 | 4.99 | 4.72 | 4.48 | 4.18 | 3.91 | 3.7 | 3.48 | 3.19 | 329.6 | 329.4 | 328.5 | 327.6 | 325.4 | 324.4 | 323.8 | 323.2 | 322.2 | 321.7 | 316 | 4.35 | 0.32 | 4.08 | 2.8 | 7.356% | 324.31 | 4.2456 | 0.61706 | 4.1402 | 1.0255 | 4.4608 | 129.15 | 141.14
2012-05-23 21:20 | 4.9 | 4.83 | 4.74 | 4.54 | 4.24 | 4.04 | 3.84 | 3.67 | 3.55 | 3.24 | 323.6 | 323 | 323.3 | 323.5 | 322.6 | 321.8 | 320.8 | 320.5 | 318.4 | 316.7 | 313.5 | 4.15 | 0.4 | 3.93 | 2.89 | 9.639% | 321.65 | 4.1038 | 0.46919 | 4.0107 | 1.0232 | 4.2463 | 107.35 | 118.25
2012-05-23 21:30 | 4.88 | 4.83 | 4.66 | 4.5 | 4.3 | 4.05 | 3.82 | 3.6 | 3.46 | 3.25 | 320.8 | 322.1 | 323.1 | 324.4 | 325.5 | 325.7 | 326 | 326.4 | 327.6 | 326 | 316.5 | 4.16 | 0.41 | 3.95 | 3.01 | 9.856% | 325.745 | 4.0798 | 0.54029 | 4.0162 | 1.0158 | 4.2259 | 108.44 | 116.07
2012-05-23 21:40 | 4.87 | 4.85 | 4.72 | 4.7 | 4.62 | 4.42 | 4.31 | 4.22 | 4.1 | 3.78 | 324.4 | 325.3 | 327.3 | 328.7 | 329.3 | 329.1 | 328.8 | 328.4 | 328.9 | 329.9 | 319.7 | 4.58 | 0.13 | 4.43 | 3.36 | 2.838% | 329.055 | 4.4321 | 0.23289 | 4.4041 | 1.0064 | 4.6091 | 154.22 | 157.49
2012-05-23 21:50 | 4.63 | 4.61 | 4.61 | 4.56 | 4.48 | 4.37 | 4.2 | 4.04 | 3.92 | 3.64 | 331 | 332.9 | 334.8 | 335.2 | 334.9 | 334 | 333.3 | 332.1 | 331 | 329.8 | 323.9 | 4.51 | 0.12 | 4.31 | 3.36 | 2.661% | 333.895 | 4.2976 | 0.36667 | 4.3452 | 0.98905 | 4.4606 | 146.59 | 141.14
2012-05-23 22:00 | 4.87 | 4.84 | 4.84 | 4.76 | 4.72 | 4.5 | 4.31 | 4.13 | 3.9 | 3.57 | 333.9 | 335.4 | 337 | 336.7 | 336.9 | 335.9 | 334.4 | 332.9 | 331.7 | 330 | 325.7 | 4.59 | 0.14 | 4.35 | 3.18 | 3.05% | 335.675 | 4.4396 | 0.39865 | 4.4723 | 0.9927 | 4.5565 | 155.31 | 152.04
2012-05-23 22:10 | 4.48 | 4.52 | 4.49 | 4.51 | 4.41 | 4.28 | 4.1 | 3.88 | 3.63 | 3.28 | 328.5 | 328.7 | 331.4 | 332 | 331.5 | 331.4 | 331.1 | 329.7 | 328.5 | 324.7 | 321.9 | 4.43 | 0.2 | 4.26 | 2.79 | 4.515% | 331.355 | 4.1738 | 0.39705 | 4.2537 | 0.98121 | 4.3468 | 137.87 | 129.15
2012-05-23 22:20 | 4.39 | 4.44 | 4.42 | 4.4 | 4.38 | 4.24 | 4.07 | 3.89 | 3.7 | 3.26 | 324.4 | 325.3 | 326.3 | 327.4 | 327.2 | 327.5 | 327.4 | 326.8 | 325.1 | 321.3 | 318 | 4.39 | 0.14 | 4.26 | 3.07 | 3.189% | 327.485 | 4.1392 | 0.37814 | 4.2152 | 0.98196 | 4.3108 | 133.51 | 124.79
2012-05-23 22:30 | 3.96 | 3.86 | 3.86 | 3.91 | 3.93 | 3.86 | 3.77 | 3.62 | 3.48 | 3.2 | 314 | 315.5 | 317.2 | 319.7 | 321.1 | 321.8 | 322.3 | 322.6 | 323.2 | 320.9 | 312.7 | 4 | 0.16 | 3.9 | 2.79 | 4% | 321.875 | 3.7551 | 0.21801 | 3.847 | 0.97611 | 3.9044 | 91 | 81.9
2012-05-23 22:40 | 4.54 | 4.32 | 4 | 3.78 | 3.67 | 3.63 | 3.7 | 3.84 | 3.93 | 3.64 | 316.1 | 315.6 | 314.5 | 313.7 | 314.9 | 317.2 | 319.5 | 321.9 | 323.9 | 323.8 | 309.2 | 3.67 | 0.09 | 3.7 | 3.2 | 2.452% | 317.545 | 3.7999 | -0.1765 | 3.6399 | 1.044 | 3.8313 | 60.97 | 75.53
2012-05-23 22:50 | 4.7 | 4.58 | 4.32 | 4.05 | 3.78 | 3.62 | 3.61 | 3.68 | 3.75 | 3.55 | 318.4 | 317.9 | 319.3 | 317.5 | 315.7 | 316.4 | 318.2 | 320.3 | 322 | 322.8 | 308.5 | 3.61 | 0.14 | 3.56 | 3.11 | 3.878% | 316.67 | 3.8471 | 0.025563 | 3.6186 | 1.0632 | 3.838 | 55.51 | 76.44
2012-05-23 23:00 | 4.15 | 3.98 | 3.64 | 3.49 | 3.46 | 3.55 | 3.63 | 3.67 | 3.62 | 3.14 | 319.5 | 318.8 | 317.5 | 318.1 | 318.6 | 320.2 | 321.1 | 321.8 | 321.5 | 320.5 | 312.9 | 3.66 | 0.4 | 3.74 | 2.77 | 10.93% | 320.335 | 3.5792 | -0.20594 | 3.5614 | 1.005 | 3.6784 | 60.06 | 61.88
2012-05-23 23:10 | 4.5 | 4.38 | 4.18 | 4 | 3.66 | 3.36 | 3.12 | 3.17 | 3.37 | 3.43 | 317.3 | 317.1 | 316.1 | 315.2 | 314.1 | 311.6 | 311.7 | 313.3 | 316.2 | 319 | 302.8 | 3.4 | 0.31 | 3.14 | 3.11 | 9.118% | 311.615 | 3.5946 | 0.68483 | 3.3245 | 1.0812 | 3.6762 | 36.4 | 61.88
2012-05-23 23:20 | 4.32 | 4.3 | 4.31 | 4.16 | 3.99 | 3.69 | 3.37 | 3.16 | 3.15 | 3.15 | 311.8 | 312.9 | 313.5 | 313.4 | 312.8 | 311.4 | 309.4 | 308.4 | 309.1 | 312.6 | 302.3 | 3.83 | 0.24 | 3.56 | 2.9 | 6.266% | 311.1 | 3.7206 | 0.83828 | 3.6424 | 1.0215 | 3.9123 | 75.53 | 82.81
2012-05-23 23:30 | 4.85 | 4.82 | 4.7 | 4.59 | 4.49 | 4.3 | 4.04 | 3.75 | 3.41 | 3.12 | 311.5 | 310.8 | 310.9 | 311.9 | 312.6 | 312.9 | 312.2 | 311 | 310.1 | 309.9 | 305 | 4.49 | 0.27 | 4.29 | 3 | 6.013% | 312.795 | 4.1974 | 0.57636 | 4.2617 | 0.9849 | 4.4222 | 144.41 | 136.78
2012-05-23 23:40 | 5.36 | 5.28 | 5.14 | 5.04 | 4.95 | 4.81 | 4.6 | 4.3 | 3.9 | 3.46 | 311.2 | 310.7 | 309.4 | 308.3 | 307.6 | 307.3 | 306.9 | 305.8 | 303.6 | 299.5 | 300.4 | 4.85 | 0.31 | 4.72 | 3.13 | 6.392% | 307.24 | 4.6758 | 0.41252 | 4.7793 | 0.97834 | 4.7449 | 183.65 | 171.66
2012-05-23 23:50 | 4.97 | 4.86 | 4.73 | 4.51 | 4.34 | 4.25 | 4.02 | 3.77 | 3.57 | 3.18 | 310.6 | 311.1 | 310.8 | 310.8 | 310.6 | 309.8 | 308.2 | 307.2 | 305.9 | 304.3 | 301.8 | 4.39 | 0.26 | 4.24 | 2.96 | 5.923% | 309.56 | 4.177 | 0.51414 | 4.2163 | 0.99069 | 4.3491 | 133.51 | 129.15
2012-05-24 | 5.05 | 4.88 | 4.58 | 4.38 | 4.14 | 4.01 | 3.83 | 3.67 | 3.49 | 3.14 | 306.2 | 306.4 | 306.9 | 306.8 | 307.1 | 307 | 306.4 | 305.4 | 305.7 | 304.3 | 299.4 | 4.18 | 0.18 | 4.05 | 2.93 | 4.306% | 306.91 | 4.035 | 0.42441 | 3.9837 | 1.0129 | 4.2338 | 110.62 | 116.07
2012-05-24 00:10 | 5.35 | 5.16 | 4.82 | 4.62 | 4.46 | 4.19 | 3.85 | 3.48 | 3.12 | 2.79 | 311.2 | 311 | 311.9 | 312.4 | 313.5 | 314.5 | 314.5 | 314.5 | 315 | 314.3 | 308.3 | 4.26 | 0.3 | 3.99 | 2.75 | 7.042% | 314.5 | 4.1377 | 0.78204 | 4.1395 | 0.99956 | 4.2581 | 119.34 | 119.34
2012-05-24 00:20 | 5.61 | 5.61 | 5.51 | 5.17 | 4.85 | 4.51 | 4.12 | 3.77 | 3.52 | 3.14 | 310 | 309.3 | 308.3 | 308.2 | 308.2 | 308.1 | 308.5 | 308.3 | 308 | 307.1 | 301 | 4.61 | 0.38 | 4.29 | 2.8 | 8.243% | 308.16 | 4.5589 | 0.83579 | 4.4519 | 1.024 | 4.7208 | 157.49 | 169.48
2012-05-24 00:30 | 5.26 | 5.19 | 5.01 | 4.76 | 4.45 | 4.06 | 3.73 | 3.44 | 3.19 | 2.89 | 308.8 | 307.4 | 304.5 | 303 | 302.6 | 301.8 | 301.4 | 301.5 | 301 | 301 | 293.9 | 4.3 | 0.44 | 4.05 | 2.63 | 10.23% | 301.74 | 4.1583 | 0.7834 | 4.011 | 1.0367 | 4.458 | 123.7 | 141.14
2012-05-24 00:40 | 4.79 | 4.83 | 4.71 | 4.55 | 4.34 | 4.07 | 3.8 | 3.52 | 3.24 | 2.94 | 307.8 | 306.7 | 304.2 | 302 | 300.5 | 299.9 | 298.8 | 297 | 295.2 | 293.7 | 292.3 | 4.27 | 0.23 | 4.12 | 2.72 | 5.386% | 299.735 | 4.0589 | 0.63432 | 4.0302 | 1.0071 | 4.3004 | 120.43 | 123.7
2012-05-24 00:50 | 4.2 | 4.14 | 4.03 | 3.84 | 3.59 | 3.38 | 3.23 | 3.08 | 2.98 | 2.78 | 314.5 | 312.7 | 309.9 | 308.8 | 308.1 | 306.9 | 305.4 | 304.2 | 303.2 | 302.7 | 297.8 | 3.59 | 0.31 | 3.48 | 2.44 | 8.635% | 306.675 | 3.465 | 0.41948 | 3.3581 | 1.0318 | 3.7043 | 53.69 | 63.7
2012-05-24 01:00 | 4.35 | 4.3 | 4.17 | 4.04 | 3.93 | 3.8 | 3.67 | 3.53 | 3.39 | 3.13 | 315.1 | 313.1 | 310.4 | 308.3 | 307.5 | 306.1 | 305.1 | 304.1 | 303.6 | 301.8 | 298.1 | 4 | 0.27 | 3.83 | 2.9 | 6.75% | 305.95 | 3.7859 | 0.32167 | 3.7811 | 1.0013 | 4.005 | 91 | 92.09
2012-05-24 01:10 | 4.09 | 4.03 | 3.92 | 3.74 | 3.59 | 3.43 | 3.28 | 3.17 | 3.04 | 2.79 | 320.3 | 318.2 | 315 | 312 | 309 | 307.8 | 307.2 | 306.7 | 304.8 | 303.1 | 299.5 | 3.66 | 0.27 | 3.49 | 2.7 | 7.377% | 307.71 | 3.4503 | 0.41323 | 3.4081 | 1.0124 | 3.7053 | 60.06 | 64.61
2012-05-24 01:20 | 4.33 | 4.21 | 3.99 | 4.02 | 4.01 | 3.96 | 3.88 | 3.8 | 3.64 | 3.23 | 317 | 315 | 311.3 | 307.5 | 304.4 | 301 | 298.2 | 296.6 | 295.7 | 293.7 | 293.8 | 4.13 | 0.35 | 4.07 | 3.09 | 8.475% | 300.58 | 3.8645 | 0.1886 | 3.9484 | 0.97875 | 4.0422 | 105.17 | 95.36
2012-05-24 01:30 | 4.99 | 4.82 | 4.52 | 4.28 | 4.17 | 4.25 | 4.36 | 4.39 | 4.31 | 3.94 | 320.1 | 319.7 | 318 | 315.2 | 310.5 | 305.9 | 302.8 | 302 | 301.5 | 300.3 | 298.3 | 4.38 | 0.16 | 4.43 | 3.68 | 3.653% | 305.435 | 4.2952 | -0.23614 | 4.2656 | 1.0069 | 4.4104 | 132.42 | 135.69
2012-05-24 01:40 | 5.45 | 5.22 | 4.81 | 4.39 | 4.21 | 4.32 | 4.46 | 4.47 | 4.3 | 3.96 | 323.4 | 322.5 | 320.7 | 317.8 | 314 | 310.6 | 309.3 | 308.5 | 308.4 | 307.8 | 302.8 | 4.43 | 0.25 | 4.59 | 3.54 | 5.643% | 310.405 | 4.4157 | -0.29473 | 4.3398 | 1.0175 | 4.5075 | 137.87 | 146.59
2012-05-24 01:50 | 5.43 | 5.19 | 4.87 | 4.46 | 4.21 | 4.14 | 4.27 | 4.31 | 4.12 | 3.61 | 327.1 | 326.3 | 325 | 321.7 | 319.5 | 317.5 | 315.1 | 313.6 | 312.7 | 312.6 | 309 | 4.22 | 0.18 | 4.3 | 3.37 | 4.265% | 317.14 | 4.3316 | -0.28571 | 4.1584 | 1.0417 | 4.3958 | 114.98 | 134.6
2012-05-24 02:00 | 5.44 | 5.25 | 4.88 | 4.58 | 4.42 | 4.45 | 4.54 | 4.51 | 4.27 | 3.78 | 323.6 | 322.7 | 321.5 | 320.3 | 319.5 | 317.2 | 315.7 | 314.3 | 313.6 | 312.9 | 309.3 | 4.52 | 0.26 | 4.66 | 3.29 | 5.752% | 316.975 | 4.5153 | -0.18503 | 4.4628 | 1.0118 | 4.5732 | 147.68 | 153.13
2012-05-24 02:10 | 5.01 | 4.85 | 4.73 | 4.73 | 4.75 | 4.71 | 4.56 | 4.38 | 4.15 | 3.91 | 316.9 | 316.1 | 314.2 | 312.1 | 311 | 309.3 | 307.7 | 306.5 | 306.1 | 303.6 | 301.2 | 4.79 | 0.31 | 4.59 | 3.31 | 6.472% | 309.06 | 4.5553 | 0.29909 | 4.6882 | 0.97165 | 4.6542 | 177.11 | 161.85
2012-05-24 02:20 | 4.71 | 4.61 | 4.63 | 4.85 | 4.99 | 4.96 | 4.86 | 4.66 | 4.44 | 4.12 | 312.5 | 311.2 | 310.4 | 310.1 | 309.7 | 309.2 | 308.8 | 307.9 | 306.9 | 303.8 | 301.2 | 5.1 | 0.42 | 5.06 | 4 | 8.235% | 309.14 | 4.7457 | 0.18821 | 4.9455 | 0.95959 | 4.8939 | 216.2 | 188.01
2012-05-24 02:30 | 5.77 | 5.61 | 5.33 | 5.4 | 5.54 | 5.7 | 5.72 | 5.56 | 5.33 | 4.89 | 316.8 | 315.4 | 313.6 | 312.3 | 311.9 | 311.7 | 310.4 | 308.8 | 307 | 305 | 304.1 | 5.83 | 0.48 | 5.9 | 4.51 | 8.233% | 311.505 | 5.4956 | -0.032368 | 5.7029 | 0.96366 | 5.6182 | 334.46 | 300.44
2012-05-24 02:40 | 6.13 | 6.1 | 5.81 | 5.57 | 5.53 | 5.52 | 5.43 | 5.18 | 4.87 | 4.53 | 318.5 | 317.7 | 316.5 | 315 | 313 | 311.8 | 310.2 | 308.7 | 307.6 | 307.2 | 304.2 | 5.65 | 0.44 | 5.63 | 4.59 | 7.788% | 311.56 | 5.4063 | 0.15191 | 5.507 | 0.98171 | 5.5467 | 305.3 | 289.1
2012-05-24 02:50 | 5.42 | 5.24 | 4.97 | 4.9 | 5.17 | 5.4 | 5.38 | 5.2 | 4.97 | 4.63 | 315.5 | 314.5 | 312.4 | 311.4 | 310.4 | 308.9 | 307.2 | 305.1 | 303.3 | 301.1 | 300.7 | 5.54 | 0.47 | 5.54 | 4.12 | 8.484% | 308.645 | 5.1306 | 0.034289 | 5.3971 | 0.95061 | 5.2664 | 287.48 | 243.74
2012-05-24 03:00 | 5.07 | 4.94 | 4.73 | 4.67 | 4.77 | 4.82 | 4.76 | 4.56 | 4.29 | 3.98 | 311.2 | 309.7 | 307.3 | 306 | 304.1 | 302.7 | 301.3 | 300.2 | 299.4 | 297.5 | 296.1 | 4.97 | 0.32 | 4.92 | 4.08 | 6.439% | 302.49 | 4.6405 | 0.11575 | 4.8114 | 0.96449 | 4.7935 | 196.73 | 177.11
2012-05-24 03:10 | 4.77 | 4.69 | 4.67 | 4.67 | 4.62 | 4.56 | 4.41 | 4.3 | 4.14 | 3.92 | 316.6 | 315.4 | 313.8 | 312.4 | 311.9 | 311.1 | 310 | 308.9 | 308.6 | 307.8 | 303.2 | 4.86 | 0.36 | 4.74 | 3.82 | 7.407% | 310.935 | 4.4646 | 0.30909 | 4.5382 | 0.98378 | 4.7812 | 184.74 | 176.02
2012-05-24 03:20 | 5.16 | 5.14 | 5.07 | 5.11 | 5.1 | 5.09 | 5.04 | 4.81 | 4.5 | 4.09 | 319.9 | 319.5 | 318 | 316.3 | 314.9 | 313.4 | 311.9 | 310.5 | 308.7 | 307 | 305.6 | 5.11 | 0.33 | 5.02 | 4.06 | 6.458% | 313.175 | 4.9295 | 0.091225 | 5.0828 | 0.96984 | 4.9559 | 217.82 | 195.64
2012-05-24 03:30 | 5.45 | 5.48 | 5.43 | 5.42 | 5.49 | 5.48 | 5.26 | 4.88 | 4.47 | 3.94 | 318.1 | 317.5 | 316.4 | 314.7 | 314 | 313 | 311.5 | 310.2 | 308.7 | 304.7 | 305.4 | 5.63 | 0.22 | 5.55 | 3.76 | 3.908% | 312.775 | 5.18 | 0.37864 | 5.4479 | 0.95083 | 5.3532 | 302.06 | 256.7
2012-05-24 03:40 | 5.46 | 5.43 | 5.51 | 5.57 | 5.54 | 5.39 | 5.11 | 4.78 | 4.42 | 3.8 | 315.8 | 315.8 | 316.5 | 315.3 | 314 | 312 | 310.5 | 308.5 | 306.7 | 304.5 | 304.3 | 5.53 | 0.32 | 5.35 | 3.52 | 5.787% | 311.775 | 5.1573 | 0.49297 | 5.349 | 0.96416 | 5.3318 | 285.86 | 253.46
2012-05-24 03:50 | 5.47 | 5.47 | 5.41 | 5.24 | 4.97 | 4.55 | 4.24 | 3.96 | 3.69 | 3.25 | 320.4 | 319 | 317.7 | 316.2 | 315.1 | 313.8 | 312 | 310.9 | 309.6 | 306.9 | 304.4 | 4.87 | 0.52 | 4.54 | 3.12 | 10.68% | 313.53 | 4.6115 | 0.65208 | 4.5042 | 1.0238 | 4.986 | 185.83 | 198.91
2012-05-24 04:00 | 5.65 | 5.5 | 5.2 | 4.92 | 4.56 | 4.19 | 3.91 | 3.71 | 3.51 | 3.14 | 321.1 | 320.4 | 317.8 | 315.3 | 313.5 | 312.4 | 312.6 | 312.8 | 313.2 | 310.6 | 304.8 | 4.52 | 0.53 | 4.24 | 3.14 | 11.73% | 312.43 | 4.3406 | 0.63914 | 4.1487 | 1.0463 | 4.7291 | 147.68 | 170.57
2012-05-24 04:10 | 6.37 | 6.09 | 5.62 | 5.16 | 4.79 | 4.45 | 4.2 | 4.04 | 3.86 | 3.41 | 330.5 | 329.9 | 326.9 | 323.5 | 321.6 | 320.4 | 320.1 | 320.5 | 321.7 | 323.1 | 312.3 | 4.59 | 0.54 | 4.31 | 3.24 | 11.76% | 320.355 | 4.6496 | 0.53431 | 4.4133 | 1.0535 | 4.8357 | 155.31 | 182.56
2012-05-24 04:20 | 6.05 | 5.76 | 5.51 | 5.29 | 5.07 | 4.75 | 4.51 | 4.21 | 3.91 | 3.5 | 333.5 | 331.9 | 330.5 | 329.6 | 328 | 327 | 326.9 | 326.9 | 327.1 | 328.8 | 318.2 | 4.88 | 0.47 | 4.55 | 3.12 | 9.631% | 326.985 | 4.7808 | 0.47912 | 4.7148 | 1.014 | 4.9483 | 186.92 | 194.55
2012-05-24 04:30 | 6.12 | 5.97 | 5.52 | 5.17 | 4.76 | 4.38 | 4.04 | 3.77 | 3.51 | 3.31 | 330.5 | 329.7 | 327.6 | 325.8 | 324.6 | 323.6 | 323 | 323.2 | 324.8 | 325.5 | 315 | 4.59 | 0.56 | 4.31 | 3.15 | 12.2% | 323.51 | 4.5461 | 0.74671 | 4.3296 | 1.05 | 4.8196 | 155.31 | 180.38
2012-05-24 04:40 | 5.72 | 5.59 | 5.45 | 5.13 | 4.8 | 4.39 | 4.02 | 3.75 | 3.56 | 3.35 | 325.3 | 323.6 | 321.7 | 320.5 | 319.8 | 319 | 318.5 | 319.2 | 321.3 | 321.6 | 311.7 | 4.76 | 0.46 | 4.5 | 3.41 | 9.664% | 318.925 | 4.5112 | 0.81364 | 4.335 | 1.0407 | 4.9535 | 173.84 | 194.55
2012-05-24 04:50 | 5.42 | 5.32 | 4.98 | 4.54 | 4.17 | 3.8 | 3.49 | 3.3 | 3.15 | 2.96 | 324.4 | 323.2 | 320.7 | 319.2 | 316.8 | 316.5 | 316.7 | 317 | 317.8 | 317.3 | 307.3 | 4.14 | 0.55 | 3.93 | 3.1 | 13.29% | 316.53 | 4.0102 | 0.7864 | 3.7539 | 1.0683 | 4.4226 | 106.26 | 136.78
2012-05-24 05:00 | 5.75 | 5.46 | 5 | 4.54 | 4.22 | 3.85 | 3.57 | 3.32 | 3.06 | 2.83 | 321.5 | 320.5 | 317.8 | 315.3 | 313.6 | 312.3 | 312.4 | 312.7 | 312.8 | 312 | 303.5 | 4.03 | 0.86 | 3.76 | 2.81 | 21.34% | 312.315 | 4.0352 | 0.69776 | 3.8086 | 1.0595 | 4.2698 | 94.27 | 120.43
2012-05-24 05:10 | 5.2 | 5.06 | 4.84 | 4.49 | 4.23 | 4.09 | 3.97 | 3.9 | 3.79 | 3.79 | 321.6 | 322.3 | 321.5 | 322.1 | 322.8 | 322.4 | 321.5 | 321.5 | 320.1 | 316.7 | 311.5 | 4.35 | 0.81 | 4.23 | 3.89 | 18.62% | 322.265 | 4.2166 | 0.27519 | 4.0726 | 1.0354 | 4.5038 | 129.15 | 145.5
2012-05-24 05:20 | 5.01 | 4.87 | 4.62 | 4.32 | 4.2 | 4.03 | 3.85 | 3.76 | 3.72 | 3.64 | 314.4 | 314.4 | 314.7 | 315.6 | 316.4 | 317.6 | 319.3 | 321.4 | 323.2 | 323.3 | 311.5 | 4.18 | 0.57 | 3.96 | 3.52 | 13.64% | 317.855 | 4.0912 | 0.42225 | 4.0037 | 1.0218 | 4.2713 | 110.62 | 120.43
2012-05-24 05:30 | 4.51 | 4.53 | 4.43 | 4.26 | 4.18 | 4.07 | 3.93 | 3.79 | 3.68 | 3.65 | 321.7 | 321.2 | 319.7 | 319.6 | 319.4 | 318.6 | 318.3 | 318.2 | 317.5 | 318.4 | 307.6 | 4.08 | 0.61 | 3.97 | 3.23 | 14.95% | 318.555 | 4.0549 | 0.32347 | 4.0496 | 1.0013 | 4.0853 | 99.72 | 100.81
2012-05-24 05:40 | 4.33 | 4.26 | 4.25 | 4.14 | 4.05 | 3.86 | 3.69 | 3.63 | 3.6 | 3.51 | 321.1 | 320.5 | 318.5 | 318.3 | 317.6 | 316.7 | 316.8 | 316.8 | 316.9 | 317.6 | 310.9 | 4.22 | 0.62 | 4.09 | 3.5 | 14.69% | 316.715 | 3.8886 | 0.41622 | 3.8352 | 1.0139 | 4.2788 | 114.98 | 121.52
2012-05-24 05:50 | 4.26 | 4.22 | 4.06 | 3.85 | 3.73 | 3.67 | 3.69 | 3.69 | 3.68 | 3.68 | 317.6 | 316.7 | 315.2 | 314.5 | 312.8 | 312.1 | 311.5 | 310.8 | 311.1 | 314 | 305.1 | 4 | 0.63 | 3.96 | 3.47 | 15.75% | 312.01 | 3.7771 | -0.050223 | 3.6729 | 1.0284 | 4.1135 | 91 | 102.99
2012-05-24 06:00 | 4.46 | 4.44 | 4.33 | 4.21 | 4 | 3.82 | 3.77 | 3.76 | 3.78 | 3.8 | 322.6 | 322.2 | 321 | 320.4 | 320.4 | 319.9 | 318.3 | 317.7 | 317.9 | 318.8 | 311.8 | 4.14 | 0.52 | 4.03 | 3.88 | 12.56% | 319.66 | 3.9647 | 0.12175 | 3.8128 | 1.0398 | 4.3049 | 106.26 | 123.7
2012-05-24 06:10 | 3.53 | 3.55 | 3.61 | 3.63 | 3.55 | 3.48 | 3.4 | 3.35 | 3.38 | 3.36 | 317.8 | 318.2 | 318.9 | 318.7 | 318 | 318.7 | 318.4 | 317.9 | 317.5 | 319.9 | 304.4 | 3.51 | 0.57 | 3.44 | 3.3 | 16.24% | 318.655 | 3.4801 | 0.21492 | 3.4684 | 1.0034 | 3.5219 | 46.41 | 47.32
2012-05-24 06:20 | 3.07 | 3.12 | 3.19 | 3.23 | 3.22 | 3.24 | 3.31 | 3.31 | 3.32 | 3.43 | 309.3 | 308.9 | 309.1 | 308.9 | 308.4 | 306.9 | 305.4 | 304.6 | 305.3 | 306 | 304.5 | 3.32 | 0.43 | 3.32 | 3.4 | 12.95% | 306.675 | 3.2643 | -0.19752 | 3.2499 | 1.0044 | 3.3347 | 29.12 | 30.03
2012-05-24 06:30 | 2.8 | 2.82 | 2.82 | 2.85 | 2.8 | 2.84 | 2.87 | 2.89 | 3 | 3.09 | 312 | 310.8 | 307 | 303.7 | 302.9 | 302.5 | 301.7 | 302.2 | 301.8 | 301.4 | 300.8 | 3.01 | 0.51 | 3 | 3.01 | 16.94% | 302.38 | 2.8771 | -0.097104 | 2.8443 | 1.0115 | 3.0447 | 0.91 | 3.64
2012-05-24 06:40 | 2.79 | 2.83 | 2.83 | 2.82 | 2.8 | 2.88 | 2.97 | 2.98 | 3.03 | 3.14 | 313.1 | 313.1 | 312.7 | 311.3 | 310.7 | 310 | 308.4 | 307.6 | 307.1 | 305.4 | 303 | 2.89 | 0.41 | 2.95 | 2.99 | 14.19% | 309.76 | 2.9139 | -0.28436 | 2.8927 | 1.0073 | 2.9112 | 0 | 0
2012-05-24 06:50 | 2.82 | 2.78 | 2.7 | 2.69 | 2.7 | 2.72 | 2.75 | 2.82 | 2.86 | 2.94 | 319 | 319.3 | 317.3 | 316.2 | 314.7 | 312.2 | 308.9 | 306.7 | 305.7 | 306.2 | 301.2 | 2.93 | 0.35 | 2.91 | 2.99 | 11.95% | 311.705 | 2.7544 | -0.10136 | 2.7243 | 1.0111 | 2.9624 | 0 | 0
2012-05-24 07:00 | 2.6 | 2.55 | 2.63 | 2.58 | 2.59 | 2.66 | 2.72 | 2.74 | 2.7 | 2.77 | 299.4 | 298.5 | 297.5 | 296.9 | 297.6 | 296.9 | 296.9 | 296.7 | 296.7 | 297.2 | 298 | 2.6 | 0.41 | 2.62 | 2.54 | 15.77% | 296.9 | 2.6634 | -0.20613 | 2.6685 | 0.99807 | 2.595 | 0 | 0
2012-05-24 07:10 | 2.15 | 2.15 | 2.2 | 2.24 | 2.33 | 2.35 | 2.4 | 2.37 | 2.38 | 2.46 | 305.2 | 304.5 | 303.2 | 303 | 304 | 304.7 | 305.7 | 306.4 | 307.8 | 311.6 | 293.1 | 2.43 | 0.31 | 2.43 | 2.42 | 12.76% | 304.85 | 2.3291 | -0.19455 | 2.3571 | 0.98813 | 2.4011 | 0 | 0
2012-05-24 07:20 | 1.67 | 1.69 | 1.67 | 1.74 | 1.79 | 1.77 | 1.79 | 1.81 | 1.85 | 1.9 | 299.9 | 304.9 | 307.6 | 308.6 | 309.6 | 309.4 | 310.8 | 309.5 | 309 | 311.1 | 298.9 | 1.87 | 0.32 | 1.87 | 1.88 | 17.11% | 309.61 | 1.7817 | -0.10383 | 1.7729 | 1.005 | 1.8794 | 0 | 0
2012-05-24 07:30 | 2.06 | 2.01 | 1.95 | 1.85 | 1.77 | 1.73 | 1.65 | 1.59 | 1.63 | 1.63 | 287.2 | 286.7 | 290.6 | 296.9 | 296.6 | 301.2 | 306.1 | 314.5 | 321.8 | 329.2 | 283.4 | 1.67 | 0.4 | 1.61 | 1.08 | 23.95% | 301.935 | 1.7136 | 0.43752 | 1.7183 | 0.99724 | 1.6654 | 0 | 0
2012-05-24 07:40 | 1.93 | 1.85 | 1.68 | 1.62 | 1.58 | 1.54 | 1.56 | 1.62 | 1.67 | 1.76 | 354.4 | 354 | 352.3 | 353.5 | 353.9 | 349.1 | 344.8 | 345.7 | 345.1 | 348.4 | 302.4 | 1.47 | 0.41 | 1.43 | 1.25 | 27.89% | 348.455 | 1.6258 | -0.11924 | 1.5428 | 1.0538 | 1.549 | 0 | 0
2012-05-24 07:50 | 1.96 | 1.97 | 1.98 | 1.92 | 1.88 | 1.8 | 1.74 | 1.67 | 1.65 | 1.6 | 293.4 | 293.8 | 291.7 | 295.3 | 298.7 | 299.8 | 299.2 | 298.6 | 297.1 | 294.6 | 299.6 | 1.55 | 0.32 | 1.45 | 1.45 | 20.65% | 299.71 | 1.8009 | 0.31328 | 1.7913 | 1.0054 | 1.5583 | 0 | 0
2012-05-24 08:00 | 2.1 | 2.1 | 2.04 | 1.91 | 1.9 | 1.89 | 1.83 | 1.79 | 1.71 | 1.59 | 287.2 | 286 | 284.2 | 282.2 | 280.9 | 281.5 | 284.1 | 287.8 | 289.3 | 289.3 | 294.1 | 1.93 | 0.45 | 1.86 | 1.71 | 23.32% | 281.89 | 1.8621 | 0.29812 | 1.8813 | 0.98982 | 1.9103 | 0 | 0
2012-05-24 08:10 | 2.32 | 2.28 | 2.12 | 2.01 | 1.87 | 1.85 | 1.78 | 1.75 | 1.7 | 1.61 | 6.2 | 7.9 | 6.8 | 6.7 | 358.4 | 353 | 350.2 | 348 | 345.4 | 338 | 315.5 | 1.33 | 0.89 | 1.34 | 1.39 | 66.92% | 352.58 | 1.8525 | 0.35645 | 1.8398 | 1.0069 | 1.3391 | 0 | 0
2012-05-24 08:20 | 4.4 | 4.22 | 4.03 | 3.93 | 3.84 | 3.79 | 3.7 | 3.61 | 3.56 | 3.51 | 326.7 | 327.3 | 327.8 | 327.3 | 328 | 327 | 328 | 328.7 | 328.7 | 330.6 | 321.8 | 3.62 | 0.32 | 3.54 | 3.41 | 8.84% | 327.15 | 3.7866 | 0.22209 | 3.777 | 1.0025 | 3.6292 | 56.42 | 57.33
2012-05-24 08:30 | 3.9 | 3.76 | 3.58 | 3.47 | 3.41 | 3.41 | 3.41 | 3.34 | 3.28 | 3.22 | 329.7 | 329.7 | 330.4 | 332 | 334.2 | 336.9 | 339.2 | 339.8 | 339.9 | 341.9 | 326 | 3.28 | 0.75 | 3.26 | 3.04 | 22.87% | 337.245 | 3.4106 | 0 | 3.41 | 1.0002 | 3.2806 | 25.48 | 25.48
2012-05-24 14:10 | 5.24 | 4.97 | 5.02 | 5.14 | 5.19 | 5.16 | 5.06 | 4.99 | 4.91 | 4.86 | 355.2 | 355.2 | 354.1 | 352.5 | 351.2 | 350.8 | 350.5 | 350.1 | 350.3 | 349.9 | 342.3 | 5.04 | 0.65 | 4.93 | 4.61 | 12.9% | 350.755 | 5.0545 | 0.18085 | 5.1456 | 0.9823 | 4.9508 | 206.48 | 194.55
2012-05-24 14:50 | 5.45 | 5.2 | 5.24 | 5.38 | 5.35 | 5.25 | 5.15 | 5.01 | 4.91 | 4.62 | 2.5 | 2.5 | 3.8 | 4.5 | 5.2 | 5.4 | 6.1 | 6.2 | 6.4 | 5.4 | 357.2 | 5.26 | 0.69 | 5.13 | 4.16 | 13.12% | 5.505 | 5.1608 | 0.17772 | 5.2356 | 0.98572 | 5.1849 | 242.12 | 229.16
2012-05-24 15:10 | 4.33 | 4.07 | 4.12 | 4.21 | 4.11 | 3.91 | 3.82 | 3.77 | 3.74 | 3.7 | 19 | 13.4 | 13.9 | 14.5 | 15 | 15.4 | 16 | 15 | 14.1 | 11 | 3.3 | 4.06 | 0.67 | 3.88 | 3.48 | 16.5% | 15.49 | 3.9462 | 0.21519 | 3.897 | 1.0126 | 4.1113 | 97.54 | 102.99
2012-05-24 15:30 | 5.05 | 4.79 | 4.78 | 4.79 | 4.75 | 4.69 | 4.65 | 4.51 | 4.31 | 4.15 | 10 | 9.4 | 6.7 | 6.3 | 6.2 | 6.6 | 6.2 | 6.7 | 5.7 | 6.1 | 359.3 | 4.68 | 0.71 | 4.51 | 3.57 | 15.17% | 6.54 | 4.625 | 0.079152 | 4.6842 | 0.98736 | 4.6208 | 165.12 | 158.58
2012-05-24 16:50 | 2.76 | 2.63 | 2.58 | 2.68 | 2.63 | 2.51 | 2.43 | 2.35 | 2.35 | 2.4 | 23.5 | 18.4 | 18.4 | 20.8 | 24.9 | 22.7 | 21.1 | 20.6 | 22 | 25.5 | 17.7 | 2.52 | 0.53 | 2.48 | 2.1 | 21.03% | 22.46 | 2.5058 | 0.29933 | 2.4984 | 1.003 | 2.5274 | 0 | 0
2012-05-24 18:00 | 3.05 | 2.95 | 2.85 | 2.89 | 2.96 | 2.93 | 2.91 | 2.81 | 2.71 | 2.55 | 335.7 | 337.5 | 342.6 | 343.6 | 346.8 | 348.6 | 349.5 | 349.6 | 350.2 | 351.8 | 340.6 | 2.87 | 0.46 | 2.78 | 2.48 | 16.03% | 348.735 | 2.8526 | 0.063295 | 2.9271 | 0.97452 | 2.7969 | 0 | 0
2012-05-24 18:40 | 4.29 | 3.96 | 3.88 | 3.9 | 3.84 | 3.73 | 3.57 | 3.48 | 3.48 | 3.47 | 322.3 | 322.2 | 320.5 | 318.4 | 319.7 | 320.5 | 321.1 | 322.1 | 322.7 | 325 | 312 | 3.56 | 0.5 | 3.48 | 3.14 | 14.04% | 320.59 | 3.6986 | 0.40515 | 3.7066 | 0.99782 | 3.5523 | 50.96 | 50.05
2012-05-24 19:40 | 4.54 | 4.63 | 4.19 | 4.23 | 4.15 | 4.08 | 3.95 | 3.79 | 3.58 | 3.25 | 312.4 | 313 | 311.5 | 311.4 | 312.4 | 312.6 | 312.2 | 311.4 | 310.7 | 307.1 | 303.8 | 3.99 | 0.11 | 3.91 | 2.81 | 2.757% | 312.54 | 4.0028 | 0.29924 | 4.0611 | 0.98565 | 3.9327 | 90.09 | 84.63
2012-05-24 20:00 | 4.49 | 3.99 | 3.95 | 3.83 | 3.68 | 3.61 | 3.43 | 3.35 | 3.17 | 2.95 | 314.5 | 310.8 | 309.9 | 309.5 | 310.5 | 309.7 | 309 | 307.7 | 306.2 | 299.7 | 300.9 | 3.48 | 0.15 | 3.37 | 2.32 | 4.31% | 309.595 | 3.5691 | 0.47265 | 3.5836 | 0.99593 | 3.4659 | 43.68 | 42.77
2012-05-24 20:10 | 4.26 | 4.26 | 4.32 | 4.19 | 4.11 | 3.96 | 3.77 | 3.55 | 3.36 | 2.86 | 308.9 | 310.4 | 313.7 | 312.8 | 311.8 | 310.9 | 310.1 | 310.3 | 308.9 | 304.4 | 302.1 | 3.82 | 0.18 | 3.7 | 2.33 | 4.712% | 310.78 | 3.8801 | 0.45437 | 3.9322 | 0.98676 | 3.7694 | 74.62 | 70.07
2012-05-24 20:20 | 4.99 | 4.93 | 4.65 | 4.54 | 4.41 | 4.19 | 3.92 | 3.7 | 3.45 | 3.04 | 306.6 | 307.7 | 310.1 | 310.9 | 309.8 | 310.1 | 310.2 | 309.1 | 308.4 | 305.3 | 301.3 | 4.16 | 0.28 | 4 | 2.74 | 6.731% | 310.115 | 4.1438 | 0.61553 | 4.1502 | 0.99845 | 4.1536 | 108.44 | 107.35
2012-05-24 20:30 | 6.23 | 6.11 | 5.82 | 5.65 | 5.44 | 5.2 | 4.94 | 4.67 | 4.4 | 3.94 | 310.8 | 310.8 | 309.4 | 310 | 308.6 | 307.2 | 306.5 | 306.1 | 305.4 | 303.7 | 298.5 | 5.02 | 0.53 | 4.83 | 3.39 | 10.56% | 307.095 | 5.1767 | 0.474 | 5.1619 | 1.0029 | 5.0343 | 203.24 | 204.86
2012-05-24 20:40 | 7 | 6.67 | 6.32 | 6.11 | 5.95 | 5.71 | 5.4 | 5.08 | 4.72 | 4.2 | 316.4 | 315.9 | 315.4 | 314.2 | 312.5 | 310 | 308 | 306.1 | 304.5 | 300.7 | 300.3 | 5.76 | 0.56 | 5.49 | 3.59 | 9.722% | 309.7 | 5.6218 | 0.51583 | 5.6645 | 0.99247 | 5.7166 | 323.12 | 316.64
2012-05-24 20:50 | 6.11 | 6 | 5.73 | 5.54 | 5.39 | 5.23 | 4.88 | 4.5 | 4.1 | 3.32 | 314.7 | 314.2 | 315.1 | 314.8 | 314.3 | 312.6 | 310.6 | 309 | 306.5 | 302.3 | 302.5 | 5.2 | 0.47 | 4.92 | 2.93 | 9.038% | 312.3 | 5.067 | 0.64009 | 5.1784 | 0.97849 | 5.0882 | 232.4 | 214.58
2012-05-24 21:00 | 5.14 | 5.03 | 4.85 | 4.71 | 4.59 | 4.46 | 4.22 | 3.91 | 3.59 | 2.95 | 313 | 314.7 | 314.3 | 312.7 | 310.3 | 308.9 | 306.8 | 305.3 | 303 | 296.8 | 300.5 | 4.5 | 0.26 | 4.43 | 2.61 | 5.778% | 308.585 | 4.3281 | 0.51115 | 4.4248 | 0.97815 | 4.4017 | 145.5 | 134.6
2012-05-24 21:10 | 5.51 | 5.21 | 4.98 | 4.8 | 4.68 | 4.57 | 4.41 | 4.16 | 3.82 | 3.17 | 313.7 | 312.8 | 312.4 | 312.8 | 311.9 | 310.8 | 308.9 | 306.4 | 303.7 | 298.2 | 302.1 | 4.42 | 0.18 | 4.26 | 2.45 | 4.072% | 310.515 | 4.4811 | 0.32933 | 4.5467 | 0.98557 | 4.3562 | 136.78 | 130.24
2012-05-24 21:20 | 5.11 | 4.85 | 4.6 | 4.41 | 4.32 | 4.15 | 4.02 | 3.87 | 3.67 | 3.26 | 310 | 309.7 | 310.1 | 308.2 | 307.2 | 306.5 | 304.8 | 302.7 | 299.8 | 296 | 297.1 | 4.1 | 0.19 | 4.08 | 2.76 | 4.634% | 306.245 | 4.1465 | 0.29411 | 4.1311 | 1.0037 | 4.1153 | 101.9 | 104.08
2012-05-24 21:30 | 4.57 | 4.58 | 4.19 | 4.02 | 3.95 | 3.75 | 3.58 | 3.5 | 3.36 | 3 | 303.5 | 302.9 | 302.1 | 302.8 | 302.2 | 301.9 | 301.4 | 300 | 297.6 | 291 | 293.1 | 3.62 | 0.25 | 3.51 | 2.58 | 6.906% | 301.825 | 3.7796 | 0.42872 | 3.7252 | 1.0146 | 3.6729 | 56.42 | 60.97
2012-05-24 21:40 | 4.8 | 4.62 | 4.35 | 4.08 | 3.87 | 3.66 | 3.4 | 3.2 | 3.01 | 2.72 | 301.8 | 301.9 | 300.7 | 299 | 297.5 | 295.8 | 293.3 | 289.6 | 286.5 | 284.5 | 287.6 | 3.69 | 0.47 | 3.49 | 2.25 | 12.74% | 295.425 | 3.6834 | 0.68095 | 3.6216 | 1.0171 | 3.753 | 62.79 | 68.25
2012-05-24 21:50 | 4.92 | 4.81 | 4.62 | 4.24 | 3.85 | 3.49 | 3.25 | 2.94 | 2.67 | 2.34 | 308 | 307 | 305.9 | 303.5 | 300.8 | 297.4 | 294.1 | 291.6 | 289.4 | 285.4 | 288.8 | 3.6 | 0.6 | 3.37 | 2.25 | 16.67% | 296.905 | 3.6498 | 0.65839 | 3.4546 | 1.0565 | 3.8034 | 54.6 | 72.8
2012-05-24 22:00 | 6.06 | 5.93 | 5.67 | 5.31 | 4.97 | 4.6 | 4.21 | 3.89 | 3.61 | 3.12 | 309.8 | 309.4 | 308.2 | 306.7 | 305.3 | 303.2 | 300.2 | 297.3 | 295 | 291 | 295 | 4.78 | 0.5 | 4.48 | 2.91 | 10.46% | 302.75 | 4.671 | 0.81869 | 4.542 | 1.0284 | 4.9158 | 176.02 | 191.28
2012-05-24 22:10 | 5.37 | 5.33 | 5.1 | 4.87 | 4.56 | 4.18 | 3.81 | 3.54 | 3.28 | 2.93 | 307.4 | 307.8 | 307.6 | 307.3 | 306.4 | 304.5 | 302.6 | 300.7 | 297.5 | 291.1 | 295.6 | 4.35 | 0.82 | 4.02 | 2.53 | 18.85% | 304.215 | 4.2536 | 0.85647 | 4.1249 | 1.0312 | 4.4858 | 129.15 | 144.41
2012-05-24 22:20 | 5.32 | 5.38 | 5.36 | 5.25 | 5.08 | 4.75 | 4.38 | 3.97 | 3.64 | 3.28 | 307.8 | 308.4 | 308.1 | 308.2 | 307.5 | 306.7 | 305.1 | 302.4 | 299.5 | 294.3 | 298.3 | 4.95 | 0.29 | 4.71 | 2.91 | 5.859% | 306.46 | 4.6613 | 0.74941 | 4.6951 | 0.9928 | 4.9144 | 194.55 | 190.19
2012-05-24 22:30 | 5.03 | 5.11 | 5.09 | 5.12 | 4.91 | 4.55 | 4.17 | 3.76 | 3.44 | 3.14 | 305 | 306 | 306.9 | 307.3 | 307.6 | 306.1 | 304.3 | 302.9 | 300.8 | 297.3 | 298 | 4.69 | 0.4 | 4.42 | 2.82 | 8.529% | 305.83 | 4.4699 | 0.80592 | 4.4935 | 0.99475 | 4.6654 | 166.21 | 164.03
2012-05-24 22:40 | 4.37 | 4.33 | 4.45 | 4.48 | 4.45 | 4.23 | 3.97 | 3.72 | 3.47 | 3.01 | 290.6 | 292.9 | 296.6 | 298.2 | 299.2 | 298.6 | 297.2 | 295.2 | 293.7 | 289.4 | 291.2 | 4.39 | 0.17 | 4.19 | 2.81 | 3.872% | 298.39 | 4.0924 | 0.58621 | 4.1917 | 0.97631 | 4.286 | 133.51 | 122.61
2012-05-24 22:50 | 4.27 | 4.23 | 4.16 | 4.02 | 3.93 | 3.86 | 3.68 | 3.44 | 3.21 | 2.83 | 278.8 | 280.4 | 283.8 | 287.4 | 290.5 | 292.5 | 293.9 | 294 | 292 | 285.8 | 284.4 | 3.88 | 0.21 | 3.8 | 2.39 | 5.412% | 292.71 | 3.7393 | 0.4413 | 3.8337 | 0.97539 | 3.7845 | 80.08 | 70.98
2012-05-24 23:20 | 4.8 | 4.75 | 4.78 | 4.73 | 4.61 | 4.29 | 3.94 | 3.64 | 3.44 | 3.17 | 294.1 | 296.7 | 300.6 | 302.7 | 303.6 | 303.7 | 302.7 | 300.8 | 298 | 291.2 | 295.3 | 4.3 | 0.39 | 4.04 | 2.92 | 9.07% | 303.55 | 4.2172 | 0.78646 | 4.238 | 0.99509 | 4.2789 | 123.7 | 121.52
2012-05-24 23:30 | 5.03 | 5.03 | 5.08 | 5.11 | 4.88 | 4.48 | 4.17 | 3.84 | 3.6 | 3.1 | 300 | 300.6 | 303.6 | 305.8 | 305.1 | 304.3 | 302.8 | 301 | 299 | 295.7 | 295.5 | 4.55 | 0.29 | 4.24 | 2.84 | 6.374% | 304.075 | 4.4661 | 0.66264 | 4.4342 | 1.0072 | 4.5827 | 150.95 | 154.22
2012-05-24 23:40 | 4.86 | 4.75 | 4.8 | 4.77 | 4.58 | 4.26 | 3.92 | 3.66 | 3.39 | 3.02 | 286.9 | 289.4 | 294.4 | 297 | 298.1 | 297.5 | 296.2 | 293.9 | 291.6 | 287.8 | 288.5 | 4.29 | 0.44 | 4.03 | 2.65 | 10.26% | 297.305 | 4.2079 | 0.76864 | 4.2095 | 0.99962 | 4.2884 | 122.61 | 122.61
2012-05-24 23:50 | 5.35 | 5.12 | 4.99 | 4.81 | 4.58 | 4.22 | 3.9 | 3.52 | 3.18 | 2.77 | 286.2 | 287.9 | 293 | 297.2 | 299.2 | 300 | 299.2 | 297.2 | 295.5 | 291.7 | 291.1 | 4.35 | 0.42 | 4.04 | 2.83 | 9.655% | 299.88 | 4.2118 | 0.72873 | 4.1726 | 1.0094 | 4.3908 | 129.15 | 133.51
2012-05-25 00:40 | 4.47 | 4.34 | 4.27 | 4.24 | 4.24 | 4.13 | 3.85 | 3.48 | 3.13 | 2.82 | 279.7 | 280.9 | 282.3 | 284.2 | 285.2 | 284.5 | 282.9 | 280.2 | 277.4 | 273.2 | 274.6 | 4.21 | 0.19 | 4.12 | 2.46 | 4.513% | 284.26 | 3.9101 | 0.64876 | 4.0887 | 0.95633 | 4.0262 | 113.89 | 94.27
2012-05-25 00:50 | 4.85 | 4.78 | 4.67 | 4.46 | 4.1 | 3.64 | 3.23 | 2.92 | 2.72 | 2.61 | 281.1 | 282 | 286.1 | 289.5 | 291.7 | 292.4 | 291 | 288.9 | 286.7 | 279.9 | 285.5 | 3.97 | 0.47 | 3.6 | 2.7 | 11.84% | 292.19 | 3.768 | 1.1043 | 3.5782 | 1.0531 | 4.1806 | 88.27 | 110.62
2012-05-25 01:10 | 4.21 | 4.03 | 3.84 | 3.77 | 3.62 | 3.48 | 3.34 | 3.22 | 2.96 | 2.56 | 272.5 | 273.4 | 273.5 | 275.6 | 277.4 | 279.8 | 281.4 | 283.6 | 284.5 | 282.6 | 270.2 | 3.5 | 0.23 | 3.44 | 2.06 | 6.571% | 280.04 | 3.4561 | 0.37945 | 3.4596 | 0.99899 | 3.4965 | 45.5 | 45.5
2012-05-25 01:20 | 4.51 | 4.41 | 4.13 | 3.76 | 3.38 | 2.96 | 2.63 | 2.38 | 2.23 | 2.06 | 279.1 | 279.7 | 281.8 | 285 | 287.1 | 288.4 | 289.1 | 289.4 | 289.4 | 284.9 | 281.4 | 3.11 | 0.28 | 2.81 | 1.88 | 9.003% | 288.505 | 3.1915 | 1.0923 | 2.9103 | 1.0966 | 3.4105 | 10.01 | 37.31
2012-05-25 01:30 | 4.42 | 4.33 | 4.21 | 4.05 | 3.82 | 3.43 | 3.02 | 2.65 | 2.26 | 1.85 | 278.9 | 277.4 | 276.5 | 276.7 | 276.5 | 274.9 | 272.7 | 272.7 | 274.6 | 280.3 | 266.7 | 3.63 | 0.39 | 3.32 | 1.62 | 10.74% | 274.57 | 3.4447 | 1.1764 | 3.368 | 1.0228 | 3.7126 | 57.33 | 64.61
2012-05-25 02:20 | 5.95 | 5.81 | 5.52 | 5.2 | 4.94 | 4.75 | 4.56 | 4.42 | 4.32 | 4.11 | 287.9 | 287.4 | 286 | 283.6 | 280.5 | 277 | 274.1 | 271 | 268.1 | 263.8 | 267.7 | 4.41 | 0.71 | 4.2 | 3.86 | 16.1% | 276.565 | 4.8088 | 0.37724 | 4.7223 | 1.0183 | 4.4908 | 135.69 | 144.41
2012-05-25 02:30 | 5.92 | 5.81 | 5.59 | 5.4 | 5.21 | 4.99 | 4.74 | 4.51 | 4.32 | 4.11 | 283.9 | 283.6 | 283.8 | 282.9 | 282 | 280 | 277.3 | 273.9 | 269.8 | 263.5 | 270.8 | 4.95 | 0.49 | 4.78 | 3.15 | 9.899% | 279.595 | 4.967 | 0.47498 | 4.9534 | 1.0028 | 4.9636 | 194.55 | 195.64
2012-05-25 02:40 | 5.39 | 5.3 | 5.08 | 4.97 | 4.89 | 4.74 | 4.59 | 4.45 | 4.29 | 4.04 | 283.5 | 283.1 | 282.5 | 282.9 | 283.5 | 283.2 | 282.3 | 280.5 | 277.9 | 271.3 | 274.2 | 4.81 | 0.19 | 4.74 | 3.93 | 3.95% | 283.065 | 4.7117 | 0.29716 | 4.7182 | 0.99863 | 4.8034 | 179.29 | 178.2
2012-05-25 05:10 | 5.83 | 5.77 | 5.65 | 5.58 | 5.49 | 5.36 | 5.22 | 5.15 | 5.12 | 5.03 | 271.9 | 272.1 | 272.1 | 272.1 | 272.1 | 272 | 271.6 | 270.9 | 269.4 | 266.9 | 265 | 4.59 | 1.18 | 4.47 | 4.43 | 25.71% | 271.94 | 5.3656 | 0.24458 | 5.3397 | 1.0049 | 4.6123 | 155.31 | 157.49
2012-05-25 06:10 | 4.11 | 4.11 | 4.16 | 4.22 | 4.26 | 4.26 | 4.24 | 4.22 | 4.21 | 4.24 | 292.2 | 291.8 | 290.9 | 290.4 | 290.3 | 290.5 | 290.4 | 290.4 | 290.8 | 290.2 | 282.3 | 4.27 | 0.83 | 4.21 | 4 | 19.44% | 290.485 | 4.2226 | 0.043487 | 4.2571 | 0.99189 | 4.2354 | 120.43 | 117.16
2012-05-25 06:20 | 5.32 | 5.37 | 5.44 | 5.39 | 5.32 | 5.31 | 5.31 | 5.27 | 5.21 | 5.21 | 291.9 | 291.8 | 291.6 | 290.7 | 289.8 | 289.8 | 289.7 | 289 | 288.1 | 287.4 | 283.6 | 5.52 | 0.79 | 5.55 | 5.03 | 14.31% | 289.785 | 5.3135 | 0 | 5.31 | 1.0007 | 5.5236 | 284.24 | 284.24
2012-05-25 06:30 | 5.35 | 5.34 | 5.34 | 5.38 | 5.39 | 5.34 | 5.29 | 5.27 | 5.21 | 5.04 | 305.8 | 306 | 305.7 | 305.4 | 306 | 306.2 | 305.6 | 304.9 | 304.6 | 304.2 | 296.6 | 5.3 | 0.67 | 5.29 | 4.92 | 12.64% | 306.11 | 5.3039 | 0.086934 | 5.3328 | 0.99457 | 5.2712 | 248.6 | 243.74
2012-05-25 06:40 | 5.56 | 5.51 | 5.48 | 5.44 | 5.34 | 5.23 | 5.16 | 5.14 | 5.15 | 5.05 | 304.2 | 304.3 | 304.5 | 304.5 | 304.3 | 304.8 | 305.7 | 306.1 | 305.9 | 306.5 | 300.4 | 5.57 | 1.53 | 5.57 | 5.1 | 27.47% | 304.935 | 5.2716 | 0.12452 | 5.2199 | 1.0099 | 5.6252 | 292.34 | 302.06
2012-05-25 06:50 | 7.67 | 7.71 | 7.73 | 7.68 | 7.62 | 7.57 | 7.51 | 7.52 | 7.56 | 7.43 | 302 | 302.2 | 302.5 | 302.7 | 302.8 | 302.6 | 302.4 | 302.6 | 303 | 304.2 | 297.1 | 7.79 | 0.92 | 7.81 | 7.45 | 11.81% | 302.57 | 7.5905 | 0.073536 | 7.5614 | 1.0039 | 7.82 | 825.79 | 834.82
2012-05-25 07:00 | 7.14 | 7.12 | 7.07 | 7.01 | 6.98 | 6.96 | 6.93 | 6.91 | 6.86 | 6.57 | 297.9 | 297.4 | 296.6 | 296.4 | 296.8 | 297.1 | 297 | 297 | 297.2 | 297.6 | 288.6 | 7.27 | 0.67 | 7.3 | 6.5 | 9.216% | 297.085 | 6.9452 | 0.039918 | 6.9557 | 0.99849 | 7.259 | 669.27 | 666.26
2012-05-25 07:10 | 7.42 | 7.4 | 7.35 | 7.31 | 7.27 | 7.24 | 7.2 | 7.15 | 7.12 | 7.04 | 288.5 | 288.4 | 288.1 | 287.9 | 287.5 | 287 | 286.5 | 286.1 | 285.6 | 284.7 | 278.4 | 7.33 | 0.43 | 7.31 | 6.82 | 5.866% | 286.925 | 7.2282 | 0.051197 | 7.2343 | 0.99916 | 7.3239 | 687.33 | 684.32
2012-05-25 08:10 | 7.84 | 7.78 | 7.68 | 7.58 | 7.52 | 7.45 | 7.34 | 7.23 | 7.1 | 6.84 | 278.4 | 278.2 | 277.8 | 277.5 | 277.3 | 277.3 | 277.4 | 277.4 | 277.5 | 277.5 | 272.3 | 7.46 | 0.99 | 7.44 | 6.61 | 13.27% | 277.315 | 7.4003 | 0.13746 | 7.4341 | 0.99545 | 7.4261 | 726.46 | 717.43
2012-05-25 08:20 | 7.78 | 7.73 | 7.65 | 7.49 | 7.35 | 7.24 | 7.13 | 7.03 | 6.92 | 6.73 | 285.8 | 285.7 | 285.5 | 285.3 | 285.3 | 285.1 | 284.7 | 284.5 | 284.8 | 285.6 | 273.9 | 6.92 | 0.99 | 6.95 | 6.25 | 14.31% | 285.04 | 7.2495 | 0.14148 | 7.2241 | 1.0035 | 6.9443 | 569.92 | 574.44
2012-05-25 08:30 | 10.27 | 10.27 | 10.23 | 10.16 | 10.12 | 10.09 | 10.02 | 9.86 | 9.68 | 9.29 | 289.3 | 289.3 | 289.3 | 289.2 | 289.4 | 290 | 290.7 | 291.2 | 291.6 | 292.4 | 281 | 9.35 | 2.11 | 9.37 | 8.53 | 22.57% | 290.105 | 9.9949 | 0.064333 | 10.0799 | 0.99156 | 9.2711 | 1389.35 | 1358.87
2012-05-25 08:40 | 11.91 | 11.91 | 11.82 | 11.71 | 11.6 | 11.51 | 11.43 | 11.35 | 11.23 | 10.95 | 284.7 | 284.6 | 284.4 | 284.3 | 284.5 | 284.9 | 285.1 | 285.3 | 285.4 | 285.4 | 277.1 | 11.81 | 1.14 | 11.85 | 10.31 | 9.653% | 284.93 | 11.5041 | 0.064454 | 11.4985 | 1.0005 | 11.8157 | 1972.04 | 1972.88
2012-05-25 08:50 | 8.74 | 8.76 | 8.78 | 8.81 | 8.87 | 8.93 | 8.88 | 8.8 | 8.71 | 8.5 | 283.8 | 283.4 | 282.7 | 282 | 281.6 | 281.6 | 281.5 | 281.6 | 281.4 | 281 | 274.4 | 8.92 | 1.21 | 8.98 | 8.43 | 13.57% | 281.585 | 8.8095 | 0.051887 | 8.9228 | 0.9873 | 8.8068 | 1226.64 | 1186.27
2012-05-25 09:00 | 9.47 | 9.51 | 9.51 | 9.54 | 9.56 | 9.49 | 9.4 | 9.33 | 9.2 | 8.93 | 287.6 | 287.3 | 287 | 286.4 | 286.4 | 286.8 | 287.4 | 287.5 | 287.4 | 287.2 | 277.9 | 8.98 | 1.32 | 9.04 | 8.09 | 14.7% | 286.89 | 9.4109 | 0.088057 | 9.4771 | 0.99302 | 8.9173 | 1248.66 | 1226.64
2012-05-25 21:50 | 8.58 | 8.43 | 8.2 | 7.9 | 7.63 | 7.36 | 7.14 | 6.96 | 6.73 | 6.42 | 313.3 | 312.9 | 311.6 | 310.8 | 310.6 | 310.8 | 311.1 | 310.7 | 309.8 | 308.7 | 303.1 | 7.58 | 0.66 | 7.39 | 6.29 | 8.707% | 310.845 | 7.4249 | 0.28044 | 7.3281 | 1.0132 | 7.6801 | 762.58 | 792.68
2012-05-25 22:00 | 8.34 | 8.19 | 7.96 | 7.76 | 7.58 | 7.35 | 7.12 | 6.8 | 6.55 | 6.12 | 319.4 | 319.2 | 319.4 | 319.6 | 319.9 | 320.3 | 320.5 | 320.6 | 320.6 | 320.2 | 313.5 | 7.61 | 1.17 | 7.39 | 6.03 | 15.37% | 320.33 | 7.3023 | 0.29379 | 7.3166 | 0.99805 | 7.5951 | 771.61 | 768.6
2012-05-25 22:10 | 8.19 | 8.17 | 8.13 | 7.96 | 7.75 | 7.51 | 7.24 | 6.97 | 6.74 | 6.23 | 327.5 | 327.5 | 327.5 | 327.6 | 327.6 | 327.8 | 328.6 | 329.4 | 330.3 | 330.7 | 318 | 7.61 | 1.34 | 7.37 | 5.93 | 17.61% | 327.92 | 7.4555 | 0.33835 | 7.4707 | 0.99796 | 7.5945 | 771.61 | 765.59
2012-05-25 22:20 | 8.35 | 8.27 | 8.07 | 7.9 | 7.76 | 7.61 | 7.41 | 7.2 | 6.98 | 6.52 | 326.4 | 326.6 | 327.2 | 328.4 | 330 | 331.3 | 332.4 | 333.5 | 334.2 | 333.5 | 320.5 | 7.52 | 1.1 | 7.32 | 6.02 | 14.63% | 331.465 | 7.5412 | 0.24611 | 7.581 | 0.99474 | 7.4805 | 744.52 | 732.48
2012-05-25 22:30 | 8.75 | 8.67 | 8.44 | 8.22 | 8.09 | 8.01 | 7.83 | 7.61 | 7.34 | 7.03 | 319.9 | 319.8 | 320.3 | 321 | 321.5 | 322.1 | 322.1 | 321.5 | 321.1 | 321.9 | 312.2 | 8.1 | 1.07 | 8 | 7 | 13.21% | 322.1 | 7.9261 | 0.21003 | 7.984 | 0.99276 | 8.0413 | 925.7 | 903.68
2012-05-25 22:40 | 8.82 | 8.63 | 8.35 | 8.14 | 7.94 | 7.74 | 7.5 | 7.27 | 7.13 | 6.94 | 316.5 | 316.3 | 315.6 | 315 | 315.1 | 315.6 | 315.8 | 315.4 | 315.5 | 316.7 | 308 | 8.1 | 1.04 | 7.93 | 6.84 | 12.84% | 315.63 | 7.7332 | 0.29108 | 7.7051 | 1.0036 | 8.1295 | 925.7 | 936.71
2012-05-25 22:50 | 9.35 | 9.28 | 9.15 | 9.01 | 8.83 | 8.51 | 8.21 | 8.02 | 7.87 | 7.53 | 315.2 | 314.9 | 314.1 | 313.2 | 312.7 | 312.6 | 312.6 | 312.9 | 313.5 | 313.4 | 304.8 | 9 | 0.94 | 8.81 | 7.51 | 10.44% | 312.6 | 8.5065 | 0.33165 | 8.4664 | 1.0047 | 9.0427 | 1256 | 1271.24
2012-05-25 23:00 | 8.18 | 8.09 | 7.89 | 7.63 | 7.43 | 7.22 | 7.03 | 6.9 | 6.82 | 6.5 | 312 | 311.6 | 311.2 | 310.7 | 310.2 | 309.9 | 309.5 | 309.2 | 309.8 | 309.9 | 302.2 | 7.52 | 0.87 | 7.35 | 6.43 | 11.57% | 309.84 | 7.274 | 0.24644 | 7.1925 | 1.0113 | 7.6052 | 744.52 | 771.61
2012-05-25 23:10 | 7.46 | 7.36 | 7.14 | 6.84 | 6.54 | 6.21 | 5.91 | 5.68 | 5.48 | 5.25 | 317.6 | 317.3 | 316.4 | 315.6 | 314.4 | 312.9 | 312 | 311.8 | 311.9 | 312.5 | 306.2 | 6.28 | 0.96 | 6.04 | 5.26 | 15.29% | 312.765 | 6.2815 | 0.45757 | 6.1661 | 1.0187 | 6.3975 | 425.28 | 452.4
2012-05-25 23:20 | 6.98 | 6.9 | 6.66 | 6.38 | 6.13 | 5.92 | 5.7 | 5.43 | 5.17 | 4.75 | 319.5 | 319.2 | 318.8 | 318.2 | 317.5 | 316.7 | 315.8 | 315.3 | 315 | 313.4 | 310.1 | 6.41 | 0.87 | 6.19 | 4.88 | 13.57% | 316.565 | 5.9244 | 0.34996 | 5.888 | 1.0062 | 6.4496 | 454.66 | 463.7
2012-05-25 23:30 | 8.01 | 7.83 | 7.44 | 7.05 | 6.71 | 6.36 | 6.05 | 5.81 | 5.67 | 5.49 | 323.8 | 324.1 | 324.2 | 324.9 | 325.8 | 326.3 | 326.4 | 325.4 | 323.7 | 321.9 | 316.5 | 6.48 | 1.4 | 6.25 | 5.27 | 21.6% | 326.315 | 6.4894 | 0.46177 | 6.3146 | 1.0277 | 6.6593 | 470.48 | 511.16
2012-05-25 23:40 | 9.44 | 9.39 | 9.25 | 9.13 | 9.03 | 8.92 | 8.74 | 8.46 | 8.17 | 7.76 | 313.8 | 313.6 | 313 | 312.8 | 312.6 | 312.4 | 312.1 | 311.9 | 312.2 | 313.2 | 306.4 | 9.24 | 1.13 | 9.13 | 7.69 | 12.23% | 312.355 | 8.7939 | 0.18838 | 8.894 | 0.98874 | 9.136 | 1347.44 | 1309.34
2012-05-25 23:50 | 8.33 | 8.23 | 8.06 | 7.93 | 7.86 | 7.71 | 7.54 | 7.36 | 7.17 | 6.91 | 316.6 | 316.4 | 316 | 315.3 | 314.4 | 313.3 | 312.7 | 312.3 | 312.1 | 312.4 | 307.1 | 7.87 | 1.16 | 7.66 | 6.86 | 14.74% | 313.21 | 7.6492 | 0.20604 | 7.6854 | 0.99528 | 7.8329 | 849.87 | 837.83
2012-05-26 06:20 | 8.16 | 8.19 | 8.21 | 8.21 | 8.21 | 8.23 | 8.15 | 8.01 | 7.91 | 7.84 | 312 | 311.6 | 311 | 310.9 | 311 | 311 | 310.9 | 311 | 311.4 | 311 | 304.5 | 8.3 | 1.09 | 8.24 | 7.71 | 13.13% | 310.985 | 8.1211 | 0.090267 | 8.2185 | 0.98816 | 8.2017 | 999.1 | 962.4
2012-05-26 06:30 | 8.01 | 8.01 | 8.04 | 8.14 | 8.13 | 8.07 | 8.01 | 7.9 | 7.81 | 7.64 | 321.9 | 321.8 | 322 | 322.4 | 322.7 | 322.8 | 322.7 | 322.6 | 322.1 | 321.3 | 311.6 | 8.41 | 1.01 | 8.4 | 8.01 | 12.01% | 322.785 | 7.9962 | 0.068963 | 8.0614 | 0.99192 | 8.342 | 1039.47 | 1013.78
2012-05-26 06:40 | 8.2 | 8.2 | 8.19 | 8.21 | 8.21 | 8.23 | 8.26 | 8.24 | 8.13 | 7.97 | 324 | 323.8 | 323.6 | 324.2 | 324.3 | 323.8 | 323.5 | 322.9 | 321.9 | 320.4 | 308.5 | 8.39 | 1.05 | 8.35 | 8.1 | 12.51% | 323.755 | 8.1972 | -0.033624 | 8.2343 | 0.9955 | 8.3522 | 1032.13 | 1017.45
2012-05-26 06:50 | 10.15 | 10.12 | 10.1 | 10.04 | 10.02 | 10.01 | 9.98 | 9.91 | 9.84 | 9.81 | 314.1 | 314 | 313.5 | 313.3 | 313 | 312.7 | 312.3 | 312.2 | 312.3 | 313.1 | 306.4 | 10.5 | 0.92 | 10.42 | 10.14 | 8.762% | 312.64 | 9.9799 | 0.027737 | 10.0057 | 0.99743 | 10.473 | 1770.5 | 1762.49
2012-05-26 07:00 | 9.77 | 9.77 | 9.72 | 9.76 | 9.78 | 9.8 | 9.83 | 9.84 | 9.79 | 9.72 | 319.1 | 319.5 | 319.7 | 319.4 | 319.1 | 319.1 | 318.9 | 319 | 318.8 | 319.2 | 311.9 | 10.14 | 0.75 | 10.14 | 9.82 | 7.396% | 319.07 | 9.7867 | -0.028246 | 9.8043 | 0.99821 | 10.1218 | 1674.38 | 1669.04
2012-05-26 07:10 | 9.28 | 9.3 | 9.34 | 9.36 | 9.4 | 9.37 | 9.29 | 9.16 | 8.97 | 8.73 | 323.7 | 323.4 | 323.2 | 323.5 | 323.8 | 323.9 | 324 | 324.1 | 324 | 324.3 | 313.4 | 9.16 | 1.06 | 9.08 | 8.41 | 11.57% | 323.915 | 9.246 | 0.079237 | 9.3585 | 0.98798 | 9.0499 | 1316.96 | 1275.05
2012-05-26 07:20 | 9.62 | 9.62 | 9.58 | 9.47 | 9.41 | 9.44 | 9.47 | 9.5 | 9.48 | 9.35 | 314.6 | 314.7 | 314.7 | 314.8 | 315.1 | 315.5 | 315.9 | 316.1 | 316.2 | 315.7 | 307.2 | 9.83 | 1 | 9.82 | 9.43 | 10.17% | 315.56 | 9.4746 | -0.029321 | 9.4443 | 1.0032 | 9.8616 | 1572.23 | 1583.66
2012-05-26 07:30 | 9.99 | 9.92 | 9.88 | 9.87 | 9.87 | 9.82 | 9.74 | 9.72 | 9.73 | 9.68 | 316.9 | 317.1 | 317.4 | 317.3 | 317 | 316.8 | 316.7 | 316.7 | 316.5 | 315.7 | 307.9 | 10.08 | 0.94 | 10.03 | 9.37 | 9.325% | 316.785 | 9.8011 | 0.075591 | 9.8085 | 0.99924 | 10.0724 | 1658.36 | 1655.69
2012-05-26 07:40 | 9.07 | 9.04 | 9.06 | 9.11 | 9.15 | 9.13 | 9.05 | 8.99 | 8.89 | 8.78 | 318.8 | 318.6 | 318.7 | 318.4 | 318.2 | 318.4 | 318.6 | 318.6 | 318.3 | 318.9 | 309.6 | 9.29 | 0.92 | 9.23 | 8.55 | 9.903% | 318.43 | 9.0412 | 0.081329 | 9.1185 | 0.99152 | 9.2112 | 1366.49 | 1336.01
2012-05-26 07:50 | 8.62 | 8.63 | 8.71 | 8.74 | 8.75 | 8.71 | 8.64 | 8.53 | 8.43 | 8.16 | 317.9 | 317.5 | 316.7 | 316.8 | 316.7 | 315.9 | 315 | 313.8 | 313 | 312.6 | 305.7 | 8.79 | 0.9 | 8.76 | 8.06 | 10.24% | 315.765 | 8.6165 | 0.074567 | 8.6999 | 0.99041 | 8.7057 | 1178.93 | 1149.57
2012-05-26 08:00 | 8.58 | 8.57 | 8.53 | 8.52 | 8.53 | 8.53 | 8.53 | 8.57 | 8.59 | 8.4 | 307.1 | 307.1 | 306.9 | 306.9 | 306.8 | 306.4 | 305.5 | 304.7 | 304.7 | 306.1 | 300.3 | 8.99 | 1.13 | 8.96 | 8.86 | 12.57% | 306.265 | 8.536 | 0 | 8.53 | 1.0007 | 8.9963 | 1252.33 | 1256
2012-05-26 08:10 | 8.56 | 8.58 | 8.65 | 8.6 | 8.55 | 8.53 | 8.52 | 8.52 | 8.55 | 8.53 | 316.3 | 316 | 315.2 | 314.8 | 315.1 | 315.2 | 315.2 | 315.4 | 315.6 | 316.4 | 305 | 8.78 | 0.95 | 8.75 | 8.14 | 10.82% | 315.2 | 8.5558 | 0.01084 | 8.5286 | 1.0032 | 8.808 | 1175.26 | 1186.27
2012-05-26 08:20 | 8.96 | 8.98 | 9.09 | 9.12 | 9.15 | 9.2 | 9.23 | 9.22 | 9.17 | 9.08 | 316.2 | 316.1 | 315.9 | 315.5 | 315.6 | 316.1 | 316.4 | 316.7 | 316.9 | 317.3 | 308.8 | 9.32 | 0.83 | 9.3 | 9.07 | 8.906% | 316.145 | 9.1583 | -0.030085 | 9.2043 | 0.995 | 9.2734 | 1377.92 | 1358.87
2012-05-26 08:30 | 8.73 | 8.7 | 8.66 | 8.66 | 8.59 | 8.49 | 8.39 | 8.33 | 8.31 | 8.06 | 321.5 | 321.4 | 321.3 | 321.6 | 321.9 | 321.5 | 320.9 | 320.1 | 319.5 | 319.5 | 311.1 | 8.67 | 0.93 | 8.64 | 8.19 | 10.73% | 321.41 | 8.4735 | 0.10949 | 8.4756 | 0.99975 | 8.6678 | 1134.89 | 1134.89
2012-05-26 08:40 | 8.63 | 8.67 | 8.68 | 8.62 | 8.55 | 8.5 | 8.51 | 8.56 | 8.54 | 8.53 | 319.2 | 318.9 | 318.6 | 318.5 | 318.2 | 317.7 | 317.6 | 317.6 | 318 | 318.3 | 309.1 | 8.46 | 0.87 | 8.48 | 8.37 | 10.28% | 317.685 | 8.5638 | -0.010865 | 8.5014 | 1.0073 | 8.522 | 1057.82 | 1079.84
2012-05-26 08:50 | 8.08 | 8.11 | 8.16 | 8.15 | 8.08 | 8.03 | 8.01 | 8.03 | 8.12 | 8.02 | 317 | 317.3 | 317.6 | 316.6 | 315.6 | 314.7 | 314.3 | 314.1 | 314.2 | 314.6 | 306.8 | 8.08 | 0.9 | 8.04 | 7.94 | 11.14% | 314.64 | 8.0751 | 0.023045 | 8.0271 | 1.006 | 8.1282 | 918.36 | 936.71
2012-05-26 09:00 | 8.33 | 8.35 | 8.41 | 8.42 | 8.44 | 8.42 | 8.4 | 8.38 | 8.44 | 8.49 | 318.6 | 318.4 | 317.9 | 317.2 | 316.5 | 315.7 | 315.6 | 315.9 | 316.2 | 317.8 | 310.1 | 8.54 | 0.73 | 8.53 | 8.44 | 8.548% | 315.685 | 8.4149 | 0.021976 | 8.4171 | 0.99974 | 8.5378 | 1087.18 | 1087.18
2012-05-26 09:10 | 8.64 | 8.59 | 8.46 | 8.27 | 8.11 | 8.18 | 8.23 | 8.23 | 8.19 | 8.05 | 316.9 | 317.3 | 317.6 | 317.4 | 317.3 | 317.8 | 318.2 | 318.7 | 319.3 | 319 | 307.4 | 8.53 | 1 | 8.47 | 8.22 | 11.72% | 317.86 | 8.2385 | -0.056313 | 8.1871 | 1.0063 | 8.5835 | 1083.51 | 1101.86
2012-05-26 09:20 | 8.4 | 8.38 | 8.26 | 8.2 | 8.13 | 8.06 | 7.97 | 7.95 | 7.97 | 7.88 | 316.5 | 316.3 | 316.4 | 316.1 | 316.1 | 315.9 | 315.5 | 314.9 | 314.8 | 314.8 | 304.8 | 8.19 | 0.88 | 8.16 | 7.76 | 10.74% | 315.84 | 8.0761 | 0.10377 | 8.047 | 1.0036 | 8.2196 | 958.73 | 969.74
2012-05-26 09:30 | 8.49 | 8.46 | 8.46 | 8.43 | 8.46 | 8.54 | 8.59 | 8.58 | 8.46 | 8.19 | 313.9 | 313.7 | 313.3 | 313.6 | 313.9 | 313.8 | 314.1 | 314.3 | 314.5 | 314.6 | 305.5 | 8.78 | 0.73 | 8.79 | 8.26 | 8.314% | 313.845 | 8.4877 | -0.053946 | 8.5471 | 0.99305 | 8.719 | 1175.26 | 1153.24
2012-05-26 09:40 | 7.16 | 7.15 | 7.08 | 7.03 | 7.1 | 7.18 | 7.16 | 7.09 | 7.02 | 6.87 | 313.4 | 312.8 | 312.8 | 312.2 | 311.8 | 311.4 | 310.8 | 310.4 | 309.7 | 309.6 | 303.8 | 7.4 | 0.79 | 7.37 | 6.9 | 10.68% | 311.31 | 7.0872 | 0.025777 | 7.1771 | 0.98747 | 7.3073 | 708.4 | 681.31
2012-05-26 09:50 | 7.35 | 7.34 | 7.21 | 7.09 | 7.06 | 6.99 | 6.93 | 6.87 | 6.8 | 6.8 | 313.6 | 313.4 | 312.4 | 311.3 | 311.3 | 311.4 | 311.4 | 311.7 | 312.9 | 315.7 | 302.3 | 6.93 | 0.99 | 6.93 | 6.85 | 14.29% | 311.4 | 6.9937 | 0.079664 | 6.9814 | 1.0018 | 6.9422 | 572.18 | 574.44
2012-05-26 10:00 | 8.71 | 8.7 | 8.75 | 8.85 | 8.91 | 8.85 | 8.76 | 8.67 | 8.59 | 8.48 | 310.7 | 310.8 | 311 | 311.7 | 312 | 311.7 | 310.9 | 310.6 | 310.6 | 311.4 | 300.8 | 8.7 | 1.21 | 8.62 | 8.32 | 13.91% | 311.58 | 8.7531 | 0.094457 | 8.837 | 0.9905 | 8.6173 | 1145.9 | 1116.54
2012-05-26 10:10 | 8.63 | 8.67 | 8.65 | 8.57 | 8.53 | 8.49 | 8.49 | 8.44 | 8.33 | 8.24 | 315 | 315.1 | 315.3 | 315.2 | 315.2 | 315 | 314.8 | 314.8 | 314.2 | 314.5 | 305.9 | 8.52 | 1.1 | 8.44 | 8.12 | 12.91% | 314.97 | 8.4908 | 0 | 8.49 | 1.0001 | 8.5208 | 1079.84 | 1079.84
2012-05-26 10:20 | 8.77 | 8.8 | 8.87 | 8.98 | 8.94 | 8.88 | 8.89 | 8.89 | 8.9 | 8.8 | 316.7 | 316.9 | 316.3 | 315.5 | 315 | 314.7 | 314.2 | 314.2 | 314.5 | 314.9 | 304.1 | 8.81 | 0.98 | 8.81 | 8.54 | 11.12% | 314.625 | 8.8962 | -0.010401 | 8.8814 | 1.0017 | 8.8246 | 1186.27 | 1189.94
2012-05-26 10:30 | 8.13 | 8.08 | 8.08 | 8.08 | 8.08 | 8.09 | 8.13 | 8.1 | 8.08 | 8.06 | 310.2 | 309.6 | 309.3 | 309.3 | 309.4 | 309.5 | 309.5 | 310 | 310.9 | 311.1 | 301.1 | 8.24 | 0.92 | 8.14 | 7.7 | 11.17% | 309.5 | 8.0894 | -0.045578 | 8.0957 | 0.99922 | 8.2336 | 977.08 | 973.41
2012-05-26 10:40 | 8.42 | 8.37 | 8.3 | 8.25 | 8.14 | 8.08 | 7.97 | 7.91 | 7.84 | 7.74 | 317.8 | 317.5 | 317.4 | 318.1 | 318.4 | 318.5 | 318.4 | 318.3 | 318.3 | 317.5 | 308.5 | 8.03 | 0.82 | 7.99 | 7.84 | 10.21% | 318.485 | 8.0624 | 0.12667 | 8.0641 | 0.99979 | 8.0283 | 900.01 | 900.01
2012-05-26 10:50 | 8.13 | 8.12 | 8.07 | 8.13 | 8.17 | 8.17 | 8.16 | 8.12 | 8 | 7.74 | 314.4 | 314.3 | 314.8 | 314.5 | 314.3 | 314.4 | 314.3 | 313.9 | 313 | 312.1 | 307.9 | 8.15 | 0.99 | 8.15 | 7.79 | 12.15% | 314.385 | 8.1007 | 0.011318 | 8.1686 | 0.99169 | 8.0823 | 944.05 | 918.36
2012-05-26 11:00 | 7.85 | 7.77 | 7.85 | 7.83 | 7.83 | 7.79 | 7.76 | 7.75 | 7.69 | 7.62 | 314.2 | 314.1 | 314.1 | 314.1 | 313.7 | 313.2 | 312.6 | 312.2 | 311.8 | 311 | 305.4 | 8 | 0.81 | 7.94 | 7.66 | 10.12% | 313.11 | 7.7736 | 0.035657 | 7.7857 | 0.99845 | 7.9876 | 889 | 885.99
2012-05-26 11:10 | 8.74 | 8.72 | 8.81 | 8.91 | 8.98 | 8.98 | 8.96 | 8.97 | 8.95 | 8.79 | 310.7 | 310.7 | 310.3 | 310.1 | 309.9 | 309.7 | 309.2 | 308.5 | 308.1 | 308.4 | 303.5 | 9.16 | 0.62 | 9.12 | 8.72 | 6.769% | 309.625 | 8.9236 | 0.020604 | 8.9771 | 0.99404 | 9.1054 | 1316.96 | 1297.91
2012-05-26 11:20 | 8.68 | 8.58 | 8.51 | 8.6 | 8.7 | 8.75 | 8.8 | 8.84 | 8.86 | 8.89 | 311.2 | 311.5 | 311.3 | 310.4 | 309.6 | 309.1 | 308.6 | 308.2 | 307.7 | 309.1 | 302.1 | 8.85 | 0.83 | 8.83 | 8.24 | 9.379% | 309.025 | 8.7324 | -0.052655 | 8.7571 | 0.99717 | 8.825 | 1200.95 | 1189.94
2012-05-26 11:30 | 8.88 | 8.81 | 8.83 | 8.92 | 8.89 | 8.81 | 8.75 | 8.64 | 8.53 | 8.42 | 311.5 | 311.7 | 311.4 | 310.4 | 309 | 308 | 307.4 | 307.3 | 307.5 | 306.4 | 303 | 9.01 | 1.1 | 9.02 | 8.61 | 12.21% | 307.91 | 8.7475 | 0.06315 | 8.8014 | 0.99388 | 8.9549 | 1259.81 | 1237.65
2012-05-26 11:40 | 7.77 | 7.63 | 7.51 | 7.51 | 7.57 | 7.65 | 7.76 | 7.78 | 7.73 | 7.74 | 311.2 | 310.7 | 309.8 | 308.9 | 309 | 309.1 | 308.9 | 309.2 | 310 | 310.6 | 305.9 | 7.81 | 0.87 | 7.81 | 7.54 | 11.14% | 309.07 | 7.6548 | -0.13193 | 7.6657 | 0.99858 | 7.7989 | 831.81 | 828.8
2012-05-26 11:50 | 7.79 | 7.67 | 7.63 | 7.63 | 7.65 | 7.66 | 7.59 | 7.53 | 7.46 | 7.17 | 322.2 | 321.8 | 321.2 | 320.4 | 319.6 | 319 | 318.6 | 318.2 | 318 | 318 | 312.9 | 7.65 | 0.84 | 7.58 | 6.98 | 10.98% | 318.94 | 7.5742 | 0.084836 | 7.6499 | 0.99011 | 7.5743 | 783.65 | 759.57
2012-05-26 12:00 | 7.93 | 7.73 | 7.57 | 7.49 | 7.37 | 7.24 | 7.09 | 6.98 | 6.89 | 6.75 | 331.4 | 331.5 | 331.3 | 331.6 | 331.3 | 330 | 329.7 | 329.9 | 329.4 | 327.6 | 311.9 | 7.42 | 0.94 | 7.29 | 6.81 | 12.67% | 329.955 | 7.2282 | 0.19347 | 7.2183 | 1.0014 | 7.4301 | 714.42 | 717.43
2012-05-26 12:10 | 8.83 | 8.79 | 8.78 | 8.74 | 8.72 | 8.7 | 8.71 | 8.68 | 8.71 | 8.65 | 314.6 | 313.9 | 313.7 | 314 | 314.3 | 314.3 | 314.3 | 314.6 | 315.2 | 315.4 | 305.6 | 8.94 | 0.88 | 8.92 | 8.56 | 9.843% | 314.3 | 8.7174 | -0.010616 | 8.7014 | 1.0018 | 8.9564 | 1233.98 | 1241.32
2012-05-26 12:20 | 8.72 | 8.61 | 8.61 | 8.64 | 8.67 | 8.63 | 8.55 | 8.48 | 8.5 | 8.51 | 317.6 | 317.4 | 317.1 | 317.6 | 318 | 318 | 317.8 | 317.5 | 316.9 | 316 | 307.3 | 8.9 | 0.77 | 8.81 | 8.29 | 8.652% | 317.97 | 8.5799 | 0.086063 | 8.6185 | 0.99553 | 8.8602 | 1219.3 | 1204.62
2012-05-26 12:30 | 8.91 | 8.9 | 8.93 | 8.94 | 8.92 | 8.91 | 8.88 | 8.89 | 8.91 | 8.86 | 318.4 | 318.4 | 317.7 | 317.7 | 318 | 318.5 | 318.3 | 317.9 | 317.8 | 318.3 | 306.7 | 8.96 | 0.97 | 8.93 | 8.6 | 10.83% | 318.47 | 8.907 | 0.031167 | 8.9057 | 1.0001 | 8.9613 | 1241.32 | 1241.32
2012-05-26 12:40 | 8.84 | 8.74 | 8.76 | 8.83 | 8.9 | 8.92 | 8.92 | 8.86 | 8.77 | 8.76 | 321.3 | 321.9 | 322.2 | 321.6 | 321.6 | 321.8 | 322.2 | 321.8 | 321.6 | 322.2 | 310.9 | 8.84 | 1.01 | 8.83 | 8.45 | 11.43% | 321.86 | 8.8462 | 0 | 8.92 | 0.99172 | 8.7668 | 1197.28 | 1171.59
2012-05-26 12:50 | 8.54 | 8.45 | 8.36 | 8.24 | 8.16 | 8.15 | 8.14 | 8.14 | 8.18 | 8.11 | 320.8 | 320.6 | 320.5 | 320.2 | 319.6 | 319.3 | 318.9 | 318.7 | 318.7 | 318.9 | 307.3 | 8.38 | 1.41 | 8.37 | 8.15 | 16.83% | 319.24 | 8.1974 | 0.011346 | 8.1486 | 1.006 | 8.4303 | 1028.46 | 1046.81
2012-05-26 13:00 | 8.18 | 8.2 | 8.22 | 8.19 | 8.18 | 8.1 | 8.04 | 8.08 | 8.22 | 8.23 | 311.8 | 311.6 | 311.1 | 311.2 | 311.1 | 310.9 | 310.8 | 310 | 309.7 | 309 | 304.8 | 8.56 | 0.99 | 8.57 | 8.18 | 11.57% | 310.885 | 8.1504 | 0.068707 | 8.0914 | 1.0073 | 8.6225 | 1094.52 | 1116.54
2012-05-26 13:10 | 8.46 | 8.56 | 8.66 | 8.76 | 8.78 | 8.78 | 8.78 | 8.72 | 8.57 | 8.28 | 317.4 | 317 | 317.1 | 316.3 | 316 | 316.1 | 316.1 | 316.2 | 316.2 | 315.6 | 308.1 | 8.92 | 0.94 | 8.93 | 8.34 | 10.54% | 316.1 | 8.6952 | 0 | 8.78 | 0.99035 | 8.8339 | 1226.64 | 1193.61
2012-05-26 13:20 | 7.83 | 7.84 | 7.93 | 7.92 | 7.93 | 7.94 | 7.88 | 7.86 | 7.85 | 7.72 | 316 | 315 | 315 | 314.8 | 314.9 | 314.6 | 314 | 313.9 | 314.2 | 314.5 | 304.6 | 8.14 | 1.27 | 8.08 | 7.63 | 15.6% | 314.51 | 7.8887 | 0.070096 | 7.9314 | 0.99461 | 8.0962 | 940.38 | 925.7
2012-05-26 13:30 | 8.11 | 8.16 | 8.15 | 8.3 | 8.43 | 8.45 | 8.37 | 8.27 | 8.19 | 8.02 | 318.2 | 318.3 | 318.9 | 318.3 | 318.6 | 319.2 | 319.5 | 318.6 | 317.8 | 317.3 | 304.9 | 8.34 | 0.84 | 8.33 | 8.01 | 10.07% | 319.245 | 8.2949 | 0.087905 | 8.4385 | 0.98298 | 8.1981 | 1013.78 | 962.4
2012-05-26 14:20 | 7.71 | 7.66 | 7.42 | 7.37 | 7.34 | 7.23 | 7.15 | 7.15 | 7.15 | 7.11 | 319.7 | 319.6 | 319.6 | 320.2 | 321.6 | 323 | 323.3 | 323.4 | 323.2 | 320.8 | 310.8 | 7.58 | 0.78 | 7.5 | 7.36 | 10.29% | 323.045 | 7.2625 | 0.10282 | 7.2185 | 1.0061 | 7.6262 | 762.58 | 777.63
2012-05-26 17:20 | 8.16 | 8.09 | 8.14 | 8.15 | 8.14 | 8.18 | 8.1 | 8.11 | 8.05 | 7.88 | 324.9 | 324.6 | 324.3 | 323.9 | 323.4 | 322.7 | 322 | 321.6 | 322.1 | 322.4 | 313.1 | 8.17 | 0.68 | 8.2 | 7.93 | 8.323% | 322.595 | 8.109 | 0.090821 | 8.1685 | 0.99272 | 8.1105 | 951.39 | 929.37
2012-05-26 17:50 | 6.59 | 6.59 | 6.61 | 6.65 | 6.75 | 6.73 | 6.69 | 6.68 | 6.65 | 6.59 | 333 | 332.7 | 332.2 | 332.9 | 332.9 | 332.6 | 331.3 | 330.6 | 329.9 | 329.8 | 320.2 | 6.9 | 0.69 | 6.87 | 6.34 | 10% | 332.405 | 6.6729 | 0.055088 | 6.7243 | 0.99236 | 6.8473 | 565.4 | 554.1
2012-05-26 18:00 | 6.24 | 6.16 | 6.13 | 6.1 | 6.02 | 6.03 | 5.93 | 5.86 | 5.82 | 5.72 | 330.8 | 330.8 | 331 | 330.7 | 329.5 | 328.5 | 327.7 | 327.2 | 326.8 | 327.3 | 318.5 | 6.09 | 0.75 | 6.01 | 5.91 | 12.32% | 328.38 | 5.9744 | 0.15454 | 6.0156 | 0.99315 | 6.0483 | 382.34 | 373.3
2012-05-26 18:10 | 6.55 | 6.55 | 6.54 | 6.51 | 6.56 | 6.65 | 6.73 | 6.73 | 6.67 | 6.48 | 334.3 | 333.5 | 332.3 | 331.1 | 329.7 | 329 | 328.8 | 328.4 | 328.1 | 328.7 | 320.8 | 6.9 | 0.41 | 6.85 | 6.52 | 5.942% | 328.97 | 6.6181 | -0.11051 | 6.6614 | 0.9935 | 6.8551 | 565.4 | 556.36
2012-05-26 18:40 | 7.04 | 7.03 | 7.05 | 6.98 | 6.84 | 6.78 | 6.76 | 6.72 | 6.61 | 6.31 | 332.9 | 332.4 | 331.4 | 331.5 | 331.1 | 330.6 | 329.9 | 329.5 | 329.3 | 328.3 | 321.5 | 6.84 | 0.59 | 6.73 | 6.05 | 8.626% | 330.495 | 6.7982 | 0.0273 | 6.7771 | 1.0031 | 6.8613 | 551.84 | 556.36
2012-05-26 18:50 | 6.88 | 6.85 | 6.76 | 6.77 | 6.8 | 6.7 | 6.57 | 6.44 | 6.22 | 5.96 | 333.7 | 332.9 | 331.1 | 330.9 | 329.4 | 329.3 | 329.2 | 329.2 | 329.8 | 330.9 | 320.1 | 6.84 | 0.52 | 6.66 | 5.73 | 7.602% | 329.285 | 6.5899 | 0.18107 | 6.6812 | 0.98633 | 6.7465 | 551.84 | 531.5
2012-05-26 19:20 | 5.74 | 5.7 | 5.6 | 5.49 | 5.38 | 5.26 | 5.13 | 5.01 | 4.87 | 4.83 | 322.7 | 322.7 | 322.3 | 321.5 | 321.2 | 320 | 318.9 | 318.6 | 318.9 | 319.2 | 311.5 | 5.24 | 0.64 | 5.12 | 4.37 | 12.21% | 319.835 | 5.2475 | 0.23126 | 5.2412 | 1.0012 | 5.2463 | 238.88 | 240.5
2012-05-26 19:30 | 6.08 | 5.96 | 5.65 | 5.41 | 5.31 | 5.17 | 5.09 | 4.95 | 4.86 | 4.84 | 322.8 | 321.9 | 320.9 | 321.2 | 321.5 | 322 | 321.9 | 321 | 321.3 | 321.7 | 312.7 | 5.31 | 0.65 | 5.22 | 4.74 | 12.24% | 321.985 | 5.224 | 0.14411 | 5.1585 | 1.0127 | 5.3774 | 250.22 | 261.56
2012-05-26 19:40 | 6.42 | 6.29 | 5.97 | 5.84 | 5.7 | 5.51 | 5.31 | 5.2 | 5.05 | 4.82 | 324.7 | 324.8 | 324.2 | 323.2 | 323.3 | 323.5 | 323.8 | 323.7 | 324.1 | 325.7 | 313.9 | 5.78 | 0.56 | 5.61 | 4.66 | 9.689% | 323.545 | 5.5213 | 0.34166 | 5.4809 | 1.0074 | 5.8226 | 326.36 | 332.84
2012-05-26 19:50 | 6.3 | 6.06 | 5.86 | 5.54 | 5.25 | 5.07 | 4.88 | 4.68 | 4.44 | 4.16 | 326.1 | 326.1 | 327 | 326.8 | 326.2 | 326.7 | 326.2 | 326.7 | 328.7 | 332.1 | 318.1 | 5.27 | 0.83 | 5.02 | 3.66 | 15.75% | 326.625 | 5.123 | 0.35296 | 5.0423 | 1.016 | 5.3543 | 243.74 | 256.7
2012-05-26 20:00 | 6.08 | 6.03 | 5.85 | 5.67 | 5.48 | 5.24 | 5.05 | 4.91 | 4.76 | 4.69 | 320.8 | 321.5 | 320.4 | 319.7 | 319.7 | 318.9 | 318.3 | 317.9 | 317.2 | 316.2 | 310.6 | 5.41 | 0.8 | 5.19 | 4.4 | 14.79% | 318.81 | 5.294 | 0.3413 | 5.2123 | 1.0157 | 5.4948 | 266.42 | 279.38
2012-05-26 20:10 | 6.51 | 6.4 | 6.08 | 5.85 | 5.71 | 5.51 | 5.28 | 5.13 | 4.98 | 4.82 | 324.2 | 324.1 | 323.5 | 323 | 322.2 | 322.1 | 322.5 | 322 | 322.5 | 324.1 | 312.8 | 5.41 | 0.59 | 5.25 | 4.48 | 10.91% | 322.16 | 5.5246 | 0.39402 | 5.4764 | 1.0088 | 5.4576 | 266.42 | 274.52
2012-05-26 20:20 | 6.4 | 6.32 | 6.07 | 5.83 | 5.6 | 5.42 | 5.21 | 5.09 | 5.01 | 4.86 | 323.1 | 322.6 | 321.9 | 321.6 | 319.8 | 319.7 | 319.4 | 319.1 | 318.7 | 318.8 | 310.6 | 5.56 | 0.25 | 5.41 | 4.51 | 4.496% | 319.655 | 5.4776 | 0.36517 | 5.3894 | 1.0164 | 5.651 | 290.72 | 305.3
2012-05-26 20:30 | 6.7 | 6.64 | 6.4 | 6.1 | 5.87 | 5.59 | 5.23 | 4.95 | 4.78 | 4.5 | 325.9 | 325.7 | 324.6 | 323.8 | 323.2 | 322.9 | 322.8 | 322.6 | 323.1 | 322.4 | 314.2 | 5.73 | 0.36 | 5.48 | 4.27 | 6.283% | 322.885 | 5.5939 | 0.61515 | 5.5369 | 1.0103 | 5.789 | 318.26 | 327.98
2012-05-26 20:40 | 7.06 | 6.87 | 6.77 | 6.46 | 6.19 | 5.96 | 5.67 | 5.39 | 5.07 | 4.62 | 328.8 | 327.9 | 327.4 | 327 | 326.5 | 325.7 | 325.5 | 325 | 325.4 | 325.9 | 317.2 | 6.02 | 0.47 | 5.77 | 4.32 | 7.807% | 325.67 | 5.9416 | 0.46095 | 5.9176 | 1.0041 | 6.0445 | 366.52 | 371.04
2012-05-26 20:50 | 7.23 | 7.17 | 7.11 | 6.91 | 6.71 | 6.42 | 6.17 | 5.9 | 5.57 | 5.14 | 328.5 | 328.2 | 327.2 | 326.5 | 325.9 | 324.9 | 324.2 | 323.8 | 324 | 325.3 | 315.9 | 6.57 | 0.42 | 6.33 | 4.8 | 6.393% | 324.795 | 6.3949 | 0.36705 | 6.3836 | 1.0018 | 6.5816 | 490.82 | 493.08
2012-05-26 21:00 | 6.86 | 6.84 | 6.67 | 6.46 | 6.3 | 6.01 | 5.69 | 5.42 | 5.07 | 4.53 | 327.8 | 327.2 | 326.2 | 324.5 | 323.2 | 322.4 | 321.2 | 320.2 | 320 | 319.1 | 313.1 | 6.25 | 0.39 | 6.03 | 4.27 | 6.24% | 322.22 | 5.9491 | 0.50562 | 5.9631 | 0.99766 | 6.2354 | 418.5 | 416.24
2012-05-26 21:10 | 6.5 | 6.51 | 6.63 | 6.54 | 6.37 | 6.02 | 5.75 | 5.38 | 4.97 | 4.41 | 330.9 | 329.6 | 327.4 | 326.8 | 325.3 | 323.7 | 321.9 | 321.3 | 320.9 | 319.8 | 314.6 | 6.25 | 0.38 | 5.94 | 3.9 | 6.08% | 323.43 | 5.9368 | 0.42404 | 5.9806 | 0.99268 | 6.2042 | 418.5 | 407.2
2012-05-26 21:30 | 5.48 | 5.51 | 5.64 | 5.74 | 5.87 | 5.96 | 5.94 | 5.74 | 5.4 | 4.7 | 333.9 | 332.8 | 331.3 | 328.2 | 327.2 | 326.2 | 325.5 | 324.6 | 324.3 | 324.8 | 317.4 | 6.16 | 0.21 | 6.18 | 4.24 | 3.409% | 326.095 | 5.7063 | 0.031062 | 5.9571 | 0.9579 | 5.9007 | 398.16 | 345.8
2012-05-26 21:50 | 6.12 | 6.18 | 6.11 | 6.21 | 6.29 | 6.32 | 6.28 | 6.07 | 5.71 | 5.01 | 344 | 342.5 | 340.1 | 338.5 | 336.8 | 334.2 | 332.1 | 331.2 | 330.6 | 329.7 | 324.4 | 6.49 | 0.22 | 6.4 | 4.58 | 3.39% | 333.885 | 6.0907 | 0.058673 | 6.3143 | 0.9646 | 6.2603 | 472.74 | 420.76
2012-05-26 22:00 | 5.76 | 5.8 | 5.87 | 5.92 | 6.01 | 6.15 | 6.15 | 5.89 | 5.45 | 4.8 | 342.1 | 341.2 | 340 | 339.1 | 337.3 | 335.3 | 332.8 | 331.2 | 330.9 | 331 | 325.4 | 6.33 | 0.25 | 6.24 | 3.99 | 3.949% | 334.925 | 5.8689 | 0 | 6.15 | 0.9543 | 6.0407 | 436.58 | 371.04
2012-05-26 22:10 | 5.43 | 5.45 | 5.62 | 5.75 | 5.82 | 5.87 | 5.74 | 5.39 | 4.89 | 4.2 | 341.7 | 340.9 | 339.8 | 338.3 | 336.7 | 334.8 | 331.9 | 329.9 | 329.3 | 326.9 | 325.3 | 6.05 | 0.25 | 5.97 | 3.97 | 4.132% | 334.365 | 5.5279 | 0.20696 | 5.8512 | 0.94475 | 5.7157 | 373.3 | 316.64
2012-05-26 22:20 | 5.29 | 5.28 | 5.23 | 5.21 | 5.23 | 5.19 | 5.12 | 4.89 | 4.61 | 4.06 | 336.4 | 335.5 | 334.7 | 333.2 | 332.1 | 330.1 | 328.5 | 327.5 | 326 | 323.9 | 321.7 | 5.32 | 0.28 | 5.22 | 4 | 5.263% | 329.86 | 5.0336 | 0.12549 | 5.1799 | 0.97176 | 5.1698 | 251.84 | 227.54
2012-05-26 22:30 | 5.16 | 5.07 | 5.15 | 5.21 | 5.18 | 5.18 | 5.1 | 4.99 | 4.78 | 4.4 | 339.8 | 339.1 | 337.7 | 336.7 | 335.1 | 332.9 | 331.4 | 329 | 328.1 | 326.3 | 322.8 | 5.36 | 0.36 | 5.28 | 3.87 | 6.716% | 332.675 | 5.0445 | 0.14383 | 5.1685 | 0.97602 | 5.2315 | 258.32 | 237.26
2012-05-26 22:50 | 5.41 | 5.32 | 5.35 | 5.28 | 5.3 | 5.31 | 5.28 | 5.19 | 5.09 | 4.56 | 342.4 | 342 | 341.3 | 340.8 | 339.5 | 338.2 | 337.5 | 337 | 335.1 | 335.2 | 329.3 | 5.4 | 0.23 | 5.34 | 4.01 | 4.259% | 338.095 | 5.2238 | 0.052357 | 5.3057 | 0.98456 | 5.3166 | 264.8 | 251.84
2012-05-26 23:00 | 5.43 | 5.35 | 5.31 | 5.32 | 5.25 | 5.18 | 5.08 | 4.88 | 4.56 | 3.92 | 346.8 | 346.1 | 346.6 | 345.6 | 344.5 | 343 | 341 | 339.4 | 338.5 | 336.6 | 331.9 | 5.33 | 0.28 | 5.21 | 3.55 | 5.253% | 342.7 | 5.0468 | 0.18014 | 5.1656 | 0.977 | 5.2074 | 253.46 | 234.02
2012-05-26 23:10 | 5.6 | 5.61 | 5.49 | 5.42 | 5.32 | 5.22 | 5.04 | 4.77 | 4.33 | 3.91 | 342 | 341.3 | 340.4 | 339.5 | 338.5 | 337.3 | 335.3 | 333.2 | 330.5 | 327.7 | 327.3 | 5.38 | 0.27 | 5.22 | 3.34 | 5.019% | 337 | 5.0679 | 0.32428 | 5.1938 | 0.97575 | 5.2495 | 261.56 | 240.5
2012-05-26 23:20 | 5.59 | 5.51 | 5.42 | 5.39 | 5.33 | 5.29 | 5.3 | 5.3 | 5.19 | 4.67 | 340.9 | 340.3 | 338.1 | 336.7 | 334.8 | 333.4 | 331.1 | 329.2 | 327.5 | 325.4 | 323.9 | 5.34 | 0.3 | 5.32 | 4.16 | 5.618% | 333.055 | 5.2807 | -0.017452 | 5.2914 | 0.99796 | 5.3291 | 255.08 | 253.46
2012-05-26 23:30 | 5.06 | 4.94 | 4.95 | 4.92 | 5.03 | 5.12 | 5.27 | 5.28 | 5.09 | 4.39 | 340.9 | 340.4 | 339.6 | 336.6 | 334 | 332.1 | 330.2 | 328.8 | 327.4 | 327.3 | 323.5 | 5.2 | 0.29 | 5.26 | 4.13 | 5.577% | 331.815 | 5.0514 | -0.26684 | 5.1412 | 0.98253 | 5.1091 | 232.4 | 217.82
2012-05-26 23:40 | 4.77 | 4.73 | 4.71 | 4.73 | 4.84 | 5.03 | 5.27 | 5.43 | 5.25 | 4.61 | 341.3 | 341.2 | 339.6 | 337.3 | 335.4 | 333.6 | 331.8 | 329.2 | 326.8 | 325.1 | 324.4 | 5.07 | 0.24 | 5.2 | 3.95 | 4.734% | 333.33 | 5.0117 | -0.43073 | 5.0637 | 0.98974 | 5.018 | 211.34 | 203.24
2012-05-26 23:50 | 4.68 | 4.62 | 4.47 | 4.52 | 4.65 | 4.87 | 4.97 | 4.94 | 4.66 | 4.01 | 343.1 | 341.5 | 339.8 | 339 | 336.4 | 333.3 | 330.1 | 327.1 | 325 | 323.9 | 324 | 5.01 | 0.29 | 5.15 | 3.55 | 5.788% | 332.82 | 4.6856 | -0.18783 | 4.8842 | 0.95933 | 4.8062 | 201.62 | 179.29
2012-05-27 | 4.52 | 4.52 | 4.69 | 4.9 | 5.11 | 5.23 | 5.22 | 5.02 | 4.64 | 3.92 | 336.1 | 335.1 | 332.4 | 329.2 | 326.4 | 324.4 | 323.1 | 322.2 | 321.6 | 321.6 | 315.7 | 5.38 | 0.27 | 5.41 | 3.72 | 5.019% | 324.205 | 4.9202 | 0.017686 | 5.2286 | 0.94102 | 5.0627 | 261.56 | 209.72
2012-05-27 00:10 | 4.82 | 4.89 | 5.05 | 5.23 | 5.41 | 5.3 | 4.87 | 4.28 | 3.82 | 3.32 | 330.9 | 329.3 | 325.9 | 323.3 | 321.6 | 320.3 | 319 | 317.8 | 317.1 | 316.1 | 312.8 | 5.59 | 0.2 | 5.2 | 3.04 | 3.578% | 320.105 | 4.8425 | 0.78191 | 5.2361 | 0.92482 | 5.1697 | 295.58 | 227.54
2012-05-27 00:20 | 4.71 | 4.75 | 4.71 | 4.81 | 4.81 | 4.78 | 4.63 | 4.36 | 3.85 | 3.13 | 338.5 | 336.8 | 334.4 | 331.3 | 328.6 | 326.5 | 325.4 | 324.5 | 323.8 | 322.3 | 317.9 | 4.89 | 0.3 | 4.78 | 2.44 | 6.135% | 326.335 | 4.5254 | 0.29464 | 4.7582 | 0.95107 | 4.6507 | 188.01 | 161.85
2012-05-27 00:30 | 4.58 | 4.56 | 4.52 | 4.52 | 4.5 | 4.52 | 4.42 | 4.24 | 3.89 | 3.12 | 345.4 | 344.4 | 342.1 | 340.4 | 337.4 | 333.3 | 329.9 | 327.9 | 327.3 | 327.3 | 323.7 | 4.55 | 0.24 | 4.53 | 2.73 | 5.275% | 332.79 | 4.3167 | 0.20674 | 4.5055 | 0.95809 | 4.3593 | 150.95 | 130.24
2012-05-27 00:40 | 4.41 | 4.35 | 4.3 | 4.28 | 4.3 | 4.31 | 4.22 | 4.07 | 3.78 | 3.14 | 342.9 | 342.7 | 341.2 | 340.2 | 338.4 | 335.2 | 331.6 | 328.9 | 326.8 | 325.8 | 326.6 | 4.45 | 0.19 | 4.32 | 2.89 | 4.27% | 334.66 | 4.1339 | 0.19501 | 4.297 | 0.96205 | 4.2811 | 140.05 | 121.52
2012-05-27 00:50 | 4.06 | 3.98 | 3.93 | 4.01 | 4.13 | 4.11 | 4 | 3.87 | 3.7 | 3.28 | 344.1 | 342.8 | 341.2 | 339.7 | 339.6 | 339.1 | 337.2 | 334.1 | 330.3 | 326.8 | 329.8 | 4.28 | 0.19 | 4.09 | 2.79 | 4.439% | 338.815 | 3.933 | 0.2507 | 4.0941 | 0.96067 | 4.1117 | 121.52 | 102.99
2012-05-27 01:00 | 3.84 | 3.64 | 3.48 | 3.43 | 3.52 | 3.64 | 3.6 | 3.37 | 3.19 | 2.83 | 343.2 | 343.6 | 343.2 | 342.6 | 341.1 | 340.7 | 339.8 | 338.1 | 335 | 331 | 330.5 | 3.76 | 0.17 | 3.73 | 2.53 | 4.521% | 340.565 | 3.447 | 0.10211 | 3.6342 | 0.94849 | 3.5663 | 69.16 | 51.87
2012-05-27 01:10 | 3.2 | 3.13 | 3.14 | 3.27 | 3.32 | 3.19 | 2.89 | 2.71 | 2.65 | 2.67 | 344.8 | 343.4 | 344 | 344.2 | 344 | 342.9 | 341 | 338.4 | 337.2 | 333.2 | 332.2 | 3.5 | 0.28 | 3.18 | 2.4 | 8% | 342.615 | 3.0258 | 0.91268 | 3.1452 | 0.96205 | 3.3672 | 45.5 | 33.67
2012-05-27 01:20 | 3.16 | 3.19 | 3.21 | 3.08 | 2.79 | 2.57 | 2.57 | 2.73 | 3.01 | 2.88 | 347.1 | 348.1 | 349 | 345.8 | 341.9 | 337.3 | 334.3 | 331.5 | 329.4 | 328.5 | 327 | 2.65 | 0.23 | 2.56 | 2.41 | 8.679% | 336.85 | 2.8438 | 0 | 2.57 | 1.1065 | 2.9323 | 0 | 0
2012-05-27 01:30 | 2.88 | 2.89 | 2.88 | 2.82 | 2.69 | 2.62 | 2.77 | 3.11 | 3.4 | 3.33 | 344.9 | 346.2 | 347.2 | 345.7 | 343.4 | 340 | 337.2 | 334.6 | 332.2 | 328.8 | 330.4 | 2.64 | 0.15 | 2.7 | 2.7 | 5.682% | 339.58 | 2.9235 | -0.51447 | 2.641 | 1.107 | 2.9224 | 0 | 0
2012-05-27 01:50 | 3.24 | 3.17 | 2.92 | 2.62 | 2.47 | 2.56 | 2.88 | 3.23 | 3.54 | 3.5 | 335.7 | 336.3 | 338.6 | 339.2 | 337.4 | 335.4 | 335.1 | 333.6 | 331.3 | 328.7 | 325.9 | 2.57 | 0.18 | 2.84 | 3.06 | 7.004% | 335.355 | 2.9717 | -1.0884 | 2.6036 | 1.1414 | 2.9334 | 0 | 0
2012-05-27 03:20 | 3.06 | 2.91 | 2.56 | 2.2 | 1.82 | 1.55 | 1.47 | 1.57 | 1.68 | 1.73 | 303.3 | 303.1 | 303.1 | 301 | 299.3 | 298.2 | 298 | 301.7 | 302.3 | 298.7 | 292.5 | 1.67 | 0.19 | 1.44 | 1.86 | 11.38% | 298.17 | 1.941 | 0.4897 | 1.5383 | 1.2618 | 2.1072 | 0 | 0
2012-05-27 03:30 | 2.99 | 2.98 | 2.83 | 2.51 | 2.24 | 1.93 | 1.55 | 1.33 | 1.39 | 1.37 | 301.8 | 301.2 | 300.2 | 298.1 | 293.9 | 287.8 | 284.1 | 287.5 | 291.1 | 288.2 | 274.8 | 2.07 | 0.11 | 1.89 | 1.35 | 5.314% | 287.245 | 2.0749 | 2.0262 | 1.8703 | 1.1094 | 2.2964 | 0 | 0
2012-05-27 05:30 | 4.1 | 3.97 | 3.91 | 3.82 | 3.79 | 3.79 | 3.78 | 3.72 | 3.65 | 3.46 | 215.1 | 215.4 | 212.6 | 214.2 | 216.1 | 216 | 216.1 | 218 | 219.6 | 223 | 204.9 | 3.54 | 0.67 | 2.98 | 3.12 | 18.93% | 216.015 | 3.7682 | 0.024415 | 3.7886 | 0.99461 | 3.5209 | 49.14 | 47.32
2012-05-27 06:00 | 4.24 | 4.18 | 4.13 | 4 | 3.94 | 3.97 | 4.07 | 4.1 | 4.04 | 4 | 209.5 | 209.4 | 210.1 | 210.7 | 212 | 212.6 | 213.7 | 217.2 | 220.5 | 223.5 | 201.7 | 3.69 | 0.64 | 3.2 | 3.77 | 17.34% | 212.765 | 4.027 | -0.22989 | 3.9842 | 1.0107 | 3.7296 | 62.79 | 66.43
2012-05-27 06:10 | 4.33 | 4.33 | 4.36 | 4.45 | 4.51 | 4.6 | 4.68 | 4.68 | 4.58 | 4.41 | 209.6 | 210.7 | 211 | 212.6 | 213.7 | 214.9 | 215.3 | 215.7 | 217.4 | 220 | 202.9 | 4.44 | 0.66 | 3.85 | 3.95 | 14.86% | 214.96 | 4.5404 | -0.15933 | 4.6114 | 0.98461 | 4.3717 | 138.96 | 131.33
2012-05-27 06:20 | 5.14 | 5.13 | 5.18 | 5.08 | 5.08 | 5.15 | 5.23 | 5.29 | 5.27 | 5.19 | 214.1 | 214.2 | 214.2 | 214.4 | 214.1 | 214.3 | 213.7 | 213.5 | 212.4 | 211.7 | 207.3 | 5.2 | 0.8 | 4.65 | 5.03 | 15.38% | 214.21 | 5.1812 | -0.14245 | 5.1614 | 1.0038 | 5.2199 | 232.4 | 235.64
2012-05-27 06:30 | 6.1 | 6.05 | 5.94 | 5.88 | 5.76 | 5.72 | 5.71 | 5.64 | 5.61 | 5.44 | 215.4 | 215.7 | 215.7 | 215.6 | 214.9 | 215.4 | 215.3 | 215.7 | 216.1 | 217.9 | 204.6 | 5.65 | 0.69 | 4.86 | 4.75 | 12.21% | 215.385 | 5.7455 | 0.01617 | 5.7186 | 1.0047 | 5.6766 | 305.3 | 310.16
2012-05-27 06:40 | 6.42 | 6.5 | 6.55 | 6.55 | 6.54 | 6.53 | 6.54 | 6.45 | 6.35 | 6.13 | 208.8 | 208.6 | 208.9 | 210 | 210.8 | 211.7 | 211.6 | 212.4 | 212.9 | 214.7 | 205.3 | 6.35 | 0.77 | 5.57 | 5.46 | 12.13% | 211.685 | 6.4804 | -0.014141 | 6.5314 | 0.99219 | 6.3004 | 441.1 | 429.8
2012-05-27 06:50 | 6.88 | 6.94 | 6.85 | 6.83 | 6.77 | 6.64 | 6.46 | 6.39 | 6.29 | 6.13 | 213.7 | 213.7 | 213.3 | 213.7 | 213.7 | 214.1 | 214 | 213.6 | 213.8 | 214.1 | 204.6 | 6.64 | 0.68 | 5.66 | 5.15 | 10.24% | 214.085 | 6.5952 | 0.25397 | 6.6139 | 0.99717 | 6.6212 | 506.64 | 502.12
2012-05-27 07:00 | 5.96 | 5.92 | 5.99 | 5.97 | 5.95 | 5.89 | 5.77 | 5.63 | 5.45 | 5.08 | 214.1 | 213.9 | 213.5 | 213 | 212.3 | 212.3 | 212.7 | 213.7 | 214.5 | 213 | 204.4 | 5.61 | 0.71 | 4.81 | 4.57 | 12.66% | 212.36 | 5.7785 | 0.19022 | 5.8727 | 0.98396 | 5.52 | 298.82 | 284.24
2012-05-27 07:10 | 5.17 | 5.15 | 5.25 | 5.26 | 5.27 | 5.3 | 5.33 | 5.28 | 5.18 | 5.05 | 212 | 212.1 | 212.2 | 213.3 | 213.7 | 213.1 | 212.9 | 213.2 | 213.2 | 211.5 | 205.2 | 5.42 | 0.6 | 4.75 | 4.32 | 11.07% | 213.07 | 5.2522 | -0.05216 | 5.3043 | 0.99018 | 5.3668 | 268.04 | 259.94
2012-05-27 07:30 | 5.11 | 5.13 | 4.99 | 4.97 | 4.86 | 4.73 | 4.76 | 4.7 | 4.8 | 4.81 | 209 | 208.6 | 208 | 208.7 | 208.4 | 209.1 | 209.6 | 209.6 | 209.4 | 208.6 | 201.7 | 4.77 | 0.57 | 3.99 | 4.09 | 11.95% | 209.175 | 4.8389 | -0.058426 | 4.7343 | 1.0221 | 4.8754 | 174.93 | 186.92
2012-05-27 07:40 | 5.17 | 5.09 | 5.02 | 4.98 | 4.93 | 4.82 | 4.71 | 4.7 | 4.66 | 4.6 | 207 | 206.6 | 205.1 | 206.2 | 207 | 208.8 | 211.2 | 211.9 | 211.3 | 212.1 | 200.1 | 4.73 | 0.8 | 4.03 | 3.81 | 16.91% | 209.16 | 4.8244 | 0.21334 | 4.8041 | 1.0042 | 4.75 | 170.57 | 172.75
2012-05-27 08:00 | 5.24 | 5.06 | 4.92 | 4.89 | 4.75 | 4.57 | 4.29 | 4.12 | 4.04 | 4.04 | 216 | 214 | 215 | 214.1 | 212.4 | 210.9 | 211.3 | 211.1 | 212.3 | 215.7 | 208.3 | 4.66 | 0.93 | 4.1 | 3.73 | 19.96% | 210.96 | 4.5225 | 0.58427 | 4.5288 | 0.9986 | 4.6535 | 162.94 | 161.85
2012-05-27 08:20 | 5.12 | 5.03 | 4.9 | 4.83 | 4.83 | 4.84 | 4.89 | 4.85 | 4.71 | 4.34 | 209.7 | 209.9 | 210.6 | 211.2 | 211 | 211.6 | 212.2 | 212.8 | 213.8 | 214.5 | 207.6 | 4.83 | 0.84 | 4.25 | 4.1 | 17.39% | 211.69 | 4.8201 | -0.094975 | 4.8471 | 0.99442 | 4.803 | 181.47 | 178.2
2012-05-27 08:40 | 6.12 | 6 | 5.87 | 5.78 | 5.61 | 5.46 | 5.35 | 5.28 | 5.2 | 5.31 | 210.5 | 211 | 209.4 | 207 | 206.3 | 206.9 | 206.6 | 206.4 | 205.9 | 206 | 204.9 | 5.58 | 0.78 | 4.75 | 4.56 | 13.98% | 206.855 | 5.516 | 0.18807 | 5.4441 | 1.0132 | 5.6537 | 293.96 | 305.3
2012-05-27 09:10 | 6.08 | 6.07 | 6.01 | 5.93 | 5.83 | 5.77 | 5.69 | 5.58 | 5.47 | 5.42 | 208.6 | 208.6 | 209 | 208.3 | 208.7 | 210 | 211 | 211.1 | 210.7 | 211.9 | 205.2 | 5.69 | 1.28 | 4.85 | 4.85 | 22.5% | 210.15 | 5.7484 | 0.12902 | 5.7585 | 0.99826 | 5.6801 | 311.78 | 310.16
2012-05-27 09:30 | 6.41 | 6.38 | 6.39 | 6.43 | 6.36 | 6.37 | 6.4 | 6.36 | 6.16 | 5.78 | 212.8 | 212.3 | 212.2 | 212.2 | 212 | 211.5 | 211.4 | 212 | 212.3 | 212.7 | 205.5 | 6.05 | 1.08 | 5.32 | 5.17 | 17.85% | 211.485 | 6.3263 | -0.043419 | 6.3743 | 0.99246 | 6.0044 | 373.3 | 362
2012-05-27 09:40 | 6.51 | 6.46 | 6.43 | 6.46 | 6.44 | 6.38 | 6.27 | 6.09 | 6 | 5.81 | 210 | 209.8 | 210.2 | 211.8 | 212 | 212.4 | 212.8 | 212.7 | 212.9 | 212.7 | 204.3 | 6.24 | 1.16 | 5.47 | 5.19 | 18.59% | 212.46 | 6.28 | 0.16072 | 6.3641 | 0.98678 | 6.1575 | 416.24 | 398.16
2012-05-27 09:50 | 6.75 | 6.66 | 6.54 | 6.49 | 6.47 | 6.4 | 6.36 | 6.26 | 6.22 | 6.13 | 206.7 | 207.4 | 206.8 | 206.9 | 206.9 | 206.4 | 205.5 | 204.8 | 203.7 | 201.9 | 199.3 | 6.32 | 0.9 | 5.15 | 5.11 | 14.24% | 206.265 | 6.3865 | 0.057937 | 6.3943 | 0.99879 | 6.3123 | 434.32 | 432.06
2012-05-27 10:00 | 6.78 | 6.77 | 6.76 | 6.69 | 6.55 | 6.46 | 6.37 | 6.37 | 6.37 | 6.3 | 208.6 | 209 | 209.4 | 209.8 | 209.4 | 208.9 | 209.2 | 210.1 | 210.6 | 210.4 | 202.5 | 6.19 | 0.87 | 5.25 | 5.12 | 14.05% | 208.945 | 6.5044 | 0.12965 | 6.447 | 1.0089 | 6.2451 | 404.94 | 418.5
2012-05-27 10:10 | 6 | 5.97 | 5.91 | 5.86 | 5.73 | 5.71 | 5.65 | 5.55 | 5.39 | 5.08 | 213 | 212.8 | 213.1 | 212.5 | 211 | 211.1 | 212.2 | 214.8 | 216.8 | 215.9 | 207.7 | 6.04 | 0.77 | 5.36 | 5.18 | 12.75% | 211.265 | 5.6623 | 0.097617 | 5.7014 | 0.99315 | 5.9986 | 371.04 | 362
2012-05-27 10:20 | 5.82 | 5.7 | 5.63 | 5.62 | 5.64 | 5.57 | 5.47 | 5.39 | 5.31 | 5.31 | 213.8 | 212.2 | 210.4 | 209 | 208.7 | 209.6 | 209.3 | 209.4 | 210.2 | 211.9 | 209.6 | 6.07 | 0.94 | 5.48 | 5.22 | 15.49% | 209.555 | 5.5156 | 0.16741 | 5.5556 | 0.99281 | 6.0263 | 377.82 | 368.78
2012-05-27 10:30 | 7.02 | 7.01 | 7.05 | 7.01 | 6.9 | 6.69 | 6.53 | 6.4 | 6.25 | 5.92 | 214.9 | 214.4 | 213.4 | 212.6 | 212.1 | 212.6 | 212.5 | 212.5 | 212.6 | 212.9 | 204.5 | 6.82 | 0.96 | 5.82 | 5.34 | 14.08% | 212.585 | 6.6678 | 0.2237 | 6.6668 | 1.0001 | 6.821 | 547.32 | 547.32
2012-05-27 10:40 | 5.98 | 6.01 | 6.05 | 6.09 | 6.16 | 6.13 | 6.03 | 5.84 | 5.77 | 5.78 | 217.5 | 217.2 | 217.5 | 218 | 219.2 | 220 | 220.6 | 220.4 | 220.4 | 220.7 | 210 | 5.7 | 1.35 | 5.18 | 4.92 | 23.68% | 220.09 | 6.0004 | 0.15199 | 6.1156 | 0.98116 | 5.5926 | 313.4 | 295.58
2012-05-27 11:10 | 7.06 | 7.01 | 6.92 | 6.84 | 6.8 | 6.84 | 6.85 | 6.83 | 6.73 | 6.43 | 214.7 | 214.4 | 213.7 | 213.2 | 212.4 | 210.9 | 210.4 | 210.5 | 210.4 | 209.3 | 205.1 | 6.91 | 1.7 | 5.79 | 5.47 | 24.6% | 210.825 | 6.8139 | -0.0135 | 6.8414 | 0.99598 | 6.8822 | 567.66 | 560.88
2012-05-27 11:20 | 8.45 | 8.33 | 8.11 | 8.03 | 7.92 | 7.8 | 7.7 | 7.53 | 7.45 | 7.3 | 209.7 | 209.4 | 209 | 208.2 | 207.5 | 206.5 | 206 | 205.5 | 204.3 | 203.6 | 199.6 | 7.74 | 1.35 | 6.31 | 6.05 | 17.44% | 206.425 | 7.7865 | 0.11924 | 7.7856 | 1.0001 | 7.7409 | 810.74 | 810.74
2012-05-27 11:30 | 8.46 | 8.39 | 8.3 | 8.16 | 8.01 | 7.86 | 7.79 | 7.67 | 7.43 | 6.98 | 215.8 | 215.3 | 214.1 | 213.2 | 212.4 | 211.8 | 211.6 | 211.4 | 210.9 | 210.1 | 208.1 | 8.26 | 1.37 | 7.38 | 6.77 | 16.59% | 211.77 | 7.8631 | 0.082668 | 7.8499 | 1.0017 | 8.2739 | 984.42 | 988.09
2012-05-27 11:40 | 8.32 | 8.26 | 8.17 | 8.16 | 8.08 | 7.93 | 7.7 | 7.45 | 7.28 | 7.14 | 213.2 | 213 | 212.4 | 212.1 | 212.1 | 211.9 | 212.4 | 213.9 | 214.3 | 212.2 | 208 | 8.17 | 1.08 | 7.22 | 6.39 | 13.22% | 211.975 | 7.8137 | 0.27199 | 7.8966 | 0.9895 | 8.0842 | 951.39 | 918.36
2012-05-27 13:20 | 10.55 | 10.44 | 10.33 | 10.33 | 10.36 | 10.42 | 10.48 | 10.42 | 10.34 | 10.07 | 282.6 | 282.7 | 282.8 | 283.2 | 283.4 | 283.4 | 283.5 | 283.9 | 284.3 | 284.8 | 273 | 9.53 | 1.38 | 9.56 | 8.48 | 14.48% | 283.415 | 10.3725 | -0.053058 | 10.4286 | 0.99462 | 9.4787 | 1457.93 | 1438.88
2012-05-27 13:30 | 10.9 | 10.88 | 10.74 | 10.51 | 10.43 | 10.38 | 10.28 | 10.19 | 10.1 | 9.8 | 280 | 280.1 | 279.8 | 280 | 280.1 | 279.9 | 279.7 | 279.6 | 280.1 | 281.6 | 270.7 | 10.02 | 1.41 | 10.09 | 9.01 | 14.07% | 279.87 | 10.3633 | 0.089458 | 10.3656 | 0.99978 | 10.0178 | 1642.34 | 1642.34
2012-05-27 13:40 | 10.7 | 10.73 | 10.55 | 10.5 | 10.53 | 10.54 | 10.56 | 10.58 | 10.53 | 10.4 | 281.9 | 282.4 | 282.4 | 282.8 | 283 | 283.7 | 284.4 | 284.8 | 285.2 | 285.7 | 275.8 | 10.15 | 1.12 | 10.24 | 9.32 | 11.03% | 283.805 | 10.5416 | -0.017518 | 10.5429 | 0.99988 | 10.1488 | 1677.05 | 1677.05
2012-05-27 13:50 | 9.84 | 9.82 | 9.72 | 9.63 | 9.67 | 9.69 | 9.64 | 9.61 | 9.53 | 9.05 | 266.8 | 267 | 267.3 | 267.5 | 268.2 | 269 | 269.7 | 269.8 | 270.1 | 271.6 | 266.4 | 8.92 | 1.83 | 9.07 | 8.52 | 20.52% | 269.105 | 9.6176 | 0.047807 | 9.6828 | 0.99326 | 8.8599 | 1226.64 | 1204.62
2012-05-27 14:30 | 10.8 | 10.72 | 10.86 | 11.07 | 11.21 | 11.19 | 11.04 | 10.84 | 10.74 | 10.54 | 275.1 | 275.3 | 275.9 | 276 | 275.8 | 275.5 | 275.2 | 275.1 | 275.7 | 277.3 | 267 | 9.55 | 1.83 | 9.78 | 9 | 19.16% | 275.455 | 10.9668 | 0.12471 | 11.1684 | 0.98195 | 9.3776 | 1465.55 | 1400.78
2012-05-27 14:40 | 10.31 | 10.2 | 10.12 | 10.09 | 10.04 | 9.97 | 9.82 | 9.68 | 9.57 | 9.46 | 272.3 | 272.7 | 272.5 | 272.6 | 272.5 | 272.3 | 271.7 | 271.5 | 271.3 | 272 | 266 | 9.33 | 1.63 | 9.52 | 9.22 | 17.47% | 272.21 | 9.8878 | 0.14009 | 9.9484 | 0.99391 | 9.2732 | 1381.73 | 1358.87
2012-05-27 14:50 | 9.53 | 9.48 | 9.44 | 9.46 | 9.43 | 9.3 | 9.19 | 9.09 | 9.03 | 8.88 | 276.1 | 276 | 276.2 | 276.9 | 277 | 276.9 | 276.9 | 276.5 | 276.2 | 276.9 | 271.6 | 9.01 | 1.52 | 9.03 | 8.63 | 16.87% | 276.9 | 9.264 | 0.10995 | 9.2842 | 0.99783 | 8.9904 | 1259.81 | 1252.33
2012-05-27 15:00 | 9.33 | 9.33 | 9.29 | 9.31 | 9.41 | 9.46 | 9.44 | 9.35 | 9.23 | 8.99 | 274.4 | 275 | 275.4 | 276.6 | 278 | 278.6 | 278.7 | 278.9 | 279.1 | 279.1 | 268.8 | 8.39 | 1.86 | 8.52 | 7.82 | 22.17% | 278.615 | 9.3379 | 0.019558 | 9.4571 | 0.98739 | 8.2842 | 1032.13 | 991.76
2012-05-27 15:10 | 10.54 | 10.5 | 10.45 | 10.44 | 10.36 | 10.28 | 10.22 | 10.18 | 10.1 | 9.76 | 277.1 | 276.8 | 276.2 | 275.7 | 275 | 273.9 | 273.4 | 273.2 | 273.2 | 274.4 | 266.7 | 9.51 | 1.63 | 9.68 | 9.13 | 17.14% | 273.825 | 10.2664 | 0.054094 | 10.2714 | 0.99951 | 9.5054 | 1450.31 | 1450.31
2012-05-27 15:20 | 10.28 | 10.18 | 10.16 | 10.17 | 10.25 | 10.28 | 10.27 | 10.23 | 10.16 | 9.93 | 275.5 | 275.7 | 276.5 | 276.5 | 277 | 277.6 | 278.6 | 279.7 | 280.3 | 280.9 | 267.9 | 9.81 | 1.99 | 9.93 | 8.87 | 20.29% | 277.75 | 10.2004 | 0.0089937 | 10.2786 | 0.99239 | 9.7354 | 1564.61 | 1537.94
2012-05-27 15:30 | 11.57 | 11.48 | 11.41 | 11.3 | 11.01 | 10.77 | 10.7 | 10.63 | 10.52 | 10.28 | 276.3 | 276.3 | 276.4 | 276 | 275.4 | 275.1 | 275.4 | 276 | 276.2 | 276.8 | 268.1 | 10.11 | 1.66 | 10.21 | 9.75 | 16.42% | 275.145 | 10.8903 | 0.060258 | 10.7599 | 1.0121 | 10.2325 | 1666.37 | 1698.41
2012-05-27 20:20 | 14.21 | 14.13 | 13.95 | 13.77 | 13.63 | 13.45 | 13.23 | 13.02 | 12.85 | 12.59 | 274.7 | 274.3 | 274 | 274.4 | 274.9 | 275.1 | 275 | 275 | 275.4 | 275.3 | 266.7 | 13.67 | 1.71 | 13.71 | 12.14 | 12.51% | 275.085 | 13.4002 | 0.1524 | 13.4183 | 0.99865 | 13.6516 | 1999.67 | 1999.65
2012-05-27 20:30 | 14.28 | 14.31 | 14.34 | 14.37 | 14.35 | 14.29 | 14.2 | 14.11 | 13.93 | 13.41 | 276.3 | 275.9 | 275.4 | 275.1 | 275.2 | 275.2 | 275 | 275 | 274.9 | 275.3 | 270.5 | 14.83 | 1.74 | 14.83 | 13.28 | 11.73% | 275.17 | 14.189 | 0.058385 | 14.2771 | 0.99383 | 14.7385 | 2000 | 2000
2012-05-27 20:40 | 16.33 | 16.27 | 16.16 | 16.04 | 15.96 | 15.86 | 15.72 | 15.55 | 15.38 | 14.96 | 283.1 | 282.9 | 282.6 | 282.6 | 282.7 | 282.7 | 282.8 | 282.8 | 283.1 | 283 | 277 | 16.02 | 2.25 | 16.06 | 14.66 | 14.04% | 282.715 | 15.7829 | 0.081935 | 15.8399 | 0.9964 | 15.9624 | 2000 | 2000
2012-05-27 20:50 | 16.33 | 16.31 | 16.21 | 16.08 | 15.99 | 15.92 | 15.82 | 15.65 | 15.42 | 14.85 | 281 | 281.1 | 281.3 | 281.4 | 281.6 | 281.9 | 282.1 | 282.2 | 282.3 | 282.4 | 274.7 | 15.96 | 2.01 | 16 | 14.69 | 12.59% | 281.93 | 15.8339 | 0.058229 | 15.9056 | 0.99549 | 15.888 | 2000 | 2000
2012-05-27 21:00 | 13.96 | 13.89 | 13.66 | 13.44 | 13.25 | 13.09 | 12.99 | 12.87 | 12.66 | 12.07 | 283.5 | 283.6 | 283.8 | 283.9 | 284 | 283.9 | 283.8 | 284 | 284.4 | 284.9 | 277.3 | 13.66 | 1.63 | 13.66 | 12.57 | 11.93% | 283.885 | 13.1115 | 0.070867 | 13.0756 | 1.0027 | 13.6975 | 1999.66 | 1999.7
2012-05-27 21:10 | 11.82 | 11.81 | 11.83 | 11.87 | 11.86 | 11.81 | 11.77 | 11.69 | 11.5 | 11.25 | 299.9 | 300.3 | 300.7 | 301.1 | 301.1 | 301 | 300.9 | 301 | 301.5 | 302.2 | 289.4 | 11.76 | 1.49 | 11.7 | 10.77 | 12.67% | 300.985 | 11.7374 | 0.031352 | 11.8043 | 0.99434 | 11.6934 | 1967.84 | 1961.96
2012-05-27 21:20 | 11.77 | 11.73 | 11.69 | 11.61 | 11.56 | 11.53 | 11.5 | 11.41 | 11.2 | 10.81 | 298.2 | 298.3 | 298.7 | 298.8 | 298.5 | 298.6 | 298.8 | 298.6 | 298.4 | 299.1 | 289.8 | 11.58 | 1.83 | 11.56 | 10.4 | 15.8% | 298.63 | 11.473 | 0.024076 | 11.5257 | 0.99543 | 11.5271 | 1952.72 | 1948.52
2012-05-27 21:30 | 11.5 | 11.43 | 11.33 | 11.31 | 11.37 | 11.4 | 11.39 | 11.26 | 11.1 | 10.95 | 303.4 | 303.4 | 303.2 | 303.4 | 303.5 | 303.7 | 303.5 | 303 | 302.5 | 302.3 | 294.8 | 11.35 | 1.36 | 11.27 | 10.27 | 11.98% | 303.67 | 11.2978 | 0.0081097 | 11.3986 | 0.99116 | 11.2496 | 1933.4 | 1925
2012-05-27 21:40 | 11.61 | 11.58 | 11.43 | 11.26 | 11.15 | 10.98 | 10.8 | 10.71 | 10.63 | 10.48 | 293.5 | 293.1 | 293.1 | 293.7 | 294.3 | 294.5 | 294.7 | 295 | 294.9 | 295 | 286.4 | 11.09 | 1.95 | 11.12 | 9.67 | 17.58% | 294.53 | 10.9878 | 0.15275 | 10.954 | 1.0031 | 11.1242 | 1911.56 | 1914.08
2012-05-27 21:50 | 12.29 | 12.21 | 12.14 | 12.06 | 12.01 | 11.89 | 11.81 | 11.71 | 11.51 | 10.93 | 293.1 | 293.3 | 293.5 | 293.4 | 293.3 | 293.5 | 293.5 | 293.5 | 293.8 | 294.9 | 285.9 | 12.38 | 1.1 | 12.39 | 11.1 | 8.885% | 293.5 | 11.8407 | 0.062387 | 11.8785 | 0.99681 | 12.3406 | 1992.18 | 1991.74
2012-05-27 22:10 | 12.32 | 12.29 | 12.29 | 12.25 | 12.15 | 12.1 | 12.01 | 11.9 | 11.73 | 11.34 | 287.8 | 287.6 | 287.3 | 286.7 | 286.5 | 286.2 | 286.3 | 286.4 | 286.3 | 286.4 | 279.2 | 11.9 | 1.31 | 11.92 | 10.62 | 11.01% | 286.215 | 12.0314 | 0.068991 | 12.0871 | 0.9954 | 11.8452 | 1979.6 | 1975.4
2012-05-27 22:20 | 11.76 | 11.71 | 11.53 | 11.45 | 11.42 | 11.45 | 11.4 | 11.24 | 10.99 | 10.5 | 284.8 | 284.7 | 284.8 | 284.3 | 283.9 | 283.9 | 284.3 | 284.5 | 284.7 | 284.6 | 277.3 | 11.7 | 1.11 | 11.71 | 10.17 | 9.487% | 283.96 | 11.3281 | 0.040442 | 11.4428 | 0.98998 | 11.5827 | 1962.8 | 1952.72
2012-05-27 23:10 | 12.95 | 12.89 | 12.56 | 12.46 | 12.25 | 12.05 | 11.9 | 11.7 | 11.55 | 11.21 | 311.9 | 311.3 | 311.4 | 311.3 | 311.5 | 311.4 | 311.6 | 312 | 312.8 | 313.7 | 301 | 12.27 | 1.79 | 12.19 | 10.88 | 14.59% | 311.43 | 12.0578 | 0.11575 | 12.0284 | 1.0024 | 12.3 | 1990.97 | 1991.3
2012-05-27 23:20 | 13.81 | 13.77 | 13.75 | 13.71 | 13.59 | 13.37 | 13.25 | 13.29 | 13.26 | 13.07 | 307.2 | 307.2 | 306.6 | 306.3 | 306.4 | 306.8 | 306.7 | 306.6 | 306.5 | 306.2 | 298.8 | 14.09 | 1.73 | 14.03 | 13.06 | 12.28% | 306.785 | 13.4457 | 0.083315 | 13.3527 | 1.007 | 14.1881 | 2000 | 2000
2012-05-27 23:30 | 14.05 | 14.01 | 13.88 | 13.81 | 13.73 | 13.61 | 13.42 | 13.18 | 12.87 | 12.21 | 309.4 | 309.6 | 309.9 | 310.4 | 310.8 | 311.1 | 311.2 | 311.2 | 311.3 | 311.2 | 302.8 | 13.51 | 1.79 | 13.28 | 11.99 | 13.25% | 311.115 | 13.4594 | 0.12992 | 13.5826 | 0.99093 | 13.3875 | 1999.51 | 1999.39
2012-05-27 23:40 | 13.33 | 13.32 | 13.27 | 13.13 | 13.01 | 12.88 | 12.71 | 12.53 | 12.33 | 12.07 | 311.2 | 311.2 | 311.3 | 311.5 | 311.8 | 312.2 | 312.3 | 312.2 | 312.3 | 312.9 | 302.7 | 13.06 | 1.56 | 12.82 | 11.56 | 11.94% | 312.215 | 12.8149 | 0.12278 | 12.8555 | 0.99684 | 13.0188 | 1999.06 | 1999.02
2012-05-27 23:50 | 13.82 | 13.76 | 13.68 | 13.63 | 13.59 | 13.49 | 13.31 | 13 | 12.66 | 12.2 | 306.6 | 306.5 | 306.4 | 306.6 | 306.9 | 307.2 | 307.4 | 307.4 | 307.2 | 308 | 299.1 | 13.59 | 1.76 | 13.49 | 11.97 | 12.95% | 307.23 | 13.3021 | 0.12413 | 13.4641 | 0.98797 | 13.4265 | 1999.59 | 1999.43
2012-05-28 | 14.72 | 14.63 | 14.46 | 14.26 | 14.06 | 13.84 | 13.6 | 13.39 | 13.23 | 12.62 | 295.2 | 295.1 | 295.1 | 295.1 | 294.9 | 294.8 | 295 | 295.4 | 295.9 | 296.6 | 287.9 | 13.69 | 1.41 | 13.58 | 11.99 | 10.3% | 294.83 | 13.8049 | 0.16165 | 13.8054 | 0.99997 | 13.6896 | 1999.69 | 1999.69
2012-05-28 00:10 | 12.67 | 12.69 | 12.72 | 12.66 | 12.48 | 12.29 | 12.17 | 12.09 | 11.94 | 11.41 | 296.5 | 296.4 | 296.2 | 296.1 | 296.3 | 296.2 | 296.2 | 296.2 | 295.8 | 295.1 | 288 | 12.84 | 1.41 | 12.75 | 11.16 | 10.98% | 296.2 | 12.2988 | 0.090673 | 12.2727 | 1.0021 | 12.8672 | 1997.24 | 1997.57
2012-05-28 00:20 | 13.65 | 13.58 | 13.44 | 13.27 | 13.05 | 12.77 | 12.51 | 12.25 | 12.03 | 11.55 | 303.8 | 303.8 | 303.4 | 303.1 | 303.2 | 303.2 | 303.3 | 303.6 | 303.7 | 304.3 | 294.6 | 12.87 | 1.82 | 12.72 | 11.19 | 14.14% | 303.215 | 12.7364 | 0.19009 | 12.7324 | 1.0003 | 12.874 | 1997.57 | 1997.57
2012-05-28 00:30 | 13.25 | 13.21 | 13.08 | 12.91 | 12.75 | 12.59 | 12.43 | 12.27 | 12.13 | 11.87 | 301.8 | 301.7 | 301.6 | 301.6 | 301.5 | 301.4 | 301.5 | 301.8 | 302.2 | 302.4 | 294.2 | 12.75 | 1.46 | 12.69 | 11.41 | 11.45% | 301.415 | 12.5791 | 0.11819 | 12.567 | 1.001 | 12.7623 | 1996.25 | 1996.36
2012-05-28 00:40 | 12.28 | 12.27 | 12.2 | 12.13 | 12.06 | 11.97 | 11.86 | 11.75 | 11.62 | 11.39 | 298.8 | 298.6 | 298.3 | 298 | 297.9 | 297.9 | 297.8 | 297.5 | 297.1 | 297 | 290.6 | 12.34 | 1.24 | 12.29 | 10.84 | 10.05% | 297.885 | 11.9239 | 0.085314 | 11.9542 | 0.99747 | 12.3088 | 1991.74 | 1991.41
2012-05-28 00:50 | 11.25 | 11.19 | 11.08 | 11 | 10.98 | 10.95 | 10.88 | 10.75 | 10.56 | 10.12 | 294.6 | 294.5 | 294.3 | 293.8 | 293.3 | 292.7 | 292.2 | 291.8 | 291.9 | 292.4 | 286.1 | 11.72 | 0.98 | 11.7 | 9.86 | 8.362% | 292.625 | 10.8587 | 0.059264 | 10.9399 | 0.99258 | 11.633 | 1964.48 | 1956.92
2012-05-28 01:00 | 11.2 | 11.21 | 11.25 | 11.21 | 11.1 | 10.98 | 10.84 | 10.66 | 10.41 | 10.08 | 298.9 | 298.5 | 297.9 | 297.5 | 297 | 296.6 | 296.3 | 296 | 295.6 | 295.3 | 288.7 | 11.4 | 1.55 | 11.36 | 9.77 | 13.6% | 296.555 | 10.8894 | 0.11858 | 10.9598 | 0.99357 | 11.3267 | 1937.6 | 1931.72
2012-05-28 01:10 | 12.47 | 12.42 | 12.27 | 12.16 | 12.09 | 11.98 | 11.84 | 11.67 | 11.47 | 11.16 | 305 | 304.9 | 304.8 | 304.8 | 304.8 | 305.1 | 305.2 | 305.3 | 305.2 | 305.1 | 296 | 11.58 | 1.64 | 11.46 | 10.35 | 14.16% | 305.115 | 11.9069 | 0.10863 | 11.9598 | 0.99557 | 11.5287 | 1952.72 | 1948.52
2012-05-28 01:20 | 12.65 | 12.57 | 12.37 | 12.21 | 12.06 | 11.87 | 11.69 | 11.53 | 11.34 | 11.06 | 297.7 | 297.5 | 297.3 | 297.1 | 297.1 | 297.4 | 297.8 | 297.9 | 298 | 298.6 | 290 | 11.97 | 1.81 | 11.82 | 10.27 | 15.12% | 297.46 | 11.8542 | 0.14121 | 11.844 | 1.0009 | 11.9803 | 1985.48 | 1986.32
2012-05-28 01:30 | 13.62 | 13.58 | 13.51 | 13.42 | 13.29 | 13.07 | 12.85 | 12.67 | 12.51 | 12.06 | 301.8 | 301.8 | 301.9 | 301.6 | 301.3 | 301.1 | 300.8 | 300.7 | 300.9 | 301.8 | 293.4 | 13.05 | 1.7 | 12.93 | 11.58 | 13.03% | 301.055 | 13.0165 | 0.15687 | 13.0383 | 0.99833 | 13.0282 | 1999.05 | 1999.03
2012-05-28 01:40 | 11.59 | 11.4 | 11.09 | 10.84 | 10.64 | 10.43 | 10.33 | 10.25 | 10.12 | 9.78 | 294.6 | 294.8 | 295.1 | 295.3 | 295.4 | 295.3 | 295.1 | 294.8 | 294.5 | 294.9 | 286.1 | 10.82 | 1.47 | 10.75 | 9.6 | 13.59% | 295.27 | 10.5245 | 0.089028 | 10.4156 | 1.0105 | 10.9331 | 1855.94 | 1885.31
2012-05-28 01:50 | 10.46 | 10.4 | 10.27 | 10.04 | 9.81 | 9.65 | 9.51 | 9.36 | 9.23 | 8.93 | 295.7 | 295.6 | 295.3 | 295.3 | 295.2 | 294.6 | 293.8 | 293.1 | 292.8 | 292.6 | 283.6 | 10.02 | 1.87 | 10.01 | 8.65 | 18.66% | 294.48 | 9.6829 | 0.13505 | 9.6298 | 1.0055 | 10.0752 | 1642.34 | 1658.36
2012-05-28 02:00 | 9.82 | 9.79 | 9.67 | 9.51 | 9.37 | 9.23 | 9.07 | 8.91 | 8.78 | 8.57 | 286.8 | 286.5 | 286.5 | 286.4 | 285.6 | 284.3 | 283.6 | 283.4 | 283.3 | 283.7 | 277.9 | 9.77 | 1.29 | 9.76 | 8.76 | 13.2% | 284.195 | 9.2071 | 0.1616 | 9.2069 | 1 | 9.7702 | 1549.37 | 1549.37
2012-05-28 02:10 | 10.64 | 10.52 | 10.36 | 10.26 | 10.14 | 10.02 | 9.93 | 9.78 | 9.58 | 9.35 | 303 | 302.9 | 302.5 | 302.2 | 301.9 | 301.5 | 301.1 | 300.6 | 300.2 | 300 | 292 | 10.21 | 1.83 | 10.21 | 8.89 | 17.92% | 301.44 | 9.9959 | 0.083378 | 10.0071 | 0.99888 | 10.1986 | 1693.07 | 1690.4
2012-05-28 02:20 | 9.89 | 9.78 | 9.6 | 9.41 | 9.23 | 9.03 | 8.9 | 8.82 | 8.74 | 8.58 | 304.7 | 304.9 | 304.8 | 304.3 | 303.2 | 302.4 | 302.7 | 303.3 | 303.9 | 305 | 294.8 | 9.75 | 1.77 | 9.64 | 8.75 | 18.15% | 302.445 | 9.0998 | 0.134 | 9.0113 | 1.0098 | 9.8458 | 1541.75 | 1579.85
2012-05-28 02:30 | 11.49 | 11.39 | 11.24 | 11.01 | 10.8 | 10.71 | 10.7 | 10.65 | 10.48 | 10.01 | 304.5 | 304.6 | 305.1 | 305.5 | 305.6 | 305.6 | 305.8 | 306.3 | 306.4 | 305.1 | 298 | 10.64 | 2.11 | 10.58 | 9.87 | 19.83% | 305.63 | 10.7775 | 0.0086324 | 10.7086 | 1.0064 | 10.7085 | 1807.88 | 1826.57
2012-05-28 02:40 | 12.66 | 12.6 | 12.43 | 12.26 | 12.19 | 12.1 | 11.91 | 11.61 | 11.29 | 10.73 | 300.6 | 300.5 | 300.6 | 301.1 | 301.6 | 301.7 | 301.6 | 301.3 | 300.8 | 300.8 | 292.4 | 11.7 | 1.49 | 11.71 | 10.01 | 12.74% | 301.685 | 11.9392 | 0.14626 | 12.0726 | 0.98895 | 11.5707 | 1962.8 | 1951.88
2012-05-28 02:50 | 11.12 | 10.99 | 10.75 | 10.61 | 10.49 | 10.34 | 10.22 | 10.11 | 9.94 | 9.48 | 296.5 | 296.5 | 296.6 | 296.4 | 296.2 | 296 | 295.6 | 295.6 | 296 | 296.7 | 287.4 | 10.74 | 2.04 | 10.61 | 9.11 | 18.99% | 295.94 | 10.3337 | 0.10787 | 10.3227 | 1.0011 | 10.7514 | 1834.58 | 1837.25
2012-05-28 03:00 | 11.57 | 11.49 | 11.33 | 11.24 | 11.15 | 11.04 | 10.84 | 10.54 | 10.19 | 9.67 | 299.9 | 299.9 | 300.2 | 300.2 | 300.1 | 299.9 | 299.3 | 298.6 | 298.3 | 298.2 | 291.8 | 10.96 | 1.52 | 10.9 | 9.33 | 13.87% | 299.81 | 10.8745 | 0.16894 | 11.0111 | 0.98759 | 10.824 | 1893.32 | 1855.94
2012-05-28 03:10 | 15.6 | 15.58 | 15.48 | 15.33 | 15.2 | 15.11 | 14.98 | 14.84 | 14.67 | 14.15 | 303.3 | 303.5 | 303.6 | 303.3 | 302.9 | 302.6 | 302.6 | 302.8 | 302.9 | 303.1 | 294.6 | 15.12 | 1.73 | 14.94 | 13.25 | 11.44% | 302.6 | 15.0555 | 0.079849 | 15.0913 | 0.99763 | 15.0841 | 2000 | 2000
2012-05-28 03:20 | 15.72 | 15.64 | 15.48 | 15.36 | 15.3 | 15.15 | 14.91 | 14.63 | 14.24 | 13.55 | 303.5 | 303.5 | 303.3 | 303.3 | 303.2 | 303.5 | 303.9 | 304.1 | 304.5 | 305 | 295.3 | 15.17 | 1.5 | 14.99 | 13 | 9.888% | 303.56 | 14.9677 | 0.14756 | 15.1154 | 0.99023 | 15.0218 | 2000 | 2000
2012-05-28 03:30 | 13.72 | 13.7 | 13.63 | 13.61 | 13.61 | 13.55 | 13.42 | 13.26 | 13.09 | 12.66 | 300.2 | 300 | 299.6 | 299.5 | 299.3 | 299.1 | 298.9 | 299 | 299.3 | 299.7 | 292.3 | 14.52 | 2.24 | 14.46 | 13.1 | 15.43% | 299.07 | 13.4235 | 0.089087 | 13.5313 | 0.99203 | 14.4043 | 2000 | 2000
2012-05-28 03:40 | 11.87 | 11.88 | 11.85 | 11.79 | 11.64 | 11.49 | 11.44 | 11.44 | 11.3 | 10.91 | 306.1 | 306.2 | 306.2 | 306.3 | 306.6 | 307.1 | 307.6 | 308.1 | 308.7 | 309.2 | 296.3 | 11.85 | 1.79 | 11.71 | 10.43 | 15.11% | 307.175 | 11.5371 | 0.040301 | 11.4828 | 1.0047 | 11.906 | 1975.4 | 1980.44
2012-05-28 03:50 | 12.85 | 12.8 | 12.74 | 12.73 | 12.74 | 12.65 | 12.56 | 12.44 | 12.25 | 11.92 | 307.2 | 307.2 | 307 | 306.7 | 306.5 | 306.5 | 306.5 | 306.3 | 306.1 | 306.4 | 298.1 | 12.66 | 1.75 | 12.56 | 11.14 | 13.82% | 306.5 | 12.5623 | 0.065981 | 12.6371 | 0.99408 | 12.5851 | 1995.26 | 1994.49
2012-05-28 04:00 | 13.03 | 13.12 | 13.22 | 13.23 | 13.24 | 13.12 | 12.92 | 12.79 | 12.76 | 12.25 | 302 | 302.2 | 302.2 | 302 | 301.9 | 302.1 | 302.8 | 303.4 | 304.1 | 304.6 | 294.6 | 13.46 | 2.19 | 13.41 | 12.13 | 16.27% | 302.205 | 13.0005 | 0.14195 | 13.0912 | 0.99307 | 13.3667 | 1999.46 | 1999.37
2012-05-28 04:10 | 15.25 | 15.26 | 15.26 | 15.19 | 15.04 | 14.86 | 14.73 | 14.61 | 14.39 | 13.82 | 306.9 | 307 | 307.2 | 307.2 | 307.2 | 307.3 | 307.7 | 308.3 | 309 | 309.6 | 300.1 | 15.21 | 1.45 | 15.1 | 13.31 | 9.533% | 307.36 | 14.8262 | 0.081199 | 14.8413 | 0.99898 | 15.1945 | 2000 | 2000
2012-05-28 04:20 | 13.4 | 13.36 | 13.31 | 13.32 | 13.26 | 13.23 | 13.25 | 13.26 | 13.16 | 12.7 | 299.9 | 299.9 | 299.7 | 299.4 | 299.2 | 299.2 | 299.2 | 299.2 | 298.8 | 298.5 | 291.8 | 13.61 | 1.54 | 13.53 | 12.57 | 11.32% | 299.2 | 13.2305 | -0.013959 | 13.2329 | 0.99982 | 13.6076 | 1999.61 | 1999.61
2012-05-28 04:30 | 13.1 | 12.98 | 12.74 | 12.62 | 12.56 | 12.53 | 12.49 | 12.32 | 11.97 | 11.54 | 301.8 | 301.7 | 301.3 | 301.1 | 300.9 | 301.1 | 301 | 300.7 | 300.3 | 299.3 | 294.7 | 13.15 | 1.23 | 13.12 | 11.94 | 9.354% | 301.085 | 12.438 | 0.029548 | 12.5243 | 0.99311 | 13.0594 | 1999.15 | 1999.06
2012-05-28 04:40 | 13.5 | 13.45 | 13.37 | 13.36 | 13.32 | 13.21 | 13.08 | 12.94 | 12.8 | 12.37 | 303.5 | 303.4 | 303.4 | 303.3 | 303 | 302.9 | 302.3 | 301.9 | 301.8 | 301.5 | 293.3 | 13.42 | 1.46 | 13.35 | 12.08 | 10.88% | 302.81 | 13.1254 | 0.091391 | 13.1913 | 0.99501 | 13.353 | 1999.42 | 1999.35
2012-05-28 04:50 | 13.12 | 13.12 | 13.08 | 13.06 | 13.06 | 13 | 12.89 | 12.84 | 12.7 | 12.34 | 301.7 | 301.4 | 300.7 | 300 | 299.5 | 298.8 | 298.4 | 297.9 | 297.2 | 295.9 | 290.3 | 12.98 | 1.76 | 12.98 | 11.79 | 13.56% | 298.74 | 12.919 | 0.078526 | 12.9842 | 0.99498 | 12.9148 | 1998.78 | 1998.01
2012-05-28 05:00 | 11.82 | 11.81 | 11.83 | 11.89 | 11.84 | 11.64 | 11.38 | 11.17 | 11.09 | 10.83 | 297.3 | 296.8 | 296.6 | 296.9 | 297.2 | 297.1 | 296.7 | 296.6 | 296.5 | 296.9 | 288.2 | 11.47 | 1.44 | 11.4 | 10.06 | 12.55% | 297.04 | 11.5243 | 0.20875 | 11.6024 | 0.99327 | 11.3928 | 1943.48 | 1936.76
2012-05-28 05:10 | 12.11 | 12.06 | 12 | 11.93 | 11.8 | 11.73 | 11.73 | 11.72 | 11.65 | 11.31 | 299.8 | 299.6 | 299 | 298.5 | 298.5 | 298.2 | 297.8 | 297.2 | 296.6 | 296.2 | 290.7 | 12.02 | 1.14 | 12.04 | 11.18 | 9.484% | 298.14 | 11.7743 | 0 | 11.73 | 1.0038 | 12.0654 | 1988.22 | 1988.77
2012-05-28 05:20 | 12.63 | 12.59 | 12.49 | 12.41 | 12.36 | 12.36 | 12.37 | 12.36 | 12.27 | 11.99 | 297.7 | 297.3 | 296.8 | 296.4 | 296 | 295.6 | 295.5 | 295.4 | 295.9 | 296.3 | 288.9 | 12.81 | 1.4 | 12.76 | 11.56 | 10.93% | 295.585 | 12.3607 | -0.0074735 | 12.3614 | 0.99994 | 12.8093 | 1996.91 | 1996.91
2012-05-28 05:30 | 13.72 | 13.67 | 13.51 | 13.41 | 13.4 | 13.48 | 13.57 | 13.61 | 13.46 | 12.93 | 301.9 | 301.8 | 301.6 | 301.5 | 301.6 | 301.9 | 302 | 302.2 | 302.7 | 303.4 | 294.2 | 13.58 | 1.39 | 13.58 | 12.29 | 10.24% | 301.915 | 13.4716 | -0.061493 | 13.4929 | 0.99842 | 13.5586 | 1999.58 | 1999.56
2012-05-28 05:40 | 13.81 | 13.76 | 13.7 | 13.68 | 13.63 | 13.53 | 13.5 | 13.33 | 13.1 | 12.68 | 305.4 | 305.5 | 305.5 | 305.5 | 305.8 | 305.9 | 305.9 | 306.1 | 306.2 | 306.3 | 300.4 | 14.06 | 1.68 | 13.94 | 12.66 | 11.95% | 305.9 | 13.4648 | 0.020513 | 13.5257 | 0.9955 | 13.9967 | 2000 | 2000
2012-05-28 05:50 | 12.48 | 12.51 | 12.63 | 12.69 | 12.6 | 12.53 | 12.42 | 12.38 | 12.19 | 11.75 | 304.4 | 303.9 | 303.4 | 303.2 | 303.6 | 303.5 | 303.6 | 303.9 | 303.5 | 304.4 | 298.3 | 12.96 | 1.24 | 12.87 | 11.82 | 9.568% | 303.515 | 12.4525 | 0.081484 | 12.5142 | 0.99507 | 12.8961 | 1998.56 | 1997.9
2012-05-28 06:00 | 12.49 | 12.55 | 12.56 | 12.6 | 12.58 | 12.52 | 12.46 | 12.47 | 12.43 | 12 | 303.2 | 303 | 302.3 | 302.1 | 302.4 | 302.5 | 302.4 | 302.5 | 302.6 | 302.2 | 293.8 | 12.71 | 1.46 | 12.64 | 11.3 | 11.49% | 302.485 | 12.4911 | 0.044392 | 12.5114 | 0.99838 | 12.6894 | 1995.81 | 1995.59
2012-05-28 06:10 | 11.19 | 11.19 | 11.27 | 11.4 | 11.44 | 11.4 | 11.27 | 11.14 | 10.98 | 10.54 | 310.1 | 309.9 | 309.2 | 309.3 | 309.2 | 309.1 | 308.9 | 308.6 | 308.4 | 309.2 | 297.5 | 11.14 | 1.34 | 11.08 | 10.07 | 12.03% | 309.07 | 11.235 | 0.10599 | 11.3813 | 0.98715 | 10.9969 | 1915.76 | 1904
2012-05-28 06:20 | 10.64 | 10.61 | 10.75 | 10.84 | 10.9 | 10.89 | 10.85 | 10.8 | 10.77 | 10.6 | 307.9 | 307.7 | 307.3 | 306.6 | 305.7 | 305 | 304.5 | 303.8 | 303.1 | 303.1 | 296.9 | 11.43 | 1.33 | 11.48 | 10.65 | 11.64% | 304.925 | 10.8069 | 0.034005 | 10.8843 | 0.9929 | 11.3488 | 1940.12 | 1933.4
2012-05-28 06:30 | 11.56 | 11.48 | 11.4 | 11.38 | 11.34 | 11.29 | 11.27 | 11.17 | 11.04 | 10.88 | 312.8 | 312.8 | 312.6 | 312.7 | 312.7 | 312.9 | 313.3 | 313.4 | 313.7 | 315.5 | 304.7 | 11.55 | 1.56 | 11.45 | 10.22 | 13.51% | 312.96 | 11.2569 | 0.016385 | 11.2871 | 0.99732 | 11.5191 | 1950.2 | 1947.68
2012-05-28 06:40 | 10.52 | 10.49 | 10.43 | 10.3 | 10.14 | 10.02 | 9.89 | 9.68 | 9.54 | 9.13 | 313.3 | 312.5 | 311.7 | 310.9 | 310.2 | 309.3 | 308.7 | 309 | 309.1 | 308.5 | 301 | 10.37 | 1.26 | 10.34 | 9.84 | 12.15% | 309.21 | 9.9731 | 0.12068 | 10.0013 | 0.99718 | 10.3408 | 1735.79 | 1727.78
2012-05-28 06:50 | 11.19 | 11.07 | 10.94 | 10.87 | 10.81 | 10.74 | 10.64 | 10.55 | 10.52 | 10.46 | 316 | 316 | 316.2 | 316.2 | 316.4 | 316.8 | 316.9 | 317 | 317.5 | 318.3 | 308.2 | 11.21 | 1.48 | 11.08 | 10.17 | 13.2% | 316.815 | 10.7218 | 0.086446 | 10.7256 | 0.99965 | 11.206 | 1921.64 | 1921.64
2012-05-28 07:00 | 11.75 | 11.7 | 11.6 | 11.49 | 11.37 | 11.27 | 11.24 | 11.26 | 11.26 | 10.9 | 307.4 | 307 | 306 | 305.1 | 304.3 | 303.6 | 303.4 | 303.4 | 303.2 | 303.2 | 295.2 | 11.75 | 1.35 | 11.75 | 10.24 | 11.49% | 303.57 | 11.3383 | 0.024632 | 11.2657 | 1.0064 | 11.8257 | 1967 | 1973.72
2012-05-28 07:20 | 10.73 | 10.73 | 10.71 | 10.54 | 10.36 | 10.12 | 9.96 | 9.92 | 9.82 | 9.69 | 306.9 | 306.7 | 306 | 306.2 | 306.7 | 307.2 | 307.3 | 307.8 | 308 | 307.5 | 295.5 | 10.49 | 1.65 | 10.42 | 9.65 | 15.73% | 307.215 | 10.1934 | 0.14727 | 10.0969 | 1.0096 | 10.5902 | 1767.83 | 1794.53
2012-05-28 07:30 | 13.45 | 13.43 | 13.42 | 13.42 | 13.33 | 13.29 | 13.16 | 13.04 | 12.88 | 12.43 | 302.5 | 302.3 | 301.8 | 301.4 | 301.3 | 301.4 | 301.6 | 302.1 | 301.9 | 302 | 295.8 | 13.24 | 1.25 | 13.15 | 11.84 | 9.441% | 301.43 | 13.1871 | 0.090838 | 13.2713 | 0.99365 | 13.156 | 1999.24 | 1999.16
2012-05-28 07:40 | 12.22 | 12.18 | 12.17 | 12.17 | 12.05 | 11.96 | 11.78 | 11.66 | 11.57 | 11.51 | 311.3 | 311.4 | 311.3 | 311.3 | 311.3 | 311.4 | 311.5 | 311.2 | 311.1 | 310.7 | 301.8 | 12.03 | 1.43 | 11.97 | 11.35 | 11.89% | 311.415 | 11.8963 | 0.14014 | 11.934 | 0.99683 | 11.9919 | 1988.33 | 1987.16
2012-05-28 07:50 | 12.04 | 12.04 | 12.02 | 11.95 | 11.84 | 11.74 | 11.6 | 11.48 | 11.36 | 11.04 | 309.4 | 309.4 | 309.4 | 309.1 | 308.8 | 308.8 | 309.1 | 309.5 | 309.9 | 310.3 | 300.9 | 12 | 1.38 | 11.98 | 10.92 | 11.5% | 308.845 | 11.6884 | 0.11086 | 11.7198 | 0.99732 | 11.9678 | 1988 | 1985.48
2012-05-28 08:00 | 12.32 | 12.35 | 12.38 | 12.37 | 12.35 | 12.21 | 12.05 | 11.93 | 11.83 | 11.71 | 311.9 | 312.2 | 312.7 | 312.8 | 312.8 | 312.7 | 312.5 | 312.3 | 312.4 | 312.6 | 302.6 | 12.39 | 1.28 | 12.3 | 11.48 | 10.33% | 312.67 | 12.1426 | 0.12189 | 12.1869 | 0.99636 | 12.3449 | 1992.29 | 1991.74
2012-05-28 08:10 | 12.6 | 12.6 | 12.58 | 12.49 | 12.4 | 12.23 | 12.07 | 11.92 | 11.7 | 11.25 | 319 | 319 | 319.1 | 319.1 | 319.1 | 319 | 319 | 318.9 | 318.9 | 318.9 | 307.6 | 12.48 | 2.29 | 12.33 | 11.18 | 18.35% | 319 | 12.166 | 0.12169 | 12.2069 | 0.99665 | 12.4381 | 1993.28 | 1992.84
2012-05-28 08:20 | 11.81 | 11.82 | 11.81 | 11.72 | 11.7 | 11.77 | 11.84 | 11.81 | 11.66 | 11.28 | 320.9 | 320.8 | 320.9 | 320.7 | 320.4 | 320.2 | 320 | 319.6 | 319.6 | 319.7 | 309.8 | 11.8 | 1.63 | 11.79 | 11.13 | 13.81% | 320.17 | 11.7364 | -0.054796 | 11.78 | 0.9963 | 11.7564 | 1971.2 | 1967.84
2012-05-28 08:30 | 11.47 | 11.37 | 11.22 | 11.15 | 11.12 | 11.1 | 11.03 | 10.87 | 10.64 | 10.24 | 313.8 | 313.9 | 314.2 | 314.6 | 315 | 315.6 | 315.6 | 315.3 | 315 | 314.2 | 305.5 | 11.25 | 1.67 | 11.11 | 10.26 | 14.84% | 315.6 | 10.9943 | 0.058461 | 11.0899 | 0.99138 | 11.153 | 1925 | 1916.6
2012-05-28 08:40 | 10.41 | 10.47 | 10.56 | 10.62 | 10.58 | 10.46 | 10.34 | 10.25 | 10.19 | 9.92 | 311 | 311 | 311.4 | 311.3 | 310.9 | 310.5 | 310.2 | 310.3 | 310.6 | 311.2 | 300.7 | 10.57 | 1.54 | 10.42 | 9.47 | 14.57% | 310.455 | 10.4024 | 0.10663 | 10.4427 | 0.99614 | 10.5292 | 1789.19 | 1778.51
2012-05-28 08:50 | 11.74 | 11.77 | 11.79 | 11.75 | 11.67 | 11.52 | 11.33 | 11.17 | 10.95 | 10.74 | 310.6 | 310.4 | 310.1 | 309.7 | 309.4 | 309.3 | 308.8 | 308.4 | 308 | 307.7 | 301.7 | 11.84 | 1.6 | 11.68 | 10.75 | 13.51% | 309.225 | 11.4294 | 0.15368 | 11.4926 | 0.9945 | 11.7749 | 1974.56 | 1968.68
2012-05-28 09:00 | 11.99 | 12.01 | 11.99 | 11.98 | 11.89 | 11.81 | 11.72 | 11.55 | 11.18 | 10.71 | 313.9 | 313.5 | 312.9 | 312.7 | 312.5 | 312.4 | 312.2 | 312.4 | 312.9 | 313.8 | 306 | 12.12 | 1.18 | 12.04 | 11.01 | 9.736% | 312.37 | 11.6933 | 0.070692 | 11.7971 | 0.9912 | 12.0134 | 1989.32 | 1988.11
2012-05-28 09:10 | 11.98 | 11.97 | 11.97 | 11.97 | 11.91 | 11.87 | 11.8 | 11.77 | 11.68 | 11.35 | 319.4 | 319.6 | 319.4 | 319.4 | 319 | 319.2 | 319.3 | 319.2 | 318.8 | 317.6 | 310.3 | 12.3 | 1.07 | 12.21 | 11.43 | 8.699% | 319.215 | 11.8296 | 0.054657 | 11.8599 | 0.99744 | 12.2686 | 1991.3 | 1990.97
2012-05-28 09:20 | 10.6 | 10.59 | 10.47 | 10.35 | 10.15 | 10.13 | 10.06 | 9.92 | 9.76 | 9.54 | 315.9 | 316 | 315.9 | 315.3 | 315.9 | 316 | 316.1 | 316.3 | 316.6 | 316.4 | 308.2 | 10.33 | 1.24 | 10.19 | 9.13 | 12% | 316.015 | 10.1067 | 0.064078 | 10.1199 | 0.99869 | 10.3165 | 1725.11 | 1722.44
2012-05-28 09:30 | 11.87 | 11.89 | 11.88 | 11.9 | 11.95 | 11.93 | 11.79 | 11.59 | 11.45 | 10.96 | 317 | 317.1 | 316.4 | 316 | 315.9 | 316.2 | 316 | 316.7 | 317.1 | 317.4 | 308.6 | 12.27 | 1.16 | 12.07 | 11.05 | 9.454% | 316.17 | 11.7503 | 0.10909 | 11.9098 | 0.9866 | 12.1056 | 1990.97 | 1989.21
2012-05-28 09:40 | 11.11 | 11.01 | 11 | 10.95 | 10.89 | 10.9 | 10.92 | 11.01 | 10.88 | 10.94 | 313.9 | 314.1 | 314.1 | 313.2 | 313.1 | 312.5 | 311.7 | 311.3 | 310.6 | 309.2 | 304.9 | 11.41 | 1.35 | 11.38 | 10.81 | 11.83% | 312.38 | 10.9338 | -0.01694 | 10.9029 | 1.0028 | 11.4424 | 1938.44 | 1940.96
2012-05-28 10:00 | 9.35 | 9.37 | 9.42 | 9.5 | 9.4 | 9.32 | 9.2 | 9.22 | 9.25 | 9.1 | 316.3 | 315.5 | 316.3 | 316 | 315.6 | 316 | 316.3 | 315.8 | 315.5 | 314.9 | 305.3 | 9.61 | 1.18 | 9.56 | 9.04 | 12.28% | 316.045 | 9.3166 | 0.11976 | 9.3027 | 1.0015 | 9.6243 | 1488.41 | 1492.22
2012-05-28 14:10 | 12.03 | 11.99 | 11.96 | 11.99 | 12.01 | 12.02 | 11.97 | 12.02 | 11.97 | 11.59 | 328.9 | 328.6 | 328.6 | 328.5 | 328.6 | 328.6 | 328.7 | 328.1 | 327.9 | 327.5 | 321 | 12.34 | 1.52 | 12.26 | 11.85 | 12.32% | 328.615 | 11.972 | 0.03852 | 12.0128 | 0.9966 | 12.2981 | 1991.74 | 1991.3
2012-05-28 14:20 | 10.99 | 11 | 10.95 | 10.91 | 10.82 | 10.8 | 10.78 | 10.77 | 10.68 | 10.17 | 336.7 | 336.4 | 336.1 | 335.7 | 335.3 | 334.4 | 333.5 | 332.9 | 332.3 | 332.5 | 325.8 | 11.14 | 1.49 | 10.99 | 9.87 | 13.38% | 334.265 | 10.7852 | 0.017129 | 10.7971 | 0.99889 | 11.1277 | 1915.76 | 1914.92
2012-05-28 14:30 | 11.24 | 11.24 | 11.18 | 11 | 10.83 | 10.77 | 10.66 | 10.54 | 10.48 | 10.15 | 340.2 | 340.5 | 340.5 | 340.2 | 340 | 339.4 | 339.3 | 339.4 | 339.9 | 339.6 | 329 | 11.1 | 1.04 | 10.9 | 9.62 | 9.369% | 339.385 | 10.7613 | 0.094869 | 10.7542 | 1.0007 | 11.1074 | 1912.4 | 1913.24
2012-05-28 14:50 | 10.33 | 10.21 | 10.07 | 9.96 | 10.01 | 9.93 | 9.87 | 9.75 | 9.53 | 9.29 | 338.9 | 339.2 | 338.6 | 338.2 | 338.1 | 337.4 | 336.8 | 337 | 336.9 | 337.1 | 325.9 | 10.31 | 1.56 | 10.2 | 8.74 | 15.13% | 337.31 | 9.8587 | 0.056006 | 9.9214 | 0.99368 | 10.2448 | 1719.77 | 1701.08
2012-05-28 16:30 | 10.95 | 10.96 | 10.9 | 10.82 | 10.75 | 10.57 | 10.3 | 10.03 | 9.87 | 9.33 | 343.9 | 344 | 344.3 | 345 | 344.7 | 344.4 | 344.3 | 344.5 | 344.6 | 346.1 | 334.9 | 10.44 | 1.28 | 10.21 | 8.76 | 12.26% | 344.385 | 10.4324 | 0.23912 | 10.5309 | 0.99065 | 10.3424 | 1754.48 | 1727.78
2012-05-28 16:50 | 10.91 | 10.9 | 10.8 | 10.69 | 10.57 | 10.54 | 10.47 | 10.28 | 10.05 | 9.81 | 341 | 340.9 | 340.8 | 340.9 | 341.2 | 341.9 | 342.5 | 343.5 | 344 | 345.1 | 331.7 | 10.75 | 1.15 | 10.54 | 8.88 | 10.7% | 341.99 | 10.4653 | 0.061577 | 10.5299 | 0.99386 | 10.684 | 1837.25 | 1818.56
2012-05-28 17:00 | 10.15 | 10.07 | 9.8 | 9.57 | 9.42 | 9.3 | 9.26 | 9.18 | 9.04 | 8.86 | 333.6 | 333.4 | 334.3 | 334.8 | 334.8 | 334.9 | 335.7 | 335.1 | 334.6 | 333.1 | 324 | 9.2 | 1.24 | 9.09 | 8.43 | 13.48% | 335.02 | 9.3669 | 0.039832 | 9.2943 | 1.0078 | 9.2719 | 1332.2 | 1358.87
2012-05-28 17:10 | 11.46 | 11.45 | 11.17 | 10.89 | 10.68 | 10.61 | 10.57 | 10.41 | 10.33 | 10.08 | 328.1 | 328.4 | 328.3 | 328.5 | 328.7 | 329 | 328.9 | 330.1 | 330.6 | 329.9 | 317 | 11.02 | 1.57 | 10.83 | 9.62 | 14.25% | 328.985 | 10.6637 | 0.034905 | 10.6043 | 1.0056 | 11.0818 | 1905.68 | 1910.72
2012-05-28 17:20 | 10.83 | 10.78 | 10.59 | 10.47 | 10.47 | 10.47 | 10.36 | 10.29 | 10.3 | 9.9 | 329.4 | 329.1 | 329.2 | 329.4 | 329.9 | 329.8 | 329.7 | 329.3 | 329.5 | 329 | 321 | 10.87 | 1.39 | 10.73 | 9.64 | 12.79% | 329.785 | 10.409 | 0.097601 | 10.4542 | 0.99568 | 10.823 | 1869.29 | 1855.94
2012-05-28 17:30 | 11.58 | 11.63 | 11.55 | 11.4 | 11.22 | 11.19 | 11.18 | 11.11 | 10.94 | 10.55 | 323.2 | 323 | 323.2 | 323.5 | 323 | 323.1 | 323.2 | 323.3 | 323.2 | 323.5 | 315.4 | 11.41 | 1.3 | 11.3 | 10.24 | 11.39% | 323.115 | 11.2045 | 0.0082619 | 11.1886 | 1.0014 | 11.4263 | 1938.44 | 1940.12
2012-05-28 18:10 | 12 | 11.93 | 11.86 | 11.75 | 11.7 | 11.66 | 11.58 | 11.45 | 11.26 | 10.86 | 323.6 | 323.3 | 323.9 | 324.1 | 324.5 | 324.5 | 325 | 325.2 | 325.3 | 324.9 | 315.2 | 11.85 | 1.28 | 11.75 | 10.53 | 10.8% | 324.575 | 11.5822 | 0.063621 | 11.6485 | 0.9943 | 11.7825 | 1975.4 | 1969.52
2012-05-28 18:20 | 11.85 | 11.86 | 11.81 | 11.75 | 11.68 | 11.4 | 11.13 | 10.82 | 10.62 | 10.2 | 323.3 | 322.9 | 322.1 | 322 | 322 | 322.3 | 322.8 | 323 | 323.2 | 324 | 312.9 | 11.26 | 1.46 | 11.06 | 9.54 | 12.97% | 322.375 | 11.2887 | 0.2215 | 11.3609 | 0.99364 | 11.1884 | 1925.84 | 1919.96
2012-05-28 18:30 | 10.72 | 10.76 | 10.9 | 10.87 | 10.79 | 10.78 | 10.78 | 10.75 | 10.61 | 10.4 | 326.3 | 326.5 | 326.2 | 325.5 | 325.3 | 325.7 | 326.4 | 326.6 | 326 | 324.6 | 315.7 | 10.96 | 1.66 | 10.94 | 10.26 | 15.15% | 325.805 | 10.7584 | 0 | 10.78 | 0.998 | 10.938 | 1893.32 | 1887.98
2012-05-28 18:40 | 11.97 | 11.85 | 11.66 | 11.61 | 11.51 | 11.38 | 11.28 | 11.05 | 10.95 | 10.79 | 320.3 | 319.7 | 319.5 | 319.4 | 319.4 | 319.4 | 319.2 | 318.8 | 318.2 | 317.3 | 310 | 11.54 | 1.09 | 11.44 | 10.32 | 9.445% | 319.37 | 11.3399 | 0.081563 | 11.3656 | 0.99774 | 11.5139 | 1949.36 | 1946.84
2012-05-28 18:50 | 10.58 | 10.47 | 10.24 | 9.95 | 9.77 | 9.68 | 9.55 | 9.32 | 9.18 | 9.1 | 319.5 | 319.6 | 319.3 | 319.1 | 318.8 | 318.5 | 318.6 | 318.4 | 318.4 | 317.6 | 308.5 | 9.84 | 0.98 | 9.66 | 8.94 | 9.959% | 318.515 | 9.6737 | 0.12495 | 9.6613 | 1.0013 | 9.8527 | 1576.04 | 1579.85
2012-05-28 19:00 | 10.1 | 10.03 | 9.85 | 9.84 | 9.78 | 9.74 | 9.67 | 9.53 | 9.29 | 8.67 | 325.6 | 325.5 | 325.6 | 326.7 | 326.5 | 325.9 | 326 | 325.7 | 325.1 | 325 | 315.3 | 9.82 | 1.26 | 9.7 | 8.85 | 12.83% | 325.915 | 9.6398 | 0.066653 | 9.7299 | 0.99073 | 9.729 | 1568.42 | 1534.13
2012-05-28 19:10 | 10.74 | 10.72 | 10.57 | 10.37 | 10.16 | 10.04 | 9.94 | 9.8 | 9.58 | 9.21 | 331 | 331.1 | 331.2 | 331.3 | 330.9 | 330.5 | 330.3 | 330.5 | 330.6 | 331.6 | 318.6 | 9.93 | 1.35 | 9.73 | 8.46 | 13.6% | 330.47 | 10.0479 | 0.092503 | 10.0256 | 1.0022 | 9.9521 | 1610.33 | 1617.95
2012-05-28 19:20 | 9.58 | 9.58 | 9.46 | 9.38 | 9.29 | 9.25 | 9.16 | 9 | 8.8 | 8.32 | 330.8 | 330.6 | 330.3 | 330.1 | 330.1 | 330.2 | 330.3 | 329.6 | 329.4 | 328.8 | 321.6 | 9.61 | 1.28 | 9.38 | 7.94 | 13.32% | 330.215 | 9.165 | 0.090353 | 9.2371 | 0.9922 | 9.5351 | 1488.41 | 1461.74
2012-05-28 19:30 | 9.69 | 9.6 | 9.46 | 9.25 | 8.99 | 8.77 | 8.63 | 8.51 | 8.32 | 7.84 | 329.7 | 329.4 | 329.4 | 329.4 | 328.4 | 327.3 | 326.4 | 326.3 | 326 | 326.4 | 317.7 | 8.85 | 0.99 | 8.69 | 7.64 | 11.19% | 327.165 | 8.8274 | 0.14871 | 8.7498 | 1.0089 | 8.9285 | 1200.95 | 1230.31
2012-05-28 19:40 | 11.02 | 10.96 | 10.81 | 10.71 | 10.66 | 10.58 | 10.39 | 10.2 | 10.1 | 9.68 | 332.8 | 332.7 | 332.3 | 331.9 | 331.8 | 331.9 | 331.4 | 331.3 | 331.4 | 330.6 | 323.1 | 10.84 | 1.46 | 10.64 | 9.14 | 13.47% | 331.825 | 10.4721 | 0.16746 | 10.5526 | 0.99238 | 10.7573 | 1861.28 | 1839.92
2012-05-28 19:50 | 10.54 | 10.44 | 10.28 | 10.16 | 10.01 | 9.79 | 9.67 | 9.46 | 9.22 | 8.92 | 327.9 | 327.6 | 327.4 | 327 | 327 | 326.9 | 326.6 | 326.7 | 326.6 | 327.2 | 318.9 | 10.09 | 1.16 | 9.9 | 8.73 | 11.5% | 326.855 | 9.7836 | 0.11397 | 9.7727 | 1.0011 | 10.1012 | 1661.03 | 1663.7
2012-05-28 20:00 | 9.71 | 9.65 | 9.64 | 9.56 | 9.48 | 9.28 | 9.06 | 8.88 | 8.74 | 8.31 | 330.1 | 330.2 | 329.5 | 329.2 | 329.7 | 329.7 | 329.7 | 329.4 | 329.4 | 328 | 319.4 | 9.29 | 1.43 | 9.06 | 8.04 | 15.39% | 329.7 | 9.2074 | 0.22171 | 9.2482 | 0.9956 | 9.2491 | 1366.49 | 1351.25
2012-05-28 20:10 | 9.78 | 9.68 | 9.54 | 9.48 | 9.41 | 9.23 | 9.01 | 8.85 | 8.67 | 8.26 | 336.1 | 335.8 | 335.5 | 335.4 | 335.3 | 334.6 | 334.2 | 333.3 | 333.1 | 333.5 | 323.2 | 9.21 | 0.98 | 8.98 | 7.9 | 10.64% | 334.54 | 9.1485 | 0.22293 | 9.1982 | 0.9946 | 9.1603 | 1336.01 | 1316.96
2012-05-28 20:20 | 10.63 | 10.5 | 10.36 | 10.29 | 10.15 | 9.9 | 9.7 | 9.49 | 9.15 | 8.56 | 332 | 331.5 | 331 | 331.1 | 330.8 | 330.5 | 330.5 | 330.9 | 330.9 | 332 | 321.7 | 9.91 | 0.98 | 9.66 | 7.65 | 9.889% | 330.5 | 9.8335 | 0.1886 | 9.8711 | 0.99619 | 9.8722 | 1602.71 | 1587.47
2012-05-28 20:30 | 10.32 | 10.24 | 10.13 | 9.92 | 9.72 | 9.53 | 9.39 | 9.2 | 8.89 | 8.36 | 334.2 | 334.1 | 333.8 | 333.8 | 333.8 | 333.6 | 333.5 | 333.5 | 333 | 332.6 | 323.6 | 9.7 | 1.03 | 9.44 | 7.66 | 10.62% | 333.585 | 9.5148 | 0.13676 | 9.5098 | 1.0005 | 9.7051 | 1522.7 | 1526.51
2012-05-28 20:40 | 10.43 | 10.31 | 10.12 | 9.96 | 9.74 | 9.48 | 9.26 | 8.97 | 8.71 | 7.93 | 332.8 | 332.9 | 332.9 | 332.9 | 332.8 | 332.3 | 331.4 | 330.8 | 331 | 331.2 | 322.1 | 9.58 | 0.63 | 9.26 | 7.45 | 6.576% | 332.165 | 9.4364 | 0.21698 | 9.4482 | 0.99876 | 9.5681 | 1476.98 | 1473.17
2012-05-28 20:50 | 10.45 | 10.31 | 10.08 | 9.87 | 9.65 | 9.38 | 9.13 | 8.81 | 8.4 | 7.85 | 332.3 | 332.4 | 332.1 | 331.3 | 331.1 | 331 | 330.9 | 330.6 | 330.7 | 330.8 | 321.4 | 9.52 | 0.86 | 9.25 | 7.18 | 9.034% | 330.985 | 9.3198 | 0.24964 | 9.3438 | 0.99744 | 9.4956 | 1454.12 | 1446.5
2012-05-28 21:00 | 10.63 | 10.46 | 10.23 | 10.02 | 9.75 | 9.59 | 9.34 | 9.1 | 8.83 | 8.12 | 331.2 | 331.1 | 331.1 | 330.6 | 330.5 | 331.1 | 331.5 | 331.7 | 331.7 | 331.9 | 320.7 | 9.56 | 0.78 | 9.25 | 7.32 | 8.159% | 331.16 | 9.5302 | 0.2441 | 9.5538 | 0.99753 | 9.5364 | 1469.36 | 1461.74
2012-05-28 21:10 | 9.59 | 9.48 | 9.26 | 8.99 | 8.77 | 8.55 | 8.32 | 8.12 | 7.8 | 7.24 | 328.5 | 328.3 | 327.9 | 327.7 | 327.1 | 327.1 | 327.5 | 328 | 328.7 | 329.3 | 317.9 | 8.62 | 0.68 | 8.39 | 6.84 | 7.889% | 327.16 | 8.532 | 0.25199 | 8.5167 | 1.0018 | 8.6356 | 1116.54 | 1123.88
2012-05-28 21:20 | 9.76 | 9.68 | 9.53 | 9.29 | 9.18 | 8.96 | 8.74 | 8.52 | 8.28 | 7.63 | 328.3 | 328.5 | 328 | 327.7 | 327.5 | 327 | 326.8 | 326.8 | 326.9 | 327.3 | 316.9 | 9 | 0.87 | 8.76 | 7.03 | 9.667% | 326.97 | 8.9047 | 0.22973 | 8.9281 | 0.99737 | 8.9763 | 1256 | 1248.66
2012-05-28 21:30 | 9.34 | 9.22 | 8.93 | 8.61 | 8.39 | 8.27 | 8.1 | 7.82 | 7.37 | 6.72 | 327.4 | 327.2 | 326.5 | 325.7 | 325.4 | 325.2 | 324.8 | 324.6 | 324.2 | 324.1 | 315.7 | 8.27 | 0.99 | 7.98 | 6.51 | 11.97% | 325.14 | 8.2013 | 0.19194 | 8.2454 | 0.99465 | 8.2258 | 988.09 | 973.41
2012-05-28 21:40 | 8.4 | 8.32 | 8.17 | 7.9 | 7.65 | 7.34 | 7.07 | 6.77 | 6.42 | 5.85 | 318.9 | 318.7 | 318.5 | 317.7 | 317.1 | 316.2 | 314.9 | 314.1 | 313.6 | 313.8 | 307.9 | 7.61 | 0.86 | 7.4 | 5.58 | 11.3% | 316.005 | 7.3288 | 0.34634 | 7.3007 | 1.0038 | 7.6393 | 771.61 | 780.64
2012-05-28 21:50 | 8.99 | 8.92 | 8.82 | 8.61 | 8.38 | 8.15 | 7.87 | 7.55 | 7.17 | 6.52 | 314.1 | 313.9 | 313.4 | 312.7 | 311.8 | 311.1 | 310.5 | 310.5 | 310.4 | 310.5 | 303.7 | 8.2 | 0.78 | 8.01 | 6.04 | 9.512% | 311.01 | 8.0606 | 0.32306 | 8.1093 | 0.99399 | 8.1507 | 962.4 | 944.05
2012-05-28 22:00 | 8.86 | 8.77 | 8.56 | 8.4 | 8.26 | 8.04 | 7.73 | 7.34 | 6.92 | 6.36 | 315.3 | 314.7 | 313.4 | 313.1 | 312.6 | 311.8 | 310.7 | 309.5 | 309.3 | 310.8 | 304.1 | 8.17 | 0.75 | 7.94 | 6.3 | 9.18% | 311.635 | 7.8835 | 0.36336 | 7.9948 | 0.98608 | 8.0563 | 951.39 | 911.02
2012-05-28 22:10 | 9.13 | 9.02 | 8.83 | 8.66 | 8.5 | 8.32 | 8.15 | 7.99 | 7.73 | 7.1 | 313.5 | 313.2 | 312.7 | 312.1 | 311.6 | 311.1 | 310.9 | 310.7 | 310.1 | 310.9 | 302.2 | 8.51 | 0.58 | 8.29 | 6.38 | 6.816% | 311.07 | 8.2878 | 0.19077 | 8.2954 | 0.99908 | 8.5022 | 1076.17 | 1072.5
2012-05-28 22:20 | 9.1 | 8.96 | 8.73 | 8.49 | 8.24 | 7.99 | 7.72 | 7.57 | 7.34 | 6.86 | 311.7 | 311.5 | 311.3 | 311.5 | 311.1 | 310.4 | 309.7 | 309.3 | 308.9 | 308.5 | 300.6 | 8.32 | 0.85 | 8.1 | 6.52 | 10.22% | 310.295 | 8.0065 | 0.31767 | 7.9507 | 1.007 | 8.3783 | 1006.44 | 1028.46
2012-05-28 22:30 | 9.77 | 9.7 | 9.61 | 9.41 | 9.17 | 8.89 | 8.62 | 8.22 | 7.81 | 7.25 | 306.1 | 305.5 | 305.1 | 304.7 | 304.9 | 304.8 | 304.3 | 304 | 304.4 | 305 | 296.5 | 8.99 | 0.97 | 8.7 | 6.66 | 10.79% | 304.725 | 8.8052 | 0.28501 | 8.8508 | 0.99485 | 8.9437 | 1252.33 | 1233.98
2012-05-28 22:40 | 10.39 | 10.38 | 10.3 | 10.23 | 10.05 | 9.82 | 9.53 | 9.19 | 8.95 | 8.48 | 311.3 | 311 | 310 | 309.1 | 308.2 | 308 | 307.6 | 307 | 306.7 | 306.6 | 300.4 | 10.04 | 0.76 | 9.81 | 7.92 | 7.57% | 307.94 | 9.7001 | 0.27701 | 9.7779 | 0.99205 | 9.9601 | 1647.68 | 1621.76
2012-05-28 22:50 | 11.02 | 10.96 | 10.79 | 10.61 | 10.36 | 10.05 | 9.78 | 9.57 | 9.26 | 8.6 | 314.9 | 314.7 | 314.3 | 313.7 | 312.8 | 312.2 | 312 | 312.4 | 312.4 | 312 | 304.4 | 10.46 | 0.76 | 10.12 | 8.3 | 7.266% | 312.17 | 10.036 | 0.25166 | 10.0109 | 1.0025 | 10.4863 | 1759.82 | 1767.83
2012-05-28 23:00 | 10.26 | 10.14 | 9.91 | 9.62 | 9.33 | 8.99 | 8.61 | 8.3 | 7.96 | 7.36 | 317.2 | 316.7 | 315.9 | 315.2 | 315.1 | 315.1 | 315 | 314.8 | 314.4 | 314.2 | 306.9 | 9 | 0.99 | 8.75 | 6.91 | 11% | 315.085 | 8.9623 | 0.3991 | 8.9345 | 1.0031 | 9.0279 | 1256 | 1267.43
2012-05-28 23:10 | 10.24 | 10.09 | 9.76 | 9.42 | 9.15 | 8.83 | 8.51 | 8.15 | 7.7 | 7.21 | 319.3 | 318.7 | 317.6 | 316.6 | 315.5 | 314.4 | 313.2 | 311.6 | 310.3 | 309.6 | 305.5 | 9.04 | 0.9 | 8.82 | 7.13 | 9.956% | 314.22 | 8.793 | 0.34111 | 8.7834 | 1.0011 | 9.0499 | 1271.24 | 1275.05
2012-05-28 23:20 | 9.36 | 9.21 | 9 | 8.77 | 8.53 | 8.3 | 8.04 | 7.71 | 7.37 | 6.74 | 313.9 | 313.5 | 312.7 | 312.2 | 311.7 | 311.4 | 310.7 | 310.1 | 309.6 | 309 | 302.7 | 8.4 | 0.76 | 8.16 | 6.74 | 9.048% | 311.295 | 8.235 | 0.29411 | 8.2622 | 0.99671 | 8.3723 | 1035.8 | 1024.79
2012-05-28 23:30 | 9.78 | 9.69 | 9.43 | 9.22 | 8.96 | 8.69 | 8.44 | 8.15 | 7.8 | 7.17 | 316.5 | 316.2 | 315.5 | 314.8 | 314 | 313.3 | 313.1 | 313 | 313.1 | 312.8 | 305.2 | 8.88 | 0.41 | 8.62 | 6.81 | 4.617% | 313.27 | 8.6594 | 0.26975 | 8.6537 | 1.0007 | 8.8858 | 1211.96 | 1215.63
2012-05-28 23:40 | 8.34 | 8.25 | 8.03 | 7.81 | 7.56 | 7.27 | 6.92 | 6.63 | 6.34 | 5.86 | 308.7 | 308.3 | 307.2 | 306 | 305.5 | 305.3 | 305.4 | 304.9 | 304.3 | 305.1 | 297.4 | 7.44 | 0.74 | 7.25 | 5.52 | 9.946% | 305.315 | 7.2307 | 0.45595 | 7.2188 | 1.0017 | 7.4523 | 720.44 | 723.45
2012-05-28 23:50 | 10.08 | 10.02 | 9.8 | 9.54 | 9.22 | 8.89 | 8.59 | 8.25 | 7.83 | 7.17 | 314.6 | 314.3 | 313.6 | 312.7 | 311.9 | 311.8 | 311.8 | 311.5 | 311.2 | 311.6 | 303.5 | 8.98 | 0.94 | 8.63 | 6.29 | 10.47% | 311.8 | 8.8706 | 0.31723 | 8.8464 | 1.0027 | 9.0046 | 1248.66 | 1256
2012-05-29 | 10.34 | 10.29 | 10.14 | 9.95 | 9.69 | 9.39 | 9.16 | 8.95 | 8.67 | 8.18 | 316.9 | 316.5 | 315.8 | 315.3 | 315 | 314.7 | 314.5 | 314.5 | 314.4 | 315.1 | 306.8 | 9.74 | 0.93 | 9.47 | 7.82 | 9.548% | 314.67 | 9.406 | 0.22917 | 9.3567 | 1.0053 | 9.7914 | 1537.94 | 1556.99
2012-05-29 00:10 | 10.47 | 10.38 | 10.14 | 9.86 | 9.6 | 9.29 | 9 | 8.73 | 8.5 | 8.18 | 314 | 313.9 | 313.8 | 313.4 | 313.1 | 312.9 | 312.8 | 312.7 | 313.1 | 313.3 | 305.4 | 9.7 | 0.63 | 9.49 | 7.96 | 6.495% | 312.885 | 9.3071 | 0.29307 | 9.2479 | 1.0064 | 9.7621 | 1522.7 | 1545.56
2012-05-29 00:20 | 9.75 | 9.58 | 9.29 | 9.01 | 8.74 | 8.53 | 8.41 | 8.23 | 7.9 | 7.45 | 310.7 | 310.6 | 310.7 | 310.4 | 310.3 | 310.2 | 310 | 309.9 | 310 | 310 | 301.8 | 8.89 | 0.95 | 8.66 | 7.27 | 10.69% | 310.17 | 8.5819 | 0.13093 | 8.5127 | 1.0081 | 8.9622 | 1215.63 | 1241.32
2012-05-29 00:30 | 9.59 | 9.44 | 9.15 | 8.87 | 8.61 | 8.27 | 7.89 | 7.48 | 7.08 | 6.7 | 311.1 | 310.6 | 309.8 | 309.3 | 309.1 | 308.5 | 308.2 | 307.8 | 308 | 307.2 | 301.1 | 8.37 | 0.92 | 8.12 | 6.71 | 10.99% | 308.455 | 8.2144 | 0.43468 | 8.2145 | 0.99999 | 8.3699 | 1024.79 | 1024.79
2012-05-29 00:40 | 10.01 | 9.86 | 9.52 | 9.24 | 9.01 | 8.79 | 8.59 | 8.31 | 7.98 | 7.61 | 310.9 | 310.6 | 310.1 | 309.4 | 308.9 | 308.8 | 308.9 | 308.8 | 308.8 | 308.4 | 301.1 | 9.22 | 0.89 | 9.02 | 7.45 | 9.653% | 308.815 | 8.7799 | 0.21269 | 8.7611 | 1.0022 | 9.2399 | 1339.82 | 1347.44
2012-05-29 00:50 | 9.26 | 9.14 | 8.89 | 8.67 | 8.51 | 8.29 | 8.03 | 7.78 | 7.48 | 6.91 | 309.7 | 309.4 | 308.9 | 308.5 | 308 | 307.3 | 306.2 | 305.6 | 305.8 | 305.9 | 299.2 | 8.43 | 0.7 | 8.31 | 6.75 | 8.304% | 307.135 | 8.2236 | 0.29447 | 8.2522 | 0.99653 | 8.4008 | 1046.81 | 1035.8
2012-05-29 01:00 | 9.61 | 9.5 | 9.3 | 9.06 | 8.88 | 8.7 | 8.52 | 8.23 | 7.95 | 7.43 | 311.2 | 311 | 310.4 | 309.3 | 308.6 | 308.4 | 308.3 | 308.6 | 308.9 | 309.7 | 300.7 | 8.87 | 0.88 | 8.66 | 6.99 | 9.921% | 308.385 | 8.6472 | 0.1932 | 8.674 | 0.99691 | 8.8426 | 1208.29 | 1197.28
2012-05-29 01:10 | 10.03 | 9.95 | 9.79 | 9.63 | 9.46 | 9.29 | 9.16 | 8.97 | 8.7 | 8.22 | 313.1 | 313.2 | 313.2 | 313.2 | 312.9 | 313 | 312.9 | 312.8 | 312.4 | 312.1 | 304.4 | 9.5 | 0.76 | 9.36 | 7.97 | 8% | 312.985 | 9.2641 | 0.13023 | 9.2713 | 0.99923 | 9.4927 | 1446.5 | 1442.69
2012-05-29 01:20 | 9.52 | 9.4 | 9.13 | 8.79 | 8.5 | 8.26 | 7.97 | 7.7 | 7.42 | 6.97 | 314.3 | 314 | 313.2 | 312.7 | 312.8 | 313.2 | 313.1 | 312.9 | 313 | 313.2 | 305 | 8.4 | 0.88 | 8.15 | 6.6 | 10.48% | 313.185 | 8.2599 | 0.33027 | 8.2178 | 1.0051 | 8.4431 | 1035.8 | 1050.48
2012-05-29 01:30 | 9.39 | 9.3 | 9.09 | 8.88 | 8.64 | 8.37 | 8.05 | 7.69 | 7.36 | 6.88 | 309.5 | 309.2 | 308.6 | 307.8 | 307.4 | 307.2 | 307.1 | 307.5 | 307.8 | 308.8 | 299.4 | 8.4 | 0.82 | 8.18 | 6.73 | 9.762% | 307.185 | 8.2967 | 0.36023 | 8.3234 | 0.9968 | 8.3731 | 1035.8 | 1024.79
2012-05-29 01:40 | 9.8 | 9.7 | 9.49 | 9.28 | 9.09 | 8.9 | 8.74 | 8.55 | 8.23 | 7.75 | 309.3 | 309.2 | 308.8 | 308.4 | 307.9 | 307.5 | 307.1 | 307 | 307 | 307.1 | 300.7 | 9.4 | 0.85 | 9.2 | 7.41 | 9.043% | 307.44 | 8.8806 | 0.16764 | 8.8769 | 1.0004 | 9.404 | 1408.4 | 1408.4
2012-05-29 01:50 | 9.57 | 9.46 | 9.27 | 9.1 | 8.94 | 8.74 | 8.52 | 8.3 | 8.02 | 7.5 | 312.6 | 312.1 | 311.3 | 311.1 | 311 | 310.9 | 310.4 | 309.6 | 308.9 | 310.3 | 302.1 | 8.8 | 0.73 | 8.61 | 7.26 | 8.295% | 310.825 | 8.6805 | 0.23559 | 8.7081 | 0.99683 | 8.7721 | 1182.6 | 1171.59
2012-05-29 02:00 | 9.04 | 8.89 | 8.66 | 8.45 | 8.22 | 8.04 | 7.86 | 7.58 | 7.24 | 6.79 | 312.9 | 312.5 | 311.5 | 310.8 | 310.9 | 311 | 311.2 | 311.3 | 311.2 | 311.2 | 302.8 | 8.36 | 0.76 | 8.08 | 6.96 | 9.091% | 311.03 | 7.9996 | 0.20924 | 8.014 | 0.99821 | 8.3451 | 1021.12 | 1017.45
2012-05-29 02:10 | 8.96 | 8.83 | 8.6 | 8.36 | 8.12 | 7.85 | 7.59 | 7.22 | 6.82 | 6.3 | 310.3 | 310.2 | 309.6 | 308.9 | 308.3 | 308.2 | 308 | 307.9 | 308 | 308.2 | 300.9 | 8.01 | 0.75 | 7.73 | 6 | 9.363% | 308.17 | 7.7963 | 0.31125 | 7.8122 | 0.99796 | 7.9937 | 892.67 | 885.99
2012-05-29 02:20 | 9.48 | 9.37 | 9.2 | 9.03 | 8.8 | 8.49 | 8.14 | 7.86 | 7.54 | 7.08 | 311.2 | 310.7 | 310 | 309 | 308.2 | 307.7 | 307.2 | 306.6 | 306.6 | 307.5 | 299.7 | 8.49 | 0.77 | 8.25 | 6.56 | 9.069% | 307.625 | 8.4313 | 0.38903 | 8.4389 | 0.99909 | 8.4823 | 1068.83 | 1065.16
2012-05-29 02:30 | 9.2 | 9.08 | 8.81 | 8.55 | 8.33 | 8.11 | 7.83 | 7.51 | 7.23 | 6.89 | 305.8 | 305.6 | 305.2 | 304.9 | 304.2 | 303.6 | 303.2 | 303.2 | 303.1 | 302.7 | 296.4 | 8.25 | 0.93 | 8.14 | 6.67 | 11.27% | 303.54 | 8.0584 | 0.32469 | 8.0693 | 0.99865 | 8.2388 | 980.75 | 977.08
2012-05-29 02:40 | 9.28 | 9.2 | 9.01 | 8.81 | 8.62 | 8.4 | 8.17 | 7.92 | 7.6 | 7.05 | 303.7 | 303.3 | 302.5 | 302.2 | 302 | 301.9 | 301.8 | 301.6 | 301.3 | 301.2 | 293.9 | 8.61 | 0.69 | 8.45 | 6.71 | 8.014% | 301.885 | 8.347 | 0.25656 | 8.3667 | 0.99765 | 8.5898 | 1112.87 | 1105.53
2012-05-29 02:50 | 9.55 | 9.39 | 9.11 | 8.84 | 8.61 | 8.44 | 8.32 | 8.19 | 7.99 | 7.58 | 308.6 | 308.2 | 307.6 | 306.6 | 306.1 | 306.1 | 305.7 | 304.9 | 304.3 | 304.6 | 298.4 | 8.96 | 0.8 | 8.82 | 7.57 | 8.929% | 306.04 | 8.4931 | 0.13233 | 8.4227 | 1.0084 | 9.0349 | 1241.32 | 1267.43
2012-05-29 03:00 | 9.56 | 9.48 | 9.34 | 9.21 | 9.03 | 8.79 | 8.57 | 8.43 | 8.19 | 7.74 | 307.6 | 307.2 | 306.3 | 305.6 | 305.5 | 305.7 | 305.8 | 305.2 | 305 | 305.3 | 297.7 | 8.81 | 1.04 | 8.62 | 7.3 | 11.8% | 305.715 | 8.7761 | 0.23423 | 8.7581 | 1.002 | 8.828 | 1186.27 | 1193.61
2012-05-29 03:10 | 8.93 | 8.82 | 8.62 | 8.39 | 8.19 | 8.06 | 8.02 | 7.91 | 7.68 | 7.25 | 308.4 | 308.2 | 307.7 | 306.8 | 305.7 | 305.4 | 305.5 | 305.7 | 306 | 307 | 297.5 | 7.93 | 1.13 | 7.8 | 6.82 | 14.25% | 305.415 | 8.1083 | 0.045975 | 8.0543 | 1.0067 | 7.9832 | 867.93 | 882.98
2012-05-29 03:20 | 9.46 | 9.31 | 9.02 | 8.77 | 8.64 | 8.57 | 8.48 | 8.34 | 8.15 | 7.87 | 310.9 | 310.7 | 310.3 | 309.5 | 309.3 | 309.2 | 309.1 | 309 | 308.6 | 308.1 | 299.8 | 8.66 | 1.09 | 8.54 | 7.93 | 12.59% | 309.185 | 8.5634 | 0.09756 | 8.557 | 1.0007 | 8.6664 | 1131.22 | 1134.89
2012-05-29 03:30 | 9.85 | 9.75 | 9.56 | 9.36 | 9.19 | 9.01 | 8.86 | 8.74 | 8.59 | 8.22 | 307.2 | 306.8 | 306.1 | 305.3 | 304.7 | 304.7 | 305.3 | 305.6 | 305.7 | 305.8 | 298.1 | 9.38 | 0.91 | 9.2 | 8.12 | 9.701% | 304.79 | 9.0316 | 0.15514 | 8.9884 | 1.0048 | 9.4252 | 1400.78 | 1419.83
2012-05-29 03:40 | 9.56 | 9.47 | 9.3 | 9.18 | 9.09 | 8.98 | 8.99 | 9.04 | 9.02 | 8.88 | 307.1 | 307.1 | 307.4 | 307.7 | 307.7 | 307.5 | 307.2 | 307.2 | 307.2 | 307.9 | 298.5 | 9.42 | 1.16 | 9.37 | 8.5 | 12.31% | 307.455 | 9.0864 | -0.010285 | 8.9814 | 1.0117 | 9.5301 | 1416.02 | 1457.93
2012-05-29 03:50 | 10.1 | 10.09 | 10.06 | 9.92 | 9.78 | 9.63 | 9.48 | 9.36 | 9.2 | 8.92 | 309.6 | 309.3 | 308.9 | 308.6 | 308 | 307.5 | 307.2 | 307 | 306.8 | 306.8 | 300.1 | 10.1 | 0.75 | 10.01 | 9.17 | 7.426% | 307.455 | 9.6123 | 0.14507 | 9.6084 | 1.0004 | 10.1041 | 1663.7 | 1663.7
2012-05-29 04:00 | 10.72 | 10.66 | 10.52 | 10.37 | 10.22 | 10.1 | 10.02 | 9.95 | 9.88 | 9.51 | 313.4 | 313.2 | 312.9 | 312.7 | 312.5 | 312.3 | 312.3 | 312.6 | 313.6 | 314.3 | 304.2 | 10.55 | 1.1 | 10.41 | 9.64 | 10.43% | 312.3 | 10.135 | 0.073487 | 10.0885 | 1.0046 | 10.5986 | 1783.85 | 1797.2
2012-05-29 04:10 | 10.59 | 10.51 | 10.42 | 10.4 | 10.34 | 10.21 | 10.09 | 9.96 | 9.76 | 9.44 | 316.5 | 316.5 | 316.4 | 316.4 | 316.3 | 316.6 | 317.2 | 317 | 316.4 | 315.2 | 305.9 | 10.59 | 1.17 | 10.43 | 9.42 | 11.05% | 316.69 | 10.1461 | 0.10925 | 10.1927 | 0.99542 | 10.5415 | 1794.53 | 1781.18
2012-05-29 04:20 | 9.75 | 9.73 | 9.69 | 9.67 | 9.69 | 9.65 | 9.54 | 9.35 | 9.17 | 8.94 | 317.3 | 317.2 | 316.8 | 316.4 | 315.8 | 315 | 314.2 | 314.1 | 314.6 | 315.4 | 307.6 | 9.83 | 1.21 | 9.79 | 9.23 | 12.31% | 314.88 | 9.5155 | 0.10594 | 9.6342 | 0.98769 | 9.7089 | 1572.23 | 1526.51
2012-05-29 04:30 | 9.21 | 9.15 | 9.1 | 9.02 | 8.95 | 8.95 | 8.96 | 8.96 | 8.93 | 8.72 | 307.9 | 307.9 | 307.5 | 307 | 307.1 | 307.3 | 307.9 | 308.3 | 308.7 | 309.5 | 301.1 | 9.45 | 1.04 | 9.41 | 8.74 | 11.01% | 307.39 | 8.9713 | -0.010319 | 8.9514 | 1.0022 | 9.471 | 1427.45 | 1435.07
2012-05-29 04:40 | 9.17 | 9.18 | 9.14 | 9.11 | 9.11 | 9.12 | 9.06 | 8.89 | 8.7 | 8.53 | 305.8 | 305.7 | 305.5 | 305.2 | 304.9 | 305.1 | 305.5 | 305.9 | 306.8 | 307.5 | 299.6 | 9.36 | 1.15 | 9.3 | 8.45 | 12.29% | 305.16 | 9.0013 | 0.060997 | 9.1114 | 0.98792 | 9.247 | 1393.16 | 1351.25
2012-05-29 04:50 | 9.13 | 9.06 | 8.92 | 8.8 | 8.69 | 8.6 | 8.53 | 8.39 | 8.23 | 8.04 | 307.3 | 306.9 | 306.5 | 306.4 | 306.2 | 305.7 | 305.4 | 305.3 | 305.6 | 307 | 300.7 | 9.02 | 0.87 | 8.92 | 8.31 | 9.645% | 305.655 | 8.5839 | 0.075525 | 8.5899 | 0.9993 | 9.0137 | 1263.62 | 1259.81
2012-05-29 05:00 | 8.28 | 8.21 | 8.07 | 7.94 | 7.87 | 7.86 | 7.92 | 7.98 | 8.02 | 7.99 | 311.1 | 310.8 | 309.8 | 308.9 | 308.5 | 308.2 | 307.6 | 307.3 | 307.3 | 308.2 | 301.3 | 8.39 | 1.12 | 8.32 | 7.99 | 13.35% | 308.11 | 7.9603 | -0.070274 | 7.8686 | 1.0117 | 8.4879 | 1032.13 | 1068.83
2012-05-29 05:10 | 8.3 | 8.28 | 8.27 | 8.33 | 8.35 | 8.38 | 8.35 | 8.35 | 8.33 | 8.07 | 313 | 313.2 | 313.6 | 313.5 | 313.5 | 313.5 | 313.4 | 313.3 | 313.3 | 313.6 | 304.8 | 8.58 | 1.03 | 8.62 | 8.64 | 12% | 313.485 | 8.3237 | 0.033142 | 8.3757 | 0.99379 | 8.5267 | 1101.86 | 1083.51
2012-05-29 05:20 | 8.95 | 8.93 | 8.87 | 8.87 | 8.85 | 8.82 | 8.71 | 8.64 | 8.62 | 8.56 | 306.8 | 306.9 | 307.1 | 307 | 306.8 | 306.5 | 306 | 305.7 | 305.3 | 305.6 | 297.9 | 9.05 | 0.9 | 9 | 8.51 | 9.945% | 306.425 | 8.7633 | 0.11598 | 8.8042 | 0.99536 | 9.008 | 1275.05 | 1259.81
2012-05-29 05:30 | 10.01 | 10 | 10.01 | 9.96 | 9.76 | 9.54 | 9.45 | 9.42 | 9.34 | 9.09 | 313.3 | 313 | 312.3 | 311.5 | 311 | 310.3 | 310 | 309.3 | 309 | 309.8 | 302.7 | 9.82 | 0.79 | 9.69 | 9.12 | 8.045% | 310.255 | 9.6191 | 0.087593 | 9.5271 | 1.0097 | 9.9149 | 1568.42 | 1602.71
2012-05-29 05:40 | 8.16 | 8.15 | 8.14 | 8.09 | 8.02 | 7.95 | 7.86 | 7.73 | 7.62 | 7.44 | 307.8 | 307.9 | 308.2 | 308 | 307.9 | 308 | 308.3 | 308.4 | 308.1 | 307.7 | 300.5 | 8.27 | 1.06 | 8.25 | 7.72 | 12.82% | 308.045 | 7.9 | 0.10521 | 7.937 | 0.99533 | 8.2314 | 988.09 | 973.41
2012-05-29 05:50 | 9.12 | 9.14 | 9.17 | 9.11 | 9.01 | 8.99 | 8.99 | 8.96 | 8.92 | 8.75 | 315.5 | 315.6 | 315.4 | 315 | 314.8 | 314.7 | 314.8 | 315 | 315 | 315.2 | 305.9 | 8.99 | 1.18 | 9 | 8.7 | 13.13% | 314.715 | 9.0082 | 0 | 8.99 | 1.002 | 9.0082 | 1252.33 | 1259.81
2012-05-29 06:00 | 8.68 | 8.63 | 8.63 | 8.68 | 8.71 | 8.7 | 8.71 | 8.71 | 8.63 | 8.36 | 313.2 | 313.1 | 313 | 313.4 | 314.2 | 314.6 | 314.7 | 314.8 | 314.6 | 314.7 | 304.7 | 8.96 | 0.9 | 8.81 | 7.93 | 10.04% | 314.615 | 8.6643 | -0.010616 | 8.7014 | 0.99573 | 8.9217 | 1241.32 | 1226.64
2012-05-29 06:10 | 9.05 | 9.08 | 9.16 | 9.18 | 9.16 | 9.12 | 9.09 | 9.06 | 8.93 | 8.68 | 309.9 | 309.6 | 309.2 | 308.5 | 308.1 | 308 | 307.9 | 307.7 | 307.6 | 307.8 | 301.3 | 9.38 | 1.31 | 9.31 | 8.61 | 13.97% | 307.985 | 9.0764 | 0.030448 | 9.1157 | 0.99568 | 9.3395 | 1400.78 | 1385.54
2012-05-29 06:20 | 8.08 | 8.08 | 8.08 | 8.12 | 8.18 | 8.16 | 8.1 | 8.03 | 8 | 7.83 | 303.4 | 303.5 | 303.9 | 304 | 303.6 | 303 | 302.1 | 301.4 | 301 | 300.2 | 296.5 | 8.61 | 0.83 | 8.64 | 8.19 | 9.64% | 302.865 | 8.0817 | 0.068199 | 8.1514 | 0.99146 | 8.5364 | 1112.87 | 1087.18
2012-05-29 06:30 | 7.9 | 7.89 | 7.88 | 7.93 | 7.99 | 8.07 | 8.09 | 8.03 | 7.99 | 7.82 | 309.3 | 309.4 | 309.8 | 309.8 | 309.5 | 309 | 308.6 | 308.3 | 308.3 | 308.7 | 302.1 | 8.14 | 1.12 | 8.16 | 7.73 | 13.76% | 308.94 | 7.9886 | -0.022874 | 8.0729 | 0.98956 | 8.055 | 940.38 | 907.35
2012-05-29 06:40 | 8.7 | 8.68 | 8.68 | 8.66 | 8.6 | 8.53 | 8.46 | 8.41 | 8.44 | 8.4 | 310.5 | 310.4 | 309.9 | 309.3 | 309.1 | 308.6 | 308 | 307.7 | 307.7 | 307.5 | 299.3 | 8.81 | 0.9 | 8.83 | 8.11 | 10.22% | 308.51 | 8.5344 | 0.076147 | 8.5199 | 1.0017 | 8.8249 | 1186.27 | 1189.94
2012-05-29 06:50 | 7.98 | 7.96 | 7.98 | 7.95 | 7.84 | 7.78 | 7.81 | 7.8 | 7.74 | 7.67 | 306.6 | 306.6 | 306.3 | 306 | 305.8 | 305.2 | 305.1 | 305.1 | 304.6 | 303.6 | 295.8 | 8.01 | 1.35 | 8 | 7.05 | 16.85% | 305.185 | 7.834 | -0.035565 | 7.7843 | 1.0064 | 8.0612 | 892.67 | 911.02
2012-05-29 07:00 | 8 | 8.02 | 8.03 | 8.05 | 8.03 | 7.98 | 7.98 | 7.89 | 7.79 | 7.75 | 303.8 | 303.5 | 303.2 | 303.4 | 304.1 | 304.9 | 306 | 307.3 | 308.3 | 309.8 | 295.9 | 7.89 | 1.01 | 7.89 | 7.26 | 12.8% | 305.065 | 7.9501 | 0 | 7.98 | 0.99626 | 7.8605 | 855.89 | 846.86
2012-05-29 07:10 | 7.83 | 7.91 | 8.02 | 8.1 | 8.12 | 8.1 | 8.12 | 8.16 | 8.15 | 7.99 | 296.6 | 296.4 | 295.6 | 294.7 | 294.1 | 292.9 | 291.4 | 290.1 | 289.2 | 288.4 | 286.6 | 8.09 | 0.92 | 8.1 | 7.87 | 11.37% | 292.675 | 8.0902 | -0.022789 | 8.1029 | 0.99844 | 8.0773 | 922.03 | 918.36
2012-05-29 07:20 | 8.17 | 8.12 | 7.98 | 7.81 | 7.7 | 7.65 | 7.62 | 7.56 | 7.45 | 7.12 | 315 | 315.1 | 314.9 | 314.8 | 314.4 | 313.8 | 313.2 | 312.7 | 312 | 309.8 | 304.5 | 7.71 | 1.52 | 7.59 | 7.11 | 19.71% | 313.71 | 7.6667 | 0.03631 | 7.6457 | 1.0027 | 7.7312 | 801.71 | 807.73
2012-05-29 07:30 | 8.19 | 8.23 | 8.28 | 8.29 | 8.18 | 8.13 | 8.13 | 8.19 | 8.18 | 7.78 | 317.8 | 318 | 318.4 | 318.3 | 317.7 | 317.4 | 317.6 | 317.8 | 318.1 | 318.2 | 309.3 | 8.3 | 1.08 | 8.3 | 7.63 | 13.01% | 317.43 | 8.1735 | 0 | 8.13 | 1.0054 | 8.3444 | 999.1 | 1013.78
2012-05-29 07:40 | 9.25 | 9.24 | 9.2 | 9.12 | 9.02 | 9.01 | 9.04 | 8.93 | 8.82 | 8.43 | 302.1 | 302 | 302 | 302.1 | 302.2 | 302.1 | 301.5 | 301.2 | 301.4 | 301.4 | 295.3 | 9.32 | 1.21 | 9.22 | 8.45 | 12.98% | 302.01 | 8.9969 | -0.030718 | 9.0143 | 0.99807 | 9.302 | 1377.92 | 1370.3
2012-05-29 07:50 | 9.32 | 9.28 | 9.11 | 8.99 | 8.9 | 8.83 | 8.71 | 8.61 | 8.58 | 8.44 | 308.4 | 308.2 | 308 | 308.2 | 308.6 | 308.5 | 308.6 | 309.1 | 309.4 | 309.2 | 299.4 | 9.07 | 1.17 | 8.98 | 8.41 | 12.9% | 308.515 | 8.8158 | 0.12645 | 8.8127 | 1.0004 | 9.0732 | 1282.67 | 1282.67
2012-05-29 08:00 | 9.2 | 9.16 | 9.09 | 8.96 | 8.86 | 8.83 | 8.82 | 8.82 | 8.82 | 8.56 | 314.2 | 314 | 314 | 314.1 | 313.9 | 313.4 | 313 | 312.6 | 312.5 | 312.8 | 303.5 | 8.79 | 1.21 | 8.73 | 8.12 | 13.77% | 313.34 | 8.8753 | 0.010471 | 8.8286 | 1.0053 | 8.8365 | 1178.93 | 1197.28
2012-05-29 08:10 | 9.39 | 9.34 | 9.27 | 9.25 | 9.16 | 9.08 | 9.02 | 8.93 | 8.8 | 8.52 | 313.8 | 314 | 314.6 | 314.9 | 314.8 | 314.9 | 315 | 315.7 | 317.1 | 318.2 | 305.2 | 9.36 | 1.27 | 9.29 | 8.5 | 13.57% | 314.915 | 9.0528 | 0.061266 | 9.0714 | 0.99795 | 9.3408 | 1393.16 | 1385.54
2012-05-29 08:20 | 9.26 | 9.21 | 9.09 | 9.03 | 8.93 | 8.84 | 8.66 | 8.46 | 8.28 | 8.16 | 316.4 | 316.7 | 317.1 | 317.4 | 317.5 | 317.8 | 317.7 | 317.8 | 318.5 | 318.8 | 306.9 | 9.01 | 1.06 | 8.91 | 8.14 | 11.76% | 317.785 | 8.7464 | 0.19011 | 8.814 | 0.99233 | 8.9409 | 1259.81 | 1233.98
2012-05-29 08:30 | 8.5 | 8.51 | 8.61 | 8.65 | 8.67 | 8.74 | 8.79 | 8.75 | 8.69 | 8.38 | 309.8 | 309.9 | 310.2 | 310.4 | 310.6 | 310.6 | 310.4 | 310.4 | 310.8 | 311.6 | 301.6 | 8.9 | 1.75 | 8.9 | 8.31 | 19.66% | 310.57 | 8.6791 | -0.052715 | 8.7471 | 0.99223 | 8.8308 | 1219.3 | 1193.61
2012-05-29 08:40 | 9.4 | 9.31 | 9.14 | 9.06 | 9.08 | 9.06 | 9.04 | 9.04 | 9 | 8.88 | 312.2 | 312.1 | 311.6 | 311.3 | 311.4 | 311.3 | 311 | 311.3 | 312.1 | 312.7 | 303.9 | 9.45 | 1.1 | 9.36 | 8.49 | 11.64% | 311.255 | 9.0604 | 0.020422 | 9.0571 | 1.0004 | 9.4534 | 1427.45 | 1427.45
2012-05-29 08:50 | 8.92 | 8.85 | 8.8 | 8.87 | 8.94 | 9.02 | 8.92 | 8.62 | 8.42 | 8.29 | 316 | 315.6 | 314.8 | 314.2 | 313.9 | 313.6 | 313.6 | 313.5 | 313.9 | 314.5 | 303.3 | 9.04 | 1.02 | 8.93 | 8.2 | 11.28% | 313.6 | 8.7831 | 0.10302 | 9.0056 | 0.9753 | 8.8167 | 1271.24 | 1189.94
2012-05-29 09:00 | 9.95 | 9.94 | 9.85 | 9.76 | 9.7 | 9.65 | 9.66 | 9.65 | 9.61 | 9.41 | 319.1 | 319.2 | 319.6 | 319.5 | 319.1 | 319 | 319 | 318.9 | 318.8 | 318.4 | 311.2 | 10.07 | 1.52 | 10.01 | 9.29 | 15.09% | 319 | 9.6891 | -0.0095712 | 9.6514 | 1.0039 | 10.1093 | 1655.69 | 1666.37
2012-05-29 10:30 | 11.06 | 11.08 | 11.09 | 11.06 | 11.05 | 11.09 | 11.08 | 11.08 | 11.02 | 10.91 | 313.5 | 313.5 | 313.4 | 313.3 | 313.3 | 313.2 | 313.2 | 313.1 | 313.2 | 313.5 | 305.2 | 11.29 | 1.12 | 11.25 | 10.39 | 9.92% | 313.2 | 11.0592 | 0.0083365 | 11.0886 | 0.99736 | 11.2601 | 1928.36 | 1925.84
2012-05-29 10:40 | 11.41 | 11.45 | 11.42 | 11.36 | 11.31 | 11.32 | 11.25 | 11.08 | 10.93 | 10.76 | 312.4 | 312.7 | 312.9 | 312.4 | 311.8 | 311.5 | 311.7 | 311.8 | 311.9 | 312 | 304.6 | 11.56 | 1.09 | 11.48 | 10.63 | 9.429% | 311.53 | 11.2214 | 0.057321 | 11.3099 | 0.99217 | 11.4695 | 1951.04 | 1943.48
2012-05-29 10:50 | 10.55 | 10.61 | 10.53 | 10.44 | 10.37 | 10.39 | 10.36 | 10.21 | 10.09 | 9.64 | 322.1 | 322.1 | 322.4 | 322.3 | 322.6 | 322.8 | 322.6 | 322.6 | 323 | 322.3 | 312.9 | 10.44 | 1.19 | 10.35 | 9.65 | 11.4% | 322.77 | 10.3164 | 0.026721 | 10.3857 | 0.99332 | 10.3703 | 1754.48 | 1735.79
2012-05-29 11:00 | 10.92 | 10.95 | 10.96 | 10.97 | 10.96 | 10.98 | 10.92 | 10.87 | 10.69 | 10.32 | 312.8 | 313.1 | 313.9 | 314.2 | 314.3 | 315.2 | 315.6 | 316.4 | 316.5 | 316.6 | 305.5 | 11.05 | 1.38 | 10.99 | 10.19 | 12.49% | 315.26 | 10.8781 | 0.050636 | 10.9714 | 0.9915 | 10.9561 | 1908.2 | 1893.32
2012-05-29 11:10 | 8.26 | 8.27 | 8.24 | 8.33 | 8.44 | 8.54 | 8.57 | 8.55 | 8.47 | 8.41 | 306.2 | 306.3 | 304.8 | 304.2 | 303.5 | 302.7 | 302.6 | 303.1 | 304.2 | 305.2 | 296.9 | 8.63 | 1.76 | 8.67 | 8.18 | 20.39% | 302.685 | 8.4457 | -0.032406 | 8.5443 | 0.98846 | 8.5304 | 1120.21 | 1083.51
2012-05-29 11:20 | 11.13 | 11.1 | 11.16 | 11.23 | 11.28 | 11.26 | 11.17 | 11.08 | 10.91 | 10.4 | 317.7 | 317.4 | 317 | 317.2 | 316.9 | 316.7 | 316.4 | 316.2 | 316.1 | 316.4 | 308.1 | 11.35 | 1.53 | 11.3 | 10.36 | 13.48% | 316.655 | 11.1184 | 0.074159 | 11.2471 | 0.98856 | 11.2201 | 1933.4 | 1922.48
2012-05-29 11:30 | 10.59 | 10.62 | 10.69 | 10.55 | 10.42 | 10.33 | 10.29 | 10.2 | 10.12 | 10.11 | 322.5 | 322.8 | 323.1 | 323.2 | 322.9 | 323.2 | 324 | 323.6 | 323.1 | 324.1 | 311.9 | 10.34 | 1.25 | 10.29 | 9.93 | 12.09% | 323.32 | 10.3612 | 0.035853 | 10.3243 | 1.0036 | 10.377 | 1727.78 | 1738.46
2012-05-29 11:40 | 11.62 | 11.63 | 11.52 | 11.5 | 11.55 | 11.5 | 11.25 | 10.92 | 10.55 | 9.99 | 325.4 | 325.3 | 325.5 | 325.7 | 325.9 | 326 | 325.9 | 326.2 | 326.2 | 326.2 | 314.6 | 11.05 | 1.56 | 10.82 | 9.74 | 14.12% | 325.985 | 11.2201 | 0.20311 | 11.4638 | 0.97873 | 10.815 | 1908.2 | 1855.94
2012-05-29 11:50 | 10.7 | 10.66 | 10.63 | 10.6 | 10.56 | 10.51 | 10.44 | 10.39 | 10.26 | 9.98 | 308.2 | 308.2 | 307.8 | 307.6 | 307.5 | 307.3 | 307.7 | 308.1 | 308.6 | 308.3 | 297.9 | 10.65 | 1.66 | 10.56 | 10.01 | 15.59% | 307.36 | 10.4636 | 0.061754 | 10.4999 | 0.99654 | 10.6131 | 1810.55 | 1799.87
2012-05-29 12:00 | 9.97 | 10.05 | 10.13 | 10.14 | 10.06 | 9.97 | 9.81 | 9.67 | 9.58 | 9.43 | 327.1 | 327.1 | 326.8 | 326.5 | 326.1 | 325.1 | 324.7 | 324.8 | 325.2 | 326 | 314.9 | 10.06 | 1.58 | 10.01 | 9.22 | 15.71% | 325.04 | 9.8866 | 0.1495 | 9.9469 | 0.99394 | 9.999 | 1653.02 | 1637
2012-05-29 12:10 | 11.71 | 11.64 | 11.63 | 11.37 | 11.24 | 11.2 | 11.26 | 11.3 | 11.12 | 10.81 | 316.1 | 316.7 | 317 | 318.2 | 319.3 | 319.6 | 319.9 | 320.2 | 320.4 | 320.5 | 310 | 11.73 | 1.27 | 11.58 | 10.56 | 10.83% | 319.645 | 11.2813 | -0.049373 | 11.2086 | 1.0065 | 11.8061 | 1965.32 | 1972.04
2012-05-29 12:30 | 11.31 | 11.28 | 11.26 | 11.23 | 11.32 | 11.4 | 11.32 | 11.22 | 11.07 | 10.72 | 306.9 | 306.8 | 306.9 | 306.2 | 305.8 | 305.5 | 305.3 | 305.7 | 306.6 | 307.7 | 300.6 | 11.36 | 1.34 | 11.34 | 10.39 | 11.8% | 305.47 | 11.2361 | 0.065078 | 11.3885 | 0.98661 | 11.2079 | 1934.24 | 1921.64
2012-05-29 12:40 | 12.14 | 12.17 | 12.17 | 12.19 | 12.17 | 12.24 | 12.2 | 12.12 | 11.95 | 11.54 | 314.9 | 314.8 | 314.5 | 314.3 | 314.1 | 313.8 | 313.5 | 313.2 | 313 | 312.6 | 304.8 | 12.21 | 1.59 | 12.14 | 11.2 | 13.02% | 313.755 | 12.1199 | 0.030249 | 12.2343 | 0.99065 | 12.0958 | 1990.31 | 1989.1
2012-05-29 12:50 | 11.13 | 11.1 | 11.07 | 11 | 10.91 | 10.83 | 10.77 | 10.67 | 10.59 | 10.35 | 323.1 | 323 | 323.3 | 322.9 | 323.4 | 323.8 | 324.1 | 323.9 | 323.9 | 324.3 | 313.9 | 11.02 | 1.14 | 10.92 | 9.75 | 10.34% | 323.845 | 10.8166 | 0.051339 | 10.8214 | 0.99956 | 11.0151 | 1905.68 | 1905.68
2012-05-29 13:10 | 10.68 | 10.64 | 10.61 | 10.65 | 10.61 | 10.42 | 10.33 | 10.22 | 10.22 | 9.97 | 312.9 | 313.1 | 312.8 | 312.9 | 312.5 | 312.6 | 313 | 313.6 | 314 | 313.3 | 306.1 | 10.65 | 1.14 | 10.58 | 9.72 | 10.7% | 312.66 | 10.4193 | 0.080163 | 10.4071 | 1.0012 | 10.6625 | 1810.55 | 1813.22
2012-05-29 13:30 | 9.88 | 9.84 | 9.76 | 9.69 | 9.63 | 9.69 | 9.79 | 9.84 | 9.79 | 9.55 | 297.6 | 297.6 | 297.4 | 297.4 | 297.1 | 296.8 | 296.1 | 295.6 | 295.3 | 295.6 | 289.8 | 10.47 | 1.13 | 10.5 | 9.66 | 10.79% | 296.695 | 9.7346 | -0.094877 | 9.7043 | 1.0031 | 10.5028 | 1762.49 | 1770.5
2012-05-29 13:40 | 10.07 | 10.1 | 10.2 | 10.14 | 9.96 | 9.83 | 9.73 | 9.6 | 9.49 | 9.29 | 302.1 | 301.8 | 300.8 | 299.6 | 298.9 | 298.7 | 298.1 | 297.7 | 297.5 | 297.7 | 290.9 | 10.02 | 1.17 | 10.08 | 9.31 | 11.68% | 298.61 | 9.8248 | 0.094489 | 9.8156 | 1.0009 | 10.0293 | 1642.34 | 1645.01
2012-05-29 13:50 | 9.8 | 9.73 | 9.61 | 9.65 | 9.6 | 9.59 | 9.5 | 9.4 | 9.28 | 9.14 | 314.9 | 314.8 | 314.8 | 315.1 | 315.1 | 314.5 | 313.6 | 313.2 | 312.9 | 312.9 | 305.9 | 9.89 | 1.03 | 9.85 | 8.99 | 10.41% | 314.365 | 9.5078 | 0.087134 | 9.5771 | 0.99277 | 9.8185 | 1595.09 | 1568.42
2012-05-29 14:00 | 10.47 | 10.47 | 10.54 | 10.55 | 10.53 | 10.47 | 10.36 | 10.28 | 10.26 | 10.1 | 309.1 | 309.2 | 309.7 | 309.8 | 309.9 | 310.1 | 310.4 | 311.1 | 311.4 | 312.1 | 300.2 | 10.72 | 0.99 | 10.61 | 9.45 | 9.235% | 310.145 | 10.4093 | 0.097601 | 10.4542 | 0.99571 | 10.674 | 1829.24 | 1815.89
2012-05-29 14:10 | 9.39 | 9.36 | 9.42 | 9.42 | 9.47 | 9.5 | 9.47 | 9.37 | 9.31 | 9.18 | 300.5 | 300.1 | 298.7 | 298.3 | 297.7 | 296.8 | 296.9 | 297.8 | 298.3 | 298.5 | 292 | 10.08 | 1.1 | 10.03 | 9.22 | 10.91% | 296.815 | 9.4069 | 0.029228 | 9.4957 | 0.99065 | 9.9858 | 1658.36 | 1633.19
2012-05-29 14:20 | 9.43 | 9.36 | 9.36 | 9.39 | 9.37 | 9.27 | 9.27 | 9.16 | 9.07 | 8.76 | 307.6 | 307.1 | 306.5 | 305.3 | 304.7 | 304.4 | 304.1 | 303.3 | 302.2 | 301.6 | 295 | 9.52 | 0.99 | 9.47 | 8.5 | 10.4% | 304.355 | 9.2446 | 0 | 9.27 | 0.99726 | 9.4939 | 1454.12 | 1442.69
2012-05-29 14:30 | 9.39 | 9.36 | 9.37 | 9.36 | 9.27 | 9.14 | 8.98 | 8.84 | 8.76 | 8.42 | 307.9 | 308.5 | 309 | 309.1 | 309.2 | 310 | 310.3 | 310.5 | 311.4 | 312.6 | 298.5 | 9.09 | 1.03 | 8.95 | 8.04 | 11.33% | 310.045 | 9.077 | 0.1632 | 9.1169 | 0.99562 | 9.0502 | 1290.29 | 1275.05
2012-05-29 14:40 | 10.47 | 10.45 | 10.44 | 10.39 | 10.2 | 10.03 | 9.8 | 9.61 | 9.43 | 9.19 | 309 | 309 | 308.6 | 308 | 307.7 | 308.3 | 309.4 | 310.4 | 310.6 | 311.1 | 299.5 | 10.71 | 1.04 | 10.49 | 8.78 | 9.711% | 308.465 | 9.9636 | 0.21437 | 9.9967 | 0.99669 | 10.6746 | 1826.57 | 1815.89
2012-05-29 14:50 | 10.82 | 10.79 | 10.79 | 10.78 | 10.8 | 10.79 | 10.72 | 10.68 | 10.61 | 10.45 | 308.1 | 308 | 308 | 308 | 307.7 | 307.1 | 306.6 | 306.3 | 306.5 | 306.4 | 298.4 | 11.38 | 1.29 | 11.31 | 10.35 | 11.34% | 307.025 | 10.7249 | 0.060146 | 10.7799 | 0.9949 | 11.3219 | 1935.92 | 1930.88
2012-05-29 15:00 | 10.58 | 10.57 | 10.51 | 10.44 | 10.36 | 10.21 | 10.02 | 9.8 | 9.65 | 9.52 | 313.3 | 313.3 | 313.4 | 313.1 | 313.1 | 313.9 | 315.1 | 315.7 | 315.8 | 315.8 | 305.7 | 10.25 | 1.43 | 10.12 | 9.46 | 13.95% | 314.08 | 10.1265 | 0.17359 | 10.1826 | 0.9945 | 10.1936 | 1703.75 | 1687.73
2012-05-29 15:10 | 11.46 | 11.43 | 11.44 | 11.48 | 11.53 | 11.54 | 11.52 | 11.48 | 11.34 | 10.98 | 305.3 | 305.3 | 305.1 | 304.9 | 304.8 | 304.1 | 303.6 | 303.3 | 303.2 | 303.6 | 297.2 | 11.71 | 1.11 | 11.65 | 10.69 | 9.479% | 304.025 | 11.4504 | 0.016029 | 11.5371 | 0.99249 | 11.622 | 1963.64 | 1956.08
2012-05-29 15:20 | 9.84 | 9.83 | 9.71 | 9.55 | 9.41 | 9.28 | 9.2 | 9.13 | 8.98 | 8.69 | 311.3 | 311.6 | 312.1 | 312.2 | 312.3 | 312.5 | 312.6 | 312.5 | 312.2 | 310.9 | 302.2 | 9.68 | 1.51 | 9.59 | 8.8 | 15.6% | 312.515 | 9.3082 | 0.080009 | 9.2685 | 1.0043 | 9.7214 | 1515.08 | 1530.32
2012-05-29 15:30 | 10.86 | 10.88 | 10.86 | 10.81 | 10.84 | 10.83 | 10.7 | 10.59 | 10.42 | 9.96 | 309.4 | 309.4 | 309.5 | 309.3 | 309.4 | 309.6 | 309.9 | 310 | 310 | 309.5 | 302.9 | 11.14 | 1.11 | 11.04 | 9.46 | 9.964% | 309.645 | 10.6909 | 0.1116 | 10.8113 | 0.98886 | 11.0159 | 1915.76 | 1905.68
2012-05-29 15:40 | 9.89 | 9.83 | 9.83 | 9.81 | 9.77 | 9.73 | 9.65 | 9.51 | 9.37 | 9.18 | 316.2 | 316.2 | 316.1 | 316.1 | 316.1 | 316.3 | 316.4 | 316.6 | 317.3 | 318 | 308.1 | 10.18 | 1.31 | 10.14 | 9.54 | 12.87% | 316.315 | 9.6481 | 0.076293 | 9.7185 | 0.99276 | 10.1063 | 1685.06 | 1666.37
2012-05-29 15:50 | 10.5 | 10.46 | 10.47 | 10.43 | 10.42 | 10.4 | 10.26 | 10.1 | 9.85 | 9.41 | 294.4 | 294.4 | 294.8 | 295 | 295 | 295.2 | 295.9 | 296 | 296.2 | 296.6 | 289.1 | 10.67 | 1.29 | 10.66 | 9.65 | 12.09% | 295.305 | 10.2416 | 0.12524 | 10.3798 | 0.98668 | 10.5279 | 1815.89 | 1778.51
2012-05-29 16:00 | 10.21 | 10.2 | 10.19 | 10.02 | 9.94 | 9.8 | 9.66 | 9.56 | 9.46 | 9.28 | 305.6 | 305.5 | 306 | 306.2 | 306.4 | 306.6 | 306.3 | 305.8 | 306 | 306.6 | 299 | 10.2 | 1.13 | 10.18 | 9.33 | 11.08% | 306.555 | 9.7895 | 0.13297 | 9.7798 | 1.001 | 10.2101 | 1690.4 | 1693.07
2012-05-29 16:10 | 9.85 | 9.76 | 9.6 | 9.51 | 9.43 | 9.28 | 9.14 | 9.09 | 9.05 | 8.93 | 307.7 | 307.1 | 307.3 | 306.9 | 307.1 | 307.2 | 307.8 | 308.5 | 308.8 | 308.3 | 295.6 | 9.26 | 1.49 | 9.2 | 8.68 | 16.09% | 307.29 | 9.2965 | 0.14047 | 9.2598 | 1.004 | 9.2967 | 1355.06 | 1370.3
2012-05-29 16:20 | 9.78 | 9.76 | 9.7 | 9.63 | 9.63 | 9.63 | 9.65 | 9.69 | 9.62 | 9.74 | 307.5 | 307.2 | 306.3 | 305.8 | 305 | 303.9 | 303.3 | 302.7 | 302.3 | 302.8 | 295.6 | 10.24 | 1 | 10.28 | 9.98 | 9.766% | 303.81 | 9.6547 | -0.019172 | 9.6329 | 1.0023 | 10.2633 | 1701.08 | 1706.42
2012-05-29 16:30 | 9.69 | 9.71 | 9.68 | 9.7 | 9.7 | 9.64 | 9.61 | 9.57 | 9.55 | 9.4 | 316.4 | 316.5 | 316.3 | 316.1 | 315.8 | 315.5 | 315.9 | 315.7 | 315.8 | 315.8 | 305.4 | 9.78 | 1.03 | 9.72 | 9.03 | 10.53% | 315.56 | 9.6259 | 0.028803 | 9.6357 | 0.99898 | 9.77 | 1553.18 | 1549.37
2012-05-29 16:40 | 10.45 | 10.41 | 10.42 | 10.46 | 10.48 | 10.42 | 10.36 | 10.28 | 10.09 | 9.75 | 320.7 | 320.7 | 320.9 | 321 | 321.1 | 321.3 | 322 | 323 | 323.3 | 324.4 | 313.5 | 10.61 | 1.01 | 10.61 | 9.59 | 9.519% | 321.405 | 10.3293 | 0.053365 | 10.4114 | 0.99211 | 10.5263 | 1799.87 | 1778.51
2012-05-29 16:50 | 9.77 | 9.78 | 9.84 | 9.79 | 9.73 | 9.7 | 9.63 | 9.51 | 9.35 | 9.1 | 310.2 | 310 | 309.4 | 309.1 | 309.3 | 310 | 310.8 | 311.6 | 312.6 | 313.9 | 303.4 | 9.98 | 1.35 | 9.94 | 9.15 | 13.53% | 310.12 | 9.6227 | 0.066929 | 9.6899 | 0.99306 | 9.9108 | 1629.38 | 1602.71
2012-05-29 17:00 | 10.29 | 10.25 | 10.19 | 10.08 | 9.93 | 9.78 | 9.69 | 9.6 | 9.45 | 9.13 | 318.7 | 318.8 | 319 | 319.1 | 319.6 | 320 | 319.9 | 319.6 | 319.2 | 319.1 | 310 | 10.09 | 1.29 | 9.98 | 8.88 | 12.78% | 319.985 | 9.7962 | 0.085433 | 9.7671 | 1.003 | 10.1201 | 1661.03 | 1669.04
2012-05-29 17:10 | 9.84 | 9.86 | 9.9 | 9.94 | 9.93 | 9.97 | 9.96 | 9.8 | 9.6 | 9.22 | 328.1 | 328.1 | 328.5 | 328.7 | 329.1 | 329.2 | 328.9 | 329 | 328.8 | 328.4 | 318.6 | 10.03 | 1.22 | 9.96 | 8.91 | 12.16% | 329.155 | 9.8409 | 0.0092734 | 9.9686 | 0.9872 | 9.9016 | 1645.01 | 1598.9
2012-05-29 17:20 | 10.47 | 10.37 | 10.22 | 10.17 | 10.13 | 10.07 | 10 | 9.91 | 9.8 | 9.48 | 326.2 | 326.3 | 326.5 | 325.9 | 325.6 | 325.5 | 325.6 | 325.4 | 325.2 | 324.8 | 317.5 | 10.41 | 1.23 | 10.25 | 9.3 | 11.82% | 325.515 | 10.027 | 0.064462 | 10.0599 | 0.99672 | 10.3759 | 1746.47 | 1738.46
2012-05-29 17:30 | 9.29 | 9.18 | 9.09 | 8.95 | 8.77 | 8.58 | 8.38 | 8.17 | 8.02 | 7.81 | 321.3 | 321.1 | 321.2 | 321.6 | 321.8 | 321.9 | 322.1 | 322.3 | 322.4 | 322.1 | 314 | 8.9 | 1.27 | 8.78 | 8.46 | 14.27% | 321.93 | 8.5563 | 0.21796 | 8.5511 | 1.0006 | 8.9054 | 1219.3 | 1222.97
2012-05-29 17:40 | 9.39 | 9.38 | 9.32 | 9.26 | 9.21 | 9.16 | 8.99 | 8.77 | 8.67 | 8.38 | 325.7 | 325.9 | 325.8 | 325.5 | 325.2 | 325.2 | 325 | 324.1 | 323.9 | 324.7 | 316.3 | 9.06 | 1.12 | 8.96 | 8.01 | 12.36% | 325.17 | 9.0348 | 0.17311 | 9.1354 | 0.98899 | 8.9602 | 1278.86 | 1241.32
2012-05-29 17:50 | 8.88 | 8.86 | 8.77 | 8.68 | 8.61 | 8.54 | 8.47 | 8.5 | 8.49 | 8.3 | 320.8 | 321 | 321.6 | 321.6 | 321 | 320.6 | 320.5 | 319.8 | 319.4 | 319.2 | 311.2 | 9.11 | 0.95 | 9.06 | 8.24 | 10.43% | 320.585 | 8.5725 | 0.076058 | 8.5299 | 1.005 | 9.1554 | 1297.91 | 1316.96
2012-05-29 18:00 | 10.23 | 10.25 | 10.29 | 10.28 | 10.18 | 10.06 | 9.96 | 9.84 | 9.75 | 9.56 | 318.8 | 318.9 | 318.8 | 318.7 | 318.8 | 318.5 | 318.5 | 318.2 | 317.9 | 317.3 | 309.2 | 10.42 | 0.82 | 10.27 | 9.44 | 7.869% | 318.5 | 10.0313 | 0.092318 | 10.0456 | 0.99858 | 10.4052 | 1749.14 | 1746.47
2012-05-29 18:10 | 9.21 | 9.18 | 9.19 | 9.15 | 9.13 | 9.15 | 9.13 | 9.05 | 8.95 | 8.67 | 315.9 | 315.7 | 315.1 | 315.1 | 315 | 315 | 314.9 | 314.8 | 314.9 | 315 | 304.4 | 9.65 | 1.01 | 9.63 | 8.74 | 10.47% | 314.985 | 9.0874 | 0.020221 | 9.1471 | 0.99347 | 9.587 | 1503.65 | 1480.79
2012-05-29 18:20 | 10.39 | 10.33 | 10.21 | 10.15 | 10.13 | 10.13 | 10.01 | 9.82 | 9.62 | 9.45 | 311.3 | 311 | 310.2 | 309.7 | 309.5 | 309.6 | 309.4 | 309.2 | 309.2 | 309.7 | 301 | 10.47 | 1.08 | 10.31 | 9.11 | 10.32% | 309.57 | 9.9965 | 0.11012 | 10.1127 | 0.98851 | 10.3497 | 1762.49 | 1730.45
2012-05-29 18:30 | 10.47 | 10.46 | 10.35 | 10.35 | 10.28 | 10.16 | 10.09 | 10.03 | 9.97 | 9.84 | 313 | 312.9 | 312.6 | 313.1 | 312.7 | 312 | 311.1 | 310.4 | 309.6 | 309.9 | 304.3 | 10.52 | 0.92 | 10.48 | 9.85 | 8.745% | 311.865 | 10.1655 | 0.063889 | 10.1499 | 1.0015 | 10.5362 | 1775.84 | 1781.18
2012-05-29 18:40 | 10.3 | 10.26 | 10.12 | 9.93 | 9.89 | 9.81 | 9.71 | 9.63 | 9.5 | 9.36 | 314 | 313.3 | 312.8 | 311.8 | 311 | 310.6 | 310.2 | 309.4 | 309.2 | 308.9 | 303.7 | 10.32 | 0.84 | 10.25 | 9.74 | 8.14% | 310.54 | 9.7898 | 0.094683 | 9.7956 | 0.99941 | 10.3139 | 1722.44 | 1719.77
2012-05-29 18:50 | 9.68 | 9.66 | 9.63 | 9.54 | 9.35 | 9.24 | 9.13 | 9.14 | 9.15 | 8.98 | 317.8 | 317.7 | 317 | 315.9 | 314.6 | 313.9 | 313.9 | 313 | 312.4 | 312.7 | 307 | 9.89 | 0.87 | 9.83 | 9.35 | 8.797% | 313.9 | 9.2982 | 0.11067 | 9.2242 | 1.008 | 9.9694 | 1595.09 | 1625.57
2012-05-29 19:00 | 9.53 | 9.43 | 9.29 | 9.11 | 8.97 | 8.93 | 8.88 | 8.83 | 8.67 | 8.38 | 318.1 | 317.8 | 317.5 | 317.2 | 317.2 | 317.5 | 317.3 | 317.8 | 318 | 318.2 | 308.8 | 9.18 | 0.87 | 9.12 | 8.19 | 9.477% | 317.47 | 8.9413 | 0.051887 | 8.9228 | 1.0021 | 9.199 | 1324.58 | 1332.2
2012-05-29 19:10 | 8.59 | 8.51 | 8.35 | 8.2 | 8.04 | 7.98 | 7.82 | 7.63 | 7.49 | 7.22 | 305.3 | 305.2 | 304.5 | 304.5 | 304.2 | 303.7 | 303.5 | 303.7 | 303.8 | 303.7 | 296.6 | 8.08 | 0.89 | 8.03 | 7.06 | 11.01% | 303.67 | 7.9201 | 0.18717 | 7.9569 | 0.99538 | 8.0427 | 918.36 | 903.68
2012-05-29 19:20 | 9.39 | 9.33 | 9.16 | 9.1 | 9.07 | 9.01 | 8.93 | 8.84 | 8.7 | 8.34 | 307.1 | 306.7 | 306.8 | 306.5 | 306.3 | 305.7 | 305.5 | 305.1 | 304.9 | 305.5 | 296.1 | 8.89 | 0.88 | 8.82 | 7.12 | 9.899% | 305.67 | 8.9556 | 0.082417 | 8.9985 | 0.99523 | 8.8476 | 1215.63 | 1200.95
2012-05-29 19:30 | 10.6 | 10.52 | 10.34 | 10.19 | 10.06 | 9.94 | 9.79 | 9.64 | 9.51 | 9.18 | 309.1 | 308.8 | 308.5 | 308.3 | 308 | 307.8 | 307.7 | 308.1 | 308.6 | 309.4 | 299.6 | 10.07 | 0.9 | 9.93 | 8.92 | 8.937% | 307.785 | 9.9103 | 0.14051 | 9.9184 | 0.99918 | 10.0618 | 1655.69 | 1653.02
2012-05-29 19:40 | 10.21 | 10.14 | 9.98 | 9.86 | 9.71 | 9.59 | 9.53 | 9.48 | 9.34 | 9.04 | 311.8 | 311.4 | 310.8 | 310.8 | 310.5 | 310.5 | 310.4 | 310.4 | 310.2 | 311.1 | 302.1 | 9.74 | 0.96 | 9.66 | 8.5 | 9.856% | 310.485 | 9.628 | 0.057998 | 9.5814 | 1.0049 | 9.7874 | 1537.94 | 1556.99
2012-05-29 19:50 | 8.69 | 8.64 | 8.52 | 8.44 | 8.35 | 8.23 | 8.06 | 7.9 | 7.7 | 7.27 | 312.6 | 312.3 | 311.6 | 311 | 310.3 | 309.8 | 309.6 | 309.8 | 309.7 | 309.3 | 301.5 | 8.47 | 0.7 | 8.37 | 7.24 | 8.264% | 309.77 | 8.1486 | 0.19288 | 8.2054 | 0.99307 | 8.4113 | 1061.49 | 1039.47
2012-05-29 20:00 | 8.58 | 8.46 | 8.31 | 8.21 | 8.07 | 7.95 | 7.8 | 7.55 | 7.23 | 6.74 | 311.4 | 311.3 | 310.9 | 310.3 | 310 | 310.1 | 309.8 | 309.5 | 309.7 | 311.7 | 301.6 | 8.05 | 0.77 | 7.85 | 6.11 | 9.565% | 310.055 | 7.8527 | 0.17602 | 7.9283 | 0.99045 | 7.9732 | 907.35 | 879.97
2012-05-29 20:10 | 8.57 | 8.53 | 8.42 | 8.28 | 8.15 | 7.99 | 7.86 | 7.71 | 7.42 | 7.03 | 309.6 | 309.4 | 309.2 | 309.1 | 308.4 | 307.7 | 307.2 | 307.7 | 308.3 | 309.1 | 300.6 | 8.3 | 0.66 | 8.14 | 6.93 | 7.952% | 307.625 | 7.9549 | 0.15159 | 7.9712 | 0.99795 | 8.283 | 999.1 | 991.76
2012-05-29 20:20 | 8.44 | 8.34 | 8.15 | 7.99 | 7.9 | 7.87 | 7.79 | 7.68 | 7.56 | 7.35 | 311.2 | 311.2 | 311.3 | 310.9 | 310.2 | 309.2 | 308.8 | 308.6 | 308 | 307.3 | 301.3 | 8.31 | 0.64 | 8.22 | 7.27 | 7.702% | 309.14 | 7.8408 | 0.094417 | 7.8585 | 0.99775 | 8.2913 | 1002.77 | 995.43
2012-05-29 20:30 | 8.03 | 7.99 | 7.93 | 7.83 | 7.73 | 7.58 | 7.44 | 7.25 | 6.98 | 6.55 | 313.5 | 313.4 | 313.4 | 313 | 312.8 | 312.7 | 312.9 | 313.2 | 313.5 | 315 | 305.2 | 7.55 | 0.91 | 7.4 | 5.99 | 12.05% | 312.73 | 7.5102 | 0.17227 | 7.5598 | 0.99344 | 7.5005 | 753.55 | 738.5
2012-05-29 20:40 | 7.12 | 7.07 | 6.96 | 6.81 | 6.64 | 6.57 | 6.44 | 6.24 | 5.97 | 5.48 | 318.9 | 318.8 | 318.6 | 318.2 | 317.5 | 316.6 | 316.2 | 316.1 | 316 | 317.5 | 306.4 | 6.8 | 0.68 | 6.68 | 4.95 | 10% | 316.54 | 6.4979 | 0.18468 | 6.5512 | 0.99186 | 6.7446 | 542.8 | 529.24
2012-05-29 20:50 | 6.73 | 6.71 | 6.64 | 6.53 | 6.4 | 6.24 | 6.11 | 5.98 | 5.83 | 5.49 | 308.8 | 308.8 | 308.3 | 307.8 | 307.7 | 307.6 | 307.8 | 308.1 | 308.2 | 309 | 300.3 | 6.3 | 0.49 | 6.15 | 5.04 | 7.778% | 307.63 | 6.2321 | 0.19455 | 6.2212 | 1.0017 | 6.311 | 429.8 | 432.06
2012-05-29 21:00 | 7.57 | 7.53 | 7.42 | 7.31 | 7.2 | 7.05 | 6.84 | 6.58 | 6.18 | 5.58 | 308.7 | 308.4 | 307.6 | 306.9 | 306.1 | 305.7 | 305.4 | 305.1 | 304.9 | 305.4 | 298 | 6.96 | 0.61 | 6.82 | 5.12 | 8.764% | 305.655 | 6.917 | 0.27945 | 7.0195 | 0.9854 | 6.8584 | 578.96 | 556.36
2012-05-29 21:10 | 7.49 | 7.38 | 7.13 | 6.92 | 6.7 | 6.47 | 6.3 | 6.17 | 5.98 | 5.73 | 306.4 | 306 | 305.5 | 305.4 | 304.9 | 304.6 | 304.2 | 303.4 | 301.8 | 301 | 296.8 | 6.73 | 0.62 | 6.61 | 5.54 | 9.212% | 304.54 | 6.5293 | 0.24605 | 6.4454 | 1.013 | 6.8177 | 526.98 | 547.32
2012-05-29 21:20 | 7.26 | 7.21 | 7.05 | 6.8 | 6.52 | 6.23 | 6.03 | 5.85 | 5.58 | 5.18 | 305.8 | 305.3 | 304.6 | 304.8 | 304.6 | 304 | 303.7 | 303.6 | 302.9 | 302.2 | 298.1 | 6.44 | 0.82 | 6.33 | 4.97 | 12.73% | 303.955 | 6.3 | 0.30153 | 6.2009 | 1.016 | 6.5429 | 461.44 | 484.04
2012-05-29 21:30 | 6.4 | 6.32 | 6.17 | 5.95 | 5.67 | 5.37 | 5.15 | 4.97 | 4.8 | 4.48 | 301.8 | 301.3 | 299.9 | 298.8 | 298.6 | 298.9 | 299.4 | 299.6 | 298.9 | 298.8 | 291.1 | 5.47 | 0.98 | 5.35 | 4.07 | 17.92% | 298.975 | 5.4547 | 0.38656 | 5.3379 | 1.0219 | 5.5897 | 276.14 | 295.58
2012-05-29 21:40 | 6.53 | 6.44 | 6.24 | 6.01 | 5.84 | 5.67 | 5.43 | 5.12 | 4.8 | 4.44 | 306.2 | 306.1 | 305.7 | 304.8 | 303.5 | 302.3 | 301.1 | 300.1 | 299.8 | 300 | 293.4 | 5.3 | 1.06 | 5.12 | 3.91 | 20% | 302.12 | 5.5935 | 0.39967 | 5.635 | 0.99264 | 5.261 | 248.6 | 242.12
2012-05-29 21:50 | 7.86 | 7.8 | 7.64 | 7.41 | 7.13 | 6.84 | 6.58 | 6.31 | 6.04 | 5.58 | 307.1 | 306.6 | 305.8 | 304.4 | 303.3 | 302.7 | 302.1 | 301.9 | 301.9 | 301.6 | 295 | 7.17 | 1.12 | 6.92 | 5.12 | 15.62% | 302.61 | 6.8519 | 0.35812 | 6.8021 | 1.0073 | 7.2225 | 639.17 | 654.22
2012-05-29 22:00 | 7.84 | 7.81 | 7.71 | 7.57 | 7.47 | 7.32 | 7.09 | 6.78 | 6.47 | 5.99 | 309.2 | 308.9 | 307.9 | 307.4 | 307 | 306.4 | 306.1 | 306.6 | 306.4 | 306 | 298.1 | 7.41 | 0.66 | 7.24 | 5.66 | 8.907% | 306.355 | 7.1838 | 0.29502 | 7.2866 | 0.98589 | 7.3055 | 711.41 | 681.31
2012-05-29 22:10 | 8.03 | 7.9 | 7.69 | 7.47 | 7.24 | 6.99 | 6.76 | 6.51 | 6.19 | 5.76 | 309.7 | 309.3 | 308.7 | 308.5 | 307.9 | 307.3 | 306.8 | 307 | 307.6 | 308 | 300.6 | 7.2 | 0.88 | 7.05 | 5.57 | 12.22% | 307.225 | 6.9795 | 0.30918 | 6.9566 | 1.0033 | 7.2237 | 648.2 | 654.22
2012-05-29 22:20 | 8.9 | 8.86 | 8.77 | 8.63 | 8.4 | 8.1 | 7.81 | 7.52 | 7.22 | 6.87 | 319.4 | 319 | 318.5 | 318 | 317.5 | 317 | 316.2 | 315.7 | 316.1 | 317.4 | 307.9 | 8.4 | 0.62 | 8.13 | 6.53 | 7.381% | 316.88 | 8.0572 | 0.33692 | 8.0578 | 0.99993 | 8.3994 | 1035.8 | 1035.8
2012-05-29 22:30 | 8.73 | 8.69 | 8.64 | 8.63 | 8.58 | 8.51 | 8.37 | 8.22 | 8.06 | 7.57 | 319.9 | 319.2 | 318.4 | 317.6 | 317 | 316.8 | 316.6 | 316.7 | 316.7 | 316.6 | 308.2 | 8.72 | 0.55 | 8.62 | 7.4 | 6.307% | 316.77 | 8.3996 | 0.15329 | 8.4898 | 0.98937 | 8.6273 | 1153.24 | 1120.21
2012-05-29 22:40 | 8.1 | 8.05 | 7.97 | 7.88 | 7.79 | 7.69 | 7.6 | 7.49 | 7.36 | 6.98 | 318.6 | 318.1 | 317.1 | 316.4 | 316.1 | 315.5 | 315 | 314.7 | 314.5 | 314.6 | 307.3 | 7.88 | 0.52 | 7.73 | 6.72 | 6.599% | 315.425 | 7.6612 | 0.10879 | 7.677 | 0.99793 | 7.8637 | 852.88 | 846.86
2012-05-29 22:50 | 7.33 | 7.29 | 7.18 | 7.1 | 7.05 | 6.94 | 6.81 | 6.68 | 6.55 | 6.24 | 316.4 | 315.8 | 314.6 | 313.9 | 313.1 | 312.6 | 312.2 | 312.1 | 311.8 | 312.5 | 304.6 | 7.19 | 0.44 | 7.11 | 6.09 | 6.12% | 312.54 | 6.8849 | 0.17474 | 6.9212 | 0.99475 | 7.1523 | 645.19 | 633.15
2012-05-29 23:00 | 7.06 | 6.96 | 6.78 | 6.61 | 6.48 | 6.38 | 6.3 | 6.24 | 6.1 | 5.68 | 317.8 | 317.1 | 315.8 | 314.5 | 313.4 | 312.1 | 311 | 310.7 | 311.1 | 311.3 | 305.3 | 6.66 | 0.5 | 6.52 | 5.55 | 7.508% | 311.935 | 6.3951 | 0.11661 | 6.3685 | 1.0042 | 6.6879 | 511.16 | 517.94
2012-05-29 23:10 | 7.82 | 7.75 | 7.66 | 7.56 | 7.42 | 7.2 | 6.95 | 6.66 | 6.35 | 5.94 | 319.6 | 319.1 | 317.9 | 316.5 | 315 | 313.6 | 312.5 | 311.5 | 311.2 | 310.6 | 305.2 | 7.28 | 0.5 | 7.08 | 5.71 | 6.868% | 313.435 | 7.0943 | 0.32657 | 7.1636 | 0.99032 | 7.2096 | 672.28 | 651.21
2012-05-29 23:20 | 8.49 | 8.43 | 8.31 | 8.13 | 8 | 7.8 | 7.56 | 7.28 | 6.98 | 6.45 | 320.3 | 319.9 | 319.1 | 317.8 | 316.2 | 314.4 | 313.1 | 312.1 | 311.3 | 311 | 306.4 | 8.05 | 0.55 | 7.85 | 6.16 | 6.832% | 314.205 | 7.6955 | 0.2888 | 7.7652 | 0.99103 | 7.9778 | 907.35 | 882.98
2012-05-29 23:30 | 8.95 | 8.85 | 8.7 | 8.58 | 8.48 | 8.32 | 8.1 | 7.89 | 7.66 | 7.17 | 320.8 | 320.2 | 319.3 | 318.5 | 317.7 | 316.8 | 315.7 | 313.9 | 312.5 | 310.8 | 308.4 | 8.6 | 0.67 | 8.44 | 7 | 7.791% | 316.635 | 8.2194 | 0.24764 | 8.2881 | 0.99171 | 8.5287 | 1109.2 | 1083.51
2012-05-29 23:40 | 8.09 | 7.95 | 7.7 | 7.47 | 7.24 | 7 | 6.73 | 6.39 | 5.98 | 5.47 | 319.4 | 319 | 318.1 | 317.8 | 317.1 | 316.4 | 315.6 | 314.3 | 312.2 | 309.4 | 308.1 | 7.11 | 0.4 | 6.9 | 5.24 | 5.626% | 316.28 | 6.9335 | 0.36349 | 6.9607 | 0.99609 | 7.0822 | 621.11 | 612.08
2012-05-29 23:50 | 8.67 | 8.5 | 8.19 | 7.89 | 7.61 | 7.33 | 7.03 | 6.71 | 6.32 | 5.77 | 315.9 | 315.3 | 314.4 | 313.9 | 313.6 | 312.9 | 311.7 | 310.3 | 309 | 307.7 | 304.5 | 7.33 | 0.5 | 7.02 | 5.25 | 6.821% | 312.72 | 7.309 | 0.38617 | 7.2862 | 1.0031 | 7.3528 | 687.33 | 693.35
2012-05-30 | 8.3 | 8.14 | 7.81 | 7.45 | 7.1 | 6.7 | 6.34 | 5.97 | 5.54 | 4.88 | 314.6 | 313.9 | 312.6 | 311.5 | 310.7 | 309.5 | 307.5 | 305.7 | 304.5 | 302.7 | 300.3 | 6.85 | 0.6 | 6.55 | 4.51 | 8.759% | 309.2 | 6.7377 | 0.51037 | 6.6472 | 1.0136 | 6.9432 | 554.1 | 574.44
2012-05-30 00:10 | 7.67 | 7.48 | 7.13 | 6.86 | 6.6 | 6.29 | 5.96 | 5.61 | 5.21 | 4.4 | 317.6 | 317.1 | 316.7 | 316.1 | 315.4 | 314.2 | 313.2 | 312.2 | 310.5 | 306.3 | 305.4 | 6.37 | 0.68 | 6.07 | 4.26 | 10.68% | 314.05 | 6.2585 | 0.498 | 6.2416 | 1.0027 | 6.3873 | 445.62 | 450.14
2012-05-30 00:20 | 9.2 | 9.07 | 8.8 | 8.52 | 8.21 | 7.82 | 7.42 | 6.95 | 6.44 | 5.71 | 313.6 | 313.1 | 312.1 | 311.1 | 310.3 | 309.8 | 309.5 | 309.4 | 308.9 | 305.7 | 303.2 | 7.95 | 1.11 | 7.64 | 5.3 | 13.96% | 309.755 | 7.7618 | 0.4852 | 7.7614 | 1.0001 | 7.9504 | 873.95 | 873.95
2012-05-30 00:30 | 10.08 | 9.88 | 9.53 | 9.14 | 8.7 | 8.23 | 7.81 | 7.42 | 7.01 | 6.2 | 313.4 | 313.4 | 313.5 | 312.9 | 312.3 | 311.5 | 311.2 | 310.8 | 309.4 | 307.1 | 303.9 | 8.48 | 0.87 | 8.06 | 5.44 | 10.26% | 311.455 | 8.299 | 0.48405 | 8.1685 | 1.016 | 8.6155 | 1065.16 | 1116.54
2012-05-30 00:40 | 9.83 | 9.64 | 9.25 | 8.86 | 8.48 | 8.05 | 7.58 | 7.05 | 6.54 | 5.72 | 313.2 | 312.9 | 312.6 | 312.3 | 312 | 311.7 | 311.2 | 310.7 | 309.5 | 307.7 | 303.5 | 8.19 | 0.56 | 7.72 | 4.91 | 6.838% | 311.625 | 8.0248 | 0.55593 | 7.9809 | 1.0055 | 8.235 | 958.73 | 973.41
2012-05-30 00:50 | 9.66 | 9.52 | 9.25 | 8.91 | 8.55 | 8.12 | 7.63 | 7.1 | 6.6 | 5.96 | 315.2 | 314.8 | 314 | 313.5 | 313 | 312.4 | 312.1 | 311.6 | 311.6 | 311.8 | 304.4 | 8.28 | 0.6 | 7.93 | 5.45 | 7.246% | 312.355 | 8.0676 | 0.57518 | 8.0479 | 1.0024 | 8.3002 | 991.76 | 999.1
2012-05-30 01:00 | 9.36 | 9.21 | 8.92 | 8.61 | 8.33 | 8.03 | 7.68 | 7.31 | 6.93 | 6.28 | 316.2 | 315.8 | 315.1 | 314.8 | 314.4 | 313.9 | 313.5 | 313.5 | 313.6 | 313.1 | 305.4 | 8.17 | 0.51 | 7.79 | 5.52 | 6.242% | 313.84 | 7.9839 | 0.41182 | 7.9789 | 1.0006 | 8.1751 | 951.39 | 955.06
2012-05-30 01:10 | 8.72 | 8.54 | 8.24 | 7.94 | 7.68 | 7.35 | 7.01 | 6.69 | 6.31 | 5.71 | 315.1 | 314.3 | 313.4 | 313 | 312.7 | 312.3 | 311.7 | 311.5 | 312.1 | 313.4 | 303.5 | 7.36 | 0.56 | 7.05 | 5.39 | 7.609% | 312.21 | 7.334 | 0.43768 | 7.3003 | 1.0046 | 7.394 | 696.36 | 705.39
2012-05-30 01:20 | 8.52 | 8.4 | 8.14 | 7.86 | 7.6 | 7.28 | 6.95 | 6.59 | 6.21 | 5.63 | 313.8 | 313.3 | 312.6 | 312.7 | 312.8 | 312.4 | 312.6 | 312.4 | 312.3 | 312.7 | 303.2 | 7.39 | 0.65 | 7.14 | 5.14 | 8.796% | 312.43 | 7.2491 | 0.42868 | 7.2318 | 1.0024 | 7.4077 | 705.39 | 711.41
2012-05-30 01:30 | 8.88 | 8.73 | 8.44 | 8.13 | 7.87 | 7.58 | 7.27 | 6.9 | 6.51 | 5.87 | 314.7 | 314.2 | 313.3 | 312.7 | 312.1 | 311.4 | 311 | 310.5 | 310 | 310.6 | 303.5 | 7.64 | 0.61 | 7.33 | 5.61 | 7.984% | 311.34 | 7.5391 | 0.38587 | 7.5348 | 1.0006 | 7.6444 | 780.64 | 780.64
2012-05-30 01:40 | 9.17 | 9.1 | 8.9 | 8.6 | 8.3 | 7.98 | 7.64 | 7.23 | 6.79 | 6.12 | 312.7 | 312 | 310.8 | 309.8 | 309 | 308.2 | 307.8 | 307.4 | 306.9 | 306.8 | 300.3 | 8.16 | 0.45 | 7.88 | 5.51 | 5.515% | 308.14 | 7.9264 | 0.40236 | 7.9304 | 0.9995 | 8.1559 | 947.72 | 947.72
2012-05-30 01:50 | 8.94 | 8.92 | 8.85 | 8.76 | 8.61 | 8.42 | 8.17 | 7.84 | 7.43 | 6.75 | 312.2 | 311.6 | 310.6 | 309.6 | 308.7 | 307.9 | 306.9 | 305.9 | 305.2 | 304.2 | 299.6 | 8.61 | 0.35 | 8.39 | 6.19 | 4.065% | 307.75 | 8.264 | 0.27853 | 8.3837 | 0.98573 | 8.4871 | 1112.87 | 1068.83
2012-05-30 02:00 | 8.59 | 8.49 | 8.32 | 8.19 | 8.09 | 7.95 | 7.73 | 7.48 | 7.2 | 6.7 | 307.8 | 307 | 306.2 | 305.2 | 304.4 | 303.6 | 302.8 | 302 | 301.4 | 300.3 | 295.7 | 8.21 | 0.44 | 8.02 | 6.17 | 5.359% | 303.48 | 7.8295 | 0.25933 | 7.9181 | 0.98881 | 8.1181 | 966.07 | 933.04
2012-05-30 02:10 | 8.59 | 8.46 | 8.19 | 7.94 | 7.7 | 7.43 | 7.12 | 6.82 | 6.47 | 5.91 | 306.7 | 305.7 | 304.2 | 303.3 | 302.9 | 302.5 | 302 | 301.3 | 300.7 | 300 | 294.1 | 7.58 | 0.74 | 7.42 | 5.68 | 9.763% | 302.425 | 7.3862 | 0.39383 | 7.3848 | 1.0002 | 7.5815 | 762.58 | 762.58
2012-05-30 02:20 | 8.38 | 8.23 | 7.94 | 7.62 | 7.3 | 6.94 | 6.59 | 6.18 | 5.7 | 5.12 | 304.5 | 304.1 | 302.9 | 302.3 | 301.9 | 301.1 | 300.6 | 300 | 299 | 297.2 | 291.9 | 6.76 | 0.82 | 6.6 | 4.8 | 12.13% | 301.025 | 6.9302 | 0.47821 | 6.8887 | 1.006 | 6.8006 | 533.76 | 542.8
2012-05-30 02:30 | 7.68 | 7.57 | 7.33 | 7.05 | 6.77 | 6.47 | 6.11 | 5.67 | 5.23 | 4.66 | 307.1 | 306.3 | 305.3 | 304.1 | 302.6 | 301.8 | 301.5 | 301.6 | 302.3 | 302.4 | 294.8 | 6.51 | 0.61 | 6.22 | 4.78 | 9.37% | 301.755 | 6.4048 | 0.52904 | 6.4171 | 0.99807 | 6.4975 | 477.26 | 475
2012-05-30 02:40 | 8.03 | 7.9 | 7.57 | 7.27 | 6.98 | 6.69 | 6.39 | 6.09 | 5.71 | 5.16 | 305.9 | 305.2 | 304.3 | 303.5 | 302.6 | 302.2 | 302.1 | 301.3 | 300.1 | 298.6 | 294.5 | 6.73 | 0.77 | 6.6 | 5.04 | 11.44% | 302.185 | 6.6927 | 0.42397 | 6.6462 | 1.007 | 6.7771 | 526.98 | 538.28
2012-05-30 02:50 | 8.5 | 8.39 | 8.15 | 7.87 | 7.66 | 7.49 | 7.27 | 6.95 | 6.65 | 6.23 | 306.6 | 306.3 | 305.9 | 305.1 | 304.5 | 303.8 | 303.4 | 303.5 | 302.9 | 301.5 | 295.7 | 7.63 | 0.84 | 7.48 | 6.11 | 11.01% | 303.74 | 7.4338 | 0.2755 | 7.4581 | 0.99675 | 7.6052 | 777.63 | 771.61
2012-05-30 03:00 | 8.64 | 8.53 | 8.35 | 8.15 | 7.88 | 7.55 | 7.17 | 6.82 | 6.57 | 6.24 | 306.3 | 306 | 305.6 | 305.4 | 305.2 | 304.9 | 304.4 | 304.4 | 304.6 | 304.5 | 296.6 | 7.6 | 0.92 | 7.41 | 5.86 | 12.11% | 304.825 | 7.5142 | 0.47722 | 7.4943 | 1.0027 | 7.6202 | 768.6 | 774.62
2012-05-30 03:10 | 8.23 | 8.14 | 7.93 | 7.69 | 7.51 | 7.31 | 7.08 | 6.87 | 6.6 | 6.23 | 305.7 | 305.5 | 304.8 | 304.4 | 304.3 | 304.5 | 304.5 | 304 | 303.1 | 302.7 | 296.9 | 7.51 | 0.88 | 7.36 | 5.8 | 11.72% | 304.5 | 7.2821 | 0.29543 | 7.2766 | 1.0008 | 7.5157 | 741.51 | 744.52
2012-05-30 03:20 | 7.7 | 7.64 | 7.53 | 7.41 | 7.24 | 7 | 6.77 | 6.58 | 6.4 | 6.11 | 305.8 | 305.5 | 305.4 | 305.2 | 304.6 | 304.1 | 303.8 | 303.8 | 303.6 | 304.1 | 296.4 | 7.02 | 0.81 | 6.83 | 5.53 | 11.54% | 304.055 | 6.9832 | 0.30873 | 6.9666 | 1.0024 | 7.0367 | 594.02 | 600.04
2012-05-30 03:30 | 7.41 | 7.37 | 7.29 | 7.18 | 7.03 | 6.86 | 6.73 | 6.6 | 6.42 | 6.15 | 304 | 303.7 | 303.9 | 303.3 | 302.7 | 302.5 | 302.4 | 302.1 | 301.6 | 301.5 | 294.5 | 6.78 | 0.78 | 6.69 | 5.83 | 11.5% | 302.485 | 6.8595 | 0.1768 | 6.8412 | 1.0027 | 6.7982 | 538.28 | 542.8
2012-05-30 03:40 | 7.79 | 7.74 | 7.65 | 7.63 | 7.52 | 7.37 | 7.21 | 7.09 | 6.95 | 6.65 | 305.2 | 304.9 | 304.6 | 304.9 | 305.2 | 305.1 | 304.7 | 304.5 | 304.5 | 303.8 | 297.4 | 7.49 | 0.79 | 7.38 | 6.55 | 10.55% | 305.04 | 7.3292 | 0.20283 | 7.3469 | 0.9976 | 7.472 | 735.49 | 729.47
2012-05-30 03:50 | 7.15 | 7.08 | 6.96 | 6.87 | 6.79 | 6.66 | 6.53 | 6.41 | 6.3 | 6 | 307.6 | 307.3 | 306.7 | 306.4 | 306.2 | 306.4 | 306.9 | 307.3 | 307.5 | 308.5 | 298.1 | 6.55 | 0.93 | 6.54 | 5.69 | 14.2% | 306.475 | 6.6328 | 0.18216 | 6.6412 | 0.99873 | 6.5417 | 486.3 | 484.04
2012-05-30 04:00 | 6.14 | 6.11 | 6.06 | 5.97 | 5.85 | 5.79 | 5.73 | 5.6 | 5.38 | 5.05 | 301.3 | 300.8 | 300.2 | 300 | 300.1 | 300.9 | 302 | 302.7 | 302.4 | 303.5 | 294.3 | 6.05 | 1 | 5.98 | 4.97 | 16.53% | 301.065 | 5.7486 | 0.096261 | 5.7814 | 0.99434 | 6.0158 | 373.3 | 366.52
2012-05-30 04:10 | 7.53 | 7.44 | 7.3 | 7.15 | 6.95 | 6.81 | 6.79 | 6.71 | 6.57 | 6.37 | 307.8 | 307.9 | 307.7 | 307.9 | 307.8 | 307.7 | 307.5 | 308.2 | 308.5 | 308.7 | 300.3 | 7.19 | 1.16 | 7.16 | 6.41 | 16.13% | 307.67 | 6.891 | 0.027179 | 6.8071 | 1.0123 | 7.2786 | 645.19 | 672.28
2012-05-30 04:20 | 6.98 | 6.96 | 6.9 | 6.8 | 6.73 | 6.65 | 6.58 | 6.48 | 6.36 | 6.19 | 307.4 | 307 | 306.6 | 306.5 | 306.9 | 306.8 | 307.4 | 308.6 | 309.1 | 309 | 299.5 | 6.49 | 1.25 | 6.44 | 5.92 | 19.26% | 306.89 | 6.6307 | 0.097789 | 6.6399 | 0.99861 | 6.481 | 472.74 | 470.48
2012-05-30 04:30 | 7.26 | 7.24 | 7.19 | 7.15 | 7.11 | 7.11 | 7.08 | 7.02 | 6.98 | 6.74 | 305.4 | 304.9 | 304.5 | 303.7 | 302.9 | 302.5 | 302 | 301.8 | 301.2 | 300.4 | 294.3 | 7.21 | 0.88 | 7.12 | 6.44 | 12.21% | 302.425 | 7.0771 | 0.039074 | 7.1057 | 0.99598 | 7.181 | 651.21 | 642.18
2012-05-30 04:40 | 7.26 | 7.24 | 7.16 | 7.17 | 7.12 | 7.06 | 7 | 6.95 | 6.84 | 6.53 | 303.5 | 303.6 | 303.7 | 304 | 304.1 | 303.9 | 303.8 | 303.7 | 303.9 | 305 | 293.7 | 7.1 | 0.93 | 7.09 | 6.19 | 13.1% | 303.885 | 7.0251 | 0.078871 | 7.0514 | 0.99628 | 7.0736 | 618.1 | 609.07
2012-05-30 04:50 | 7.43 | 7.45 | 7.48 | 7.5 | 7.52 | 7.5 | 7.46 | 7.51 | 7.49 | 7.34 | 302.3 | 302.1 | 302 | 302.1 | 302 | 301.9 | 301.6 | 301.4 | 301.1 | 301.4 | 292.3 | 7.39 | 1.08 | 7.38 | 6.95 | 14.61% | 301.855 | 7.4845 | 0.049417 | 7.4943 | 0.9987 | 7.3804 | 705.39 | 702.38
2012-05-30 05:00 | 7.76 | 7.83 | 7.95 | 7.98 | 8.02 | 8.11 | 8.16 | 8.17 | 8.05 | 7.71 | 298.2 | 298 | 297.9 | 297.7 | 297.3 | 297 | 296.9 | 297 | 297.2 | 297.3 | 291.4 | 8.16 | 0.8 | 8.21 | 7.43 | 9.804% | 296.985 | 8.0396 | -0.056798 | 8.1171 | 0.99045 | 8.082 | 947.72 | 918.36
2012-05-30 05:10 | 7.59 | 7.59 | 7.59 | 7.57 | 7.59 | 7.56 | 7.55 | 7.51 | 7.45 | 7.3 | 307.3 | 307.3 | 307.4 | 307.4 | 307.1 | 307 | 307.2 | 307 | 307.3 | 307.9 | 297.8 | 7.69 | 0.89 | 7.7 | 7.12 | 11.57% | 307.03 | 7.5346 | 0.012232 | 7.5586 | 0.99682 | 7.6656 | 795.69 | 789.67
2012-05-30 05:20 | 7.69 | 7.7 | 7.74 | 7.76 | 7.73 | 7.65 | 7.55 | 7.48 | 7.41 | 7.32 | 302.6 | 302.3 | 302.4 | 302.8 | 303.6 | 304.3 | 305 | 305 | 305.3 | 306.1 | 297.4 | 7.75 | 1.02 | 7.71 | 7.01 | 13.16% | 304.405 | 7.6025 | 0.12159 | 7.6356 | 0.99566 | 7.7164 | 813.75 | 804.72
2012-05-30 05:30 | 7.43 | 7.5 | 7.55 | 7.57 | 7.62 | 7.65 | 7.55 | 7.4 | 7.29 | 7.21 | 318.1 | 318 | 317.6 | 316.5 | 316.2 | 316.3 | 316.2 | 315.6 | 315.5 | 314.7 | 304.5 | 7.7 | 0.73 | 7.6 | 7.17 | 9.481% | 316.285 | 7.5043 | 0.12159 | 7.6356 | 0.98281 | 7.5676 | 798.7 | 759.57
2012-05-30 05:40 | 7.57 | 7.56 | 7.55 | 7.48 | 7.48 | 7.42 | 7.31 | 7.19 | 7.13 | 7.04 | 319.6 | 319.5 | 318.8 | 318.5 | 318.2 | 317.6 | 317 | 316.6 | 316.1 | 315.8 | 306.1 | 7.58 | 0.95 | 7.5 | 7.21 | 12.53% | 317.51 | 7.355 | 0.13802 | 7.4041 | 0.99336 | 7.5297 | 762.58 | 747.53
2012-05-30 05:50 | 8.37 | 8.36 | 8.41 | 8.51 | 8.52 | 8.53 | 8.51 | 8.53 | 8.57 | 8.45 | 310.3 | 310.6 | 310.7 | 310.4 | 310.5 | 311.1 | 311.6 | 312.3 | 312.4 | 313 | 304.8 | 8.53 | 0.86 | 8.51 | 8.2 | 10.08% | 311.175 | 8.5037 | 0.021692 | 8.5271 | 0.99725 | 8.5066 | 1083.51 | 1076.17
2012-05-30 06:00 | 7.54 | 7.52 | 7.43 | 7.4 | 7.38 | 7.37 | 7.4 | 7.42 | 7.32 | 7.17 | 311.3 | 311.2 | 310.7 | 310.4 | 309.5 | 308.9 | 309 | 309.4 | 309.5 | 309.8 | 299.4 | 7.55 | 0.92 | 7.52 | 7.28 | 12.19% | 308.915 | 7.3813 | -0.03754 | 7.3743 | 1.001 | 7.5572 | 753.55 | 756.56
2012-05-30 06:10 | 8.22 | 8.19 | 8.25 | 8.23 | 8.2 | 8.16 | 8.08 | 7.96 | 7.94 | 7.74 | 308.5 | 308.3 | 307.9 | 307.7 | 307.3 | 307.2 | 307.5 | 308.1 | 308.7 | 309.1 | 300.7 | 8.34 | 0.79 | 8.29 | 7.59 | 9.472% | 307.245 | 8.0986 | 0.091045 | 8.1485 | 0.99388 | 8.2889 | 1013.78 | 995.43
2012-05-30 06:20 | 7.19 | 7.17 | 7.05 | 7.04 | 7 | 6.95 | 6.9 | 6.91 | 6.82 | 6.71 | 304.6 | 304.2 | 303.9 | 303.1 | 303.1 | 302.9 | 303.3 | 303.4 | 302.6 | 301.9 | 294.8 | 7.21 | 0.85 | 7.21 | 6.81 | 11.79% | 302.96 | 6.9481 | 0.066722 | 6.9428 | 1.0008 | 7.2155 | 651.21 | 654.22
2012-05-30 06:30 | 5.87 | 5.81 | 5.8 | 5.73 | 5.72 | 5.78 | 5.82 | 5.91 | 5.94 | 5.93 | 302.3 | 302.2 | 302 | 301.5 | 301.7 | 302 | 301.7 | 300.3 | 299.9 | 300.1 | 292.9 | 5.8 | 1.03 | 5.76 | 5.49 | 17.76% | 301.955 | 5.8201 | -0.063731 | 5.7857 | 1.006 | 5.8345 | 329.6 | 334.46
2012-05-30 06:40 | 5.94 | 5.88 | 5.86 | 5.89 | 5.91 | 5.88 | 5.89 | 5.91 | 5.91 | 5.86 | 303.7 | 303.8 | 304.3 | 304.2 | 304.5 | 304 | 304.3 | 304.4 | 305 | 305.3 | 296.2 | 5.96 | 0.66 | 6 | 5.69 | 11.07% | 304.045 | 5.8913 | -0.015703 | 5.8814 | 1.0017 | 5.97 | 355.52 | 357.14
2012-05-30 06:50 | 5.96 | 5.79 | 5.56 | 5.41 | 5.26 | 5.16 | 5.07 | 5.05 | 4.99 | 4.99 | 316.4 | 316.1 | 316.8 | 317.8 | 318.2 | 318.7 | 318.6 | 319 | 319 | 318.7 | 314.5 | 5.19 | 1.03 | 5.04 | 5.01 | 19.85% | 318.685 | 5.2257 | 0.1626 | 5.147 | 1.0153 | 5.2694 | 230.78 | 243.74
2012-05-30 07:00 | 6.23 | 6.26 | 6.21 | 6.07 | 5.99 | 5.95 | 6 | 6.07 | 6.14 | 5.92 | 318.9 | 318.4 | 318.9 | 319.1 | 319.3 | 319.2 | 318.6 | 318.2 | 316.9 | 316 | 306.9 | 6.18 | 1.27 | 6.13 | 5.94 | 20.55% | 319.11 | 6.0572 | -0.077331 | 5.9571 | 1.0168 | 6.2838 | 402.68 | 425.28
2012-05-30 07:10 | 6.74 | 6.72 | 6.67 | 6.67 | 6.62 | 6.51 | 6.49 | 6.46 | 6.39 | 6.16 | 317.4 | 317.3 | 316.3 | 314.6 | 314.4 | 314.5 | 314 | 314.6 | 315.6 | 314.5 | 305.8 | 6.67 | 0.92 | 6.61 | 6.1 | 13.79% | 314.425 | 6.5294 | 0.028434 | 6.5071 | 1.0034 | 6.6929 | 513.42 | 517.94
2012-05-30 07:20 | 6.01 | 5.85 | 5.76 | 5.78 | 5.75 | 5.72 | 5.64 | 5.6 | 5.5 | 5.35 | 305.5 | 306.3 | 306.2 | 306.8 | 307.2 | 307.3 | 307.9 | 307.5 | 308.3 | 308.3 | 300.7 | 5.61 | 1.22 | 5.57 | 5.16 | 21.75% | 307.39 | 5.6693 | 0.13016 | 5.7085 | 0.99315 | 5.5715 | 298.82 | 292.34
2012-05-30 07:30 | 6.34 | 6.29 | 6.23 | 6.21 | 6.27 | 6.33 | 6.28 | 6.19 | 6.16 | 6.11 | 288.2 | 287.8 | 288.4 | 289 | 289.3 | 289 | 288.8 | 288.4 | 287.8 | 288.6 | 282.5 | 6.21 | 0.71 | 6.25 | 5.78 | 11.43% | 288.97 | 6.2366 | 0.073283 | 6.3228 | 0.98636 | 6.1253 | 409.46 | 391.38
2012-05-30 08:10 | 6.26 | 6.15 | 6.13 | 6.13 | 6.12 | 5.98 | 6.04 | 5.96 | 5.93 | 6.05 | 316.1 | 315.9 | 315 | 315.4 | 315.8 | 316.5 | 316.6 | 317 | 316.5 | 315.8 | 309.9 | 6.35 | 1.1 | 6.31 | 5.65 | 17.32% | 316.515 | 6.0442 | -0.092257 | 5.9886 | 1.0093 | 6.409 | 441.1 | 454.66
2012-05-30 08:20 | 6.85 | 6.83 | 6.87 | 6.86 | 6.91 | 6.9 | 6.99 | 7.09 | 7.12 | 7.11 | 308.4 | 308.7 | 308.8 | 308.7 | 308.3 | 308.1 | 307.4 | 307.6 | 307.7 | 308 | 302.7 | 7.01 | 1.23 | 7.03 | 6.56 | 17.55% | 307.995 | 6.968 | -0.11976 | 6.9128 | 1.008 | 7.066 | 591.01 | 609.07
2012-05-30 08:30 | 7 | 6.93 | 6.98 | 6.97 | 6.96 | 6.96 | 6.88 | 6.82 | 6.73 | 6.51 | 308.4 | 308.4 | 307.8 | 307.4 | 307.3 | 305.9 | 305.6 | 306.3 | 306.6 | 308.7 | 298.9 | 7.21 | 0.98 | 7.21 | 6.64 | 13.59% | 305.855 | 6.8793 | 0.10683 | 6.9485 | 0.99005 | 7.1382 | 651.21 | 630.14
2012-05-30 08:40 | 5.34 | 5.33 | 5.32 | 5.21 | 5.12 | 5.1 | 5.08 | 5.08 | 5.15 | 4.97 | 335.2 | 335.2 | 333.7 | 334.1 | 334.2 | 333.3 | 332.3 | 331.1 | 330.3 | 329.7 | 324.8 | 5.32 | 0.85 | 5.21 | 4.84 | 15.98% | 333.15 | 5.1433 | 0.03631 | 5.0971 | 1.0091 | 5.3682 | 251.84 | 259.94
2012-05-30 08:50 | 6.89 | 6.81 | 6.77 | 6.75 | 6.74 | 6.72 | 6.6 | 6.55 | 6.56 | 6.43 | 309.4 | 309.6 | 309.6 | 309.7 | 308.6 | 308.4 | 309 | 309.8 | 310.8 | 310.6 | 300.5 | 6.79 | 1.47 | 6.76 | 6.32 | 21.65% | 308.49 | 6.6613 | 0.16651 | 6.7027 | 0.99382 | 6.748 | 540.54 | 531.5
2012-05-30 09:00 | 6.82 | 6.8 | 6.72 | 6.7 | 6.7 | 6.55 | 6.4 | 6.32 | 6.28 | 6.16 | 322 | 322.1 | 321.3 | 320.7 | 319.6 | 318.8 | 318.5 | 317.8 | 318.6 | 317.5 | 309.2 | 6.58 | 0.97 | 6.48 | 6.09 | 14.74% | 318.755 | 6.5156 | 0.21409 | 6.5283 | 0.99806 | 6.5672 | 493.08 | 490.82
2012-05-30 09:10 | 6.01 | 5.98 | 5.88 | 5.84 | 5.75 | 5.72 | 5.61 | 5.56 | 5.5 | 5.44 | 315.3 | 315.4 | 314.6 | 314.6 | 314.4 | 313.8 | 314.4 | 315.2 | 315.5 | 316.5 | 307.5 | 6.3 | 1.65 | 6.25 | 5.94 | 26.19% | 313.89 | 5.691 | 0.17944 | 5.7041 | 0.99771 | 6.2856 | 429.8 | 427.54
2012-05-30 09:20 | 7.16 | 7.14 | 7.18 | 7.16 | 7.21 | 7.25 | 7.21 | 7.21 | 7.11 | 6.83 | 293.8 | 293.9 | 294.4 | 294.4 | 294.9 | 296.2 | 296.8 | 297.1 | 297.2 | 297.7 | 290 | 7.56 | 0.79 | 7.58 | 6.93 | 10.45% | 296.29 | 7.1695 | 0.051126 | 7.2443 | 0.98968 | 7.482 | 756.56 | 732.48
2012-05-30 09:30 | 7.48 | 7.42 | 7.39 | 7.45 | 7.45 | 7.48 | 7.48 | 7.45 | 7.27 | 7.15 | 295.7 | 295.6 | 296 | 296.7 | 296.6 | 296.2 | 296.2 | 296 | 296.3 | 296.4 | 290 | 7.53 | 0.62 | 7.54 | 7.06 | 8.234% | 296.2 | 7.4127 | 0 | 7.48 | 0.991 | 7.4622 | 747.53 | 726.46
2012-05-30 09:40 | 8.01 | 7.86 | 7.83 | 7.76 | 7.69 | 7.66 | 7.65 | 7.62 | 7.59 | 7.49 | 310.4 | 310.5 | 310.2 | 310.4 | 310.4 | 310.2 | 310.1 | 310.9 | 311.2 | 312.3 | 301.4 | 7.97 | 0.91 | 7.93 | 7.4 | 11.42% | 310.185 | 7.6791 | 0.012072 | 7.6586 | 1.0027 | 7.9914 | 879.97 | 885.99
2012-05-30 09:50 | 7.87 | 7.92 | 7.95 | 8.05 | 8.01 | 7.9 | 7.91 | 7.89 | 7.88 | 7.84 | 299.6 | 299.7 | 299.9 | 299.7 | 299.9 | 299.5 | 299.5 | 300.4 | 300.3 | 300 | 290.9 | 7.87 | 1.04 | 7.81 | 7.38 | 13.21% | 299.5 | 7.9341 | -0.01169 | 7.9014 | 1.0041 | 7.9025 | 849.87 | 858.9
2012-05-30 10:00 | 7.28 | 7.28 | 7.29 | 7.26 | 7.33 | 7.28 | 7.15 | 7.08 | 6.98 | 6.77 | 295.3 | 295.3 | 294.5 | 294.1 | 294.7 | 295.4 | 295.2 | 294.8 | 294.1 | 293.5 | 289.8 | 7.31 | 0.96 | 7.32 | 6.84 | 13.13% | 295.37 | 7.178 | 0.16651 | 7.2612 | 0.98853 | 7.2262 | 681.31 | 657.23
2012-05-30 10:10 | 7.07 | 7.02 | 6.98 | 6.99 | 6.87 | 6.91 | 6.94 | 6.94 | 6.93 | 7 | 300.6 | 300.2 | 299.8 | 299.4 | 299 | 298.2 | 297.4 | 298.1 | 298.3 | 298.2 | 293.9 | 7.15 | 1.01 | 7.17 | 6.9 | 14.13% | 298.08 | 6.9413 | -0.040033 | 6.9143 | 1.0039 | 7.178 | 633.15 | 642.18
2012-05-30 10:30 | 6.17 | 6.2 | 6.22 | 6.27 | 6.18 | 6.19 | 6.19 | 6.1 | 6.03 | 5.8 | 312.6 | 313.8 | 313.8 | 313 | 312 | 310.9 | 310 | 308.4 | 307.3 | 305.7 | 303 | 6.25 | 0.85 | 6.2 | 5.48 | 13.6% | 310.765 | 6.1457 | 0 | 6.19 | 0.99285 | 6.2053 | 418.5 | 409.46
2012-05-30 10:40 | 6.83 | 6.85 | 6.89 | 6.91 | 6.9 | 6.85 | 6.78 | 6.73 | 6.68 | 6.5 | 310.6 | 310.4 | 310.2 | 310.5 | 311.5 | 312.1 | 312.4 | 312.5 | 313.1 | 313.6 | 306.7 | 7.05 | 1.08 | 7.02 | 6.42 | 15.32% | 312.145 | 6.803 | 0.094919 | 6.8399 | 0.99461 | 7.012 | 603.05 | 591.01
2012-05-30 10:50 | 7.03 | 7.03 | 7.02 | 7.11 | 7.07 | 7.04 | 6.98 | 6.91 | 6.81 | 6.61 | 306.1 | 306.7 | 307.1 | 308 | 308.1 | 307.8 | 307.4 | 307.1 | 307.6 | 307.5 | 300.8 | 7.09 | 0.73 | 7.05 | 6.52 | 10.3% | 307.74 | 6.9747 | 0.079096 | 7.0314 | 0.99194 | 7.0328 | 615.09 | 597.03
2012-05-30 11:20 | 6.13 | 6.13 | 6.1 | 6.15 | 6.24 | 6.33 | 6.3 | 6.28 | 6.23 | 6.04 | 313.3 | 313.1 | 312.6 | 312.1 | 311.6 | 310.9 | 310.1 | 309.6 | 310.1 | 308.9 | 305.6 | 6.12 | 1.41 | 6.19 | 5.73 | 23.04% | 310.78 | 6.2239 | 0.0439 | 6.3257 | 0.98391 | 6.0215 | 389.12 | 366.52
2012-05-30 11:30 | 4.45 | 4.41 | 4.35 | 4.37 | 4.33 | 4.3 | 4.2 | 4.12 | 4.08 | 4.04 | 321.7 | 321.8 | 321.5 | 321.2 | 321.7 | 322.1 | 324.2 | 324.6 | 323.6 | 322.3 | 315.1 | 4.42 | 0.66 | 4.34 | 3.85 | 14.93% | 322.415 | 4.2459 | 0.21744 | 4.2855 | 0.99074 | 4.3791 | 136.78 | 132.42
2012-05-30 11:50 | 6.11 | 6.1 | 6.07 | 6.13 | 6.16 | 6.18 | 6.2 | 6.22 | 6.26 | 6.25 | 305.7 | 304.6 | 303.6 | 303.9 | 304.2 | 304.7 | 304.5 | 303.8 | 303.6 | 303.1 | 299.3 | 6.38 | 0.6 | 6.36 | 5.94 | 9.404% | 304.67 | 6.1782 | -0.029858 | 6.1829 | 0.99925 | 6.3752 | 447.88 | 447.88
2012-05-30 12:00 | 5.85 | 5.77 | 5.65 | 5.59 | 5.48 | 5.39 | 5.4 | 5.48 | 5.56 | 5.54 | 303.1 | 302.3 | 302.3 | 302.2 | 302.4 | 302.4 | 300.6 | 300.1 | 298.9 | 297.1 | 290.9 | 5.66 | 1.55 | 5.64 | 4.93 | 27.39% | 302.13 | 5.5132 | -0.017129 | 5.3914 | 1.0226 | 5.7879 | 306.92 | 327.98
2012-05-30 17:00 | 7.04 | 7.03 | 7.04 | 6.99 | 7.03 | 6.97 | 6.96 | 6.92 | 6.89 | 6.97 | 311.4 | 311 | 309.8 | 309.1 | 308.3 | 306.8 | 306.5 | 306.6 | 306.4 | 306.6 | 300.5 | 7.08 | 0.66 | 7.07 | 6.82 | 9.322% | 306.755 | 6.9695 | 0.013268 | 6.9686 | 1.0001 | 7.081 | 612.08 | 612.08
2012-05-30 17:10 | 6.47 | 6.52 | 6.59 | 6.49 | 6.53 | 6.54 | 6.52 | 6.43 | 6.37 | 6.25 | 308 | 308 | 307.6 | 306.9 | 307.2 | 308 | 307.8 | 308.1 | 308.1 | 309 | 300.5 | 6.49 | 0.56 | 6.45 | 6.13 | 8.629% | 307.97 | 6.483 | 0.028303 | 6.5371 | 0.99171 | 6.4362 | 472.74 | 461.44
2012-05-30 17:50 | 8.46 | 8.39 | 8.37 | 8.34 | 8.18 | 8.19 | 8.15 | 8.08 | 7.96 | 7.71 | 308.1 | 307.9 | 307.8 | 308.2 | 307.4 | 306.9 | 306.6 | 306.4 | 306.1 | 305.9 | 300.8 | 8.69 | 0.55 | 8.64 | 8.18 | 6.329% | 306.855 | 8.1626 | 0.045244 | 8.1843 | 0.99736 | 8.667 | 1142.23 | 1134.89
2012-05-30 18:00 | 8.29 | 8.2 | 8.11 | 7.99 | 7.91 | 7.82 | 7.69 | 7.54 | 7.46 | 7.18 | 307.1 | 306.8 | 306.7 | 306.8 | 306.4 | 305.9 | 305.4 | 304.5 | 304.3 | 303.5 | 296.4 | 7.87 | 0.74 | 7.85 | 7.08 | 9.403% | 305.825 | 7.7735 | 0.15491 | 7.8012 | 0.99644 | 7.842 | 849.87 | 840.84
2012-05-30 18:10 | 7.35 | 7.29 | 7.2 | 7.12 | 7.12 | 7.13 | 7.09 | 7.08 | 7.08 | 6.8 | 305.3 | 304.7 | 305.1 | 304.7 | 304.2 | 303.8 | 303 | 303.1 | 302.7 | 303.1 | 296.3 | 7.57 | 0.7 | 7.56 | 7.16 | 9.247% | 303.68 | 7.1067 | 0.051989 | 7.1243 | 0.99754 | 7.5513 | 759.57 | 753.55
2012-05-30 18:20 | 7.75 | 7.69 | 7.63 | 7.59 | 7.59 | 7.53 | 7.46 | 7.38 | 7.2 | 6.79 | 309.7 | 310 | 310.1 | 309.1 | 309.5 | 309.9 | 309.8 | 309.7 | 309.4 | 309.3 | 301.1 | 7.55 | 0.86 | 7.58 | 6.66 | 11.39% | 309.885 | 7.458 | 0.086307 | 7.5199 | 0.99177 | 7.4879 | 753.55 | 735.49
2012-05-30 18:30 | 7.04 | 7.07 | 6.93 | 6.88 | 6.84 | 6.74 | 6.64 | 6.49 | 6.18 | 6 | 310.8 | 310.5 | 309.6 | 309.6 | 310.4 | 310.4 | 310.6 | 310.2 | 309.4 | 309 | 300.7 | 6.87 | 1.11 | 6.79 | 6.25 | 16.16% | 310.43 | 6.6597 | 0.13813 | 6.7256 | 0.99021 | 6.8027 | 558.62 | 542.8
2012-05-30 19:20 | 7.97 | 7.8 | 7.59 | 7.5 | 7.41 | 7.31 | 7.27 | 7.11 | 6.95 | 6.69 | 313.5 | 313.4 | 313 | 312.4 | 312.4 | 312.3 | 312 | 312.3 | 313.3 | 314.8 | 304.2 | 7.39 | 0.87 | 7.25 | 6.11 | 11.77% | 312.255 | 7.2964 | 0.050705 | 7.3043 | 0.99893 | 7.3821 | 705.39 | 702.38
2012-05-30 19:30 | 7.61 | 7.53 | 7.36 | 7.27 | 7.13 | 6.94 | 6.85 | 6.72 | 6.63 | 6.54 | 314 | 313.8 | 312.4 | 311 | 310.2 | 309.9 | 309.5 | 309.6 | 309.7 | 309.6 | 302.6 | 7.48 | 0.84 | 7.32 | 6.53 | 11.23% | 309.84 | 6.9842 | 0.12062 | 6.927 | 1.0083 | 7.5418 | 732.48 | 750.54
2012-05-30 19:40 | 8.62 | 8.59 | 8.53 | 8.43 | 8.28 | 8.11 | 7.98 | 7.73 | 7.32 | 7.08 | 315.2 | 315.1 | 314.8 | 314.6 | 314.4 | 313.5 | 313 | 312.5 | 312.9 | 315 | 305.1 | 8.35 | 0.71 | 8.23 | 7.23 | 8.503% | 313.425 | 8.0364 | 0.14933 | 8.0912 | 0.99322 | 8.2934 | 1017.45 | 995.43
2012-05-30 19:50 | 7.83 | 7.77 | 7.74 | 7.59 | 7.43 | 7.34 | 7.25 | 7.09 | 6.92 | 6.68 | 314.7 | 314.1 | 314 | 314.5 | 314.3 | 313.8 | 313.9 | 314.2 | 314.5 | 314.4 | 304.9 | 7.62 | 0.67 | 7.49 | 6.52 | 8.793% | 313.815 | 7.3215 | 0.11401 | 7.327 | 0.99925 | 7.6143 | 774.62 | 771.61
2012-05-30 20:00 | 6.87 | 6.77 | 6.66 | 6.51 | 6.36 | 6.25 | 6.15 | 6.04 | 5.93 | 5.61 | 311.8 | 311.7 | 311 | 310.7 | 311.1 | 310.8 | 310.6 | 309.8 | 309.9 | 311.3 | 299.8 | 6.36 | 0.61 | 6.27 | 5.64 | 9.591% | 310.77 | 6.2597 | 0.14905 | 6.2356 | 1.0039 | 6.3847 | 443.36 | 447.88
2012-05-30 20:10 | 6.61 | 6.6 | 6.53 | 6.4 | 6.24 | 6.09 | 5.93 | 5.83 | 5.66 | 5.19 | 312.3 | 312.1 | 311.6 | 311.6 | 311.1 | 310.8 | 309.4 | 309 | 309.6 | 311.2 | 301.2 | 6.21 | 0.72 | 6.1 | 5.24 | 11.59% | 310.59 | 6.0778 | 0.24603 | 6.0668 | 1.0018 | 6.2212 | 409.46 | 411.72
2012-05-30 20:20 | 6.33 | 6.32 | 6.21 | 6.11 | 5.95 | 5.85 | 5.69 | 5.48 | 5.37 | 5.1 | 303.4 | 303 | 301.8 | 302 | 302.1 | 301.8 | 301.9 | 301 | 301 | 301 | 293.2 | 5.91 | 0.51 | 5.78 | 4.67 | 8.629% | 301.815 | 5.8011 | 0.25627 | 5.8268 | 0.9956 | 5.884 | 347.42 | 342.56
2012-05-30 20:30 | 6.7 | 6.67 | 6.48 | 6.29 | 6.11 | 5.91 | 5.63 | 5.46 | 5.25 | 4.86 | 302.2 | 301.8 | 301.5 | 300.8 | 299.9 | 299.4 | 298.8 | 298.5 | 298.3 | 297.8 | 291.9 | 6.02 | 0.62 | 5.88 | 4.8 | 10.3% | 299.31 | 5.8773 | 0.44852 | 5.869 | 1.0014 | 6.0285 | 366.52 | 368.78
2012-05-30 20:40 | 7.06 | 7.03 | 6.97 | 6.85 | 6.68 | 6.48 | 6.11 | 5.75 | 5.39 | 4.87 | 302.8 | 302.8 | 301.9 | 300.7 | 300.5 | 300.5 | 300.5 | 300.3 | 299.8 | 299.1 | 293.8 | 6.21 | 0.64 | 6.11 | 4.7 | 10.31% | 300.5 | 6.3162 | 0.54331 | 6.4256 | 0.98297 | 6.1042 | 409.46 | 384.6
2012-05-30 20:50 | 7.03 | 7.02 | 6.91 | 6.68 | 6.48 | 6.19 | 5.94 | 5.67 | 5.45 | 5.04 | 305.1 | 304.6 | 303.8 | 303.4 | 303.1 | 302.6 | 302.6 | 303.1 | 303.4 | 302.8 | 294.7 | 6.28 | 0.7 | 6.1 | 4.55 | 11.15% | 302.6 | 6.1925 | 0.38097 | 6.1535 | 1.0063 | 6.3197 | 425.28 | 434.32
2012-05-30 21:00 | 7.04 | 6.92 | 6.83 | 6.66 | 6.46 | 6.2 | 5.99 | 5.79 | 5.57 | 5.05 | 308.5 | 307.8 | 307.2 | 306.9 | 306.4 | 306.1 | 306.1 | 306 | 305.6 | 305.1 | 297 | 6.23 | 0.59 | 6.1 | 4.83 | 9.47% | 306.1 | 6.2047 | 0.31842 | 6.1695 | 1.0057 | 6.2656 | 413.98 | 423.02
2012-05-30 21:10 | 7.76 | 7.68 | 7.46 | 7.24 | 6.99 | 6.73 | 6.4 | 6.01 | 5.69 | 5.23 | 305.2 | 304.9 | 303.6 | 302.2 | 301.5 | 300.7 | 300.2 | 299.5 | 298.8 | 298.5 | 292.7 | 6.77 | 0.57 | 6.58 | 5.05 | 8.419% | 300.625 | 6.6591 | 0.46461 | 6.6817 | 0.99662 | 6.7471 | 536.02 | 531.5
2012-05-30 21:20 | 7.98 | 7.95 | 7.82 | 7.73 | 7.71 | 7.68 | 7.6 | 7.43 | 7.16 | 6.62 | 308.3 | 307.8 | 306.1 | 304.4 | 303.4 | 302.4 | 301.4 | 300.4 | 299 | 297.9 | 294.8 | 7.55 | 0.62 | 7.42 | 5.91 | 8.212% | 302.25 | 7.555 | 0.096765 | 7.6685 | 0.9852 | 7.4383 | 753.55 | 720.44
2012-05-30 21:30 | 7.35 | 7.25 | 7.07 | 6.85 | 6.66 | 6.46 | 6.22 | 5.99 | 5.76 | 5.31 | 314.1 | 313.1 | 311.8 | 310.4 | 308.9 | 307.6 | 306.7 | 305.2 | 304 | 304 | 299.8 | 6.43 | 0.39 | 6.25 | 4.9 | 6.065% | 307.465 | 6.4204 | 0.34986 | 6.4251 | 0.99928 | 6.4254 | 459.18 | 459.18
2012-05-30 21:40 | 7.8 | 7.72 | 7.52 | 7.34 | 7.27 | 7.18 | 6.96 | 6.71 | 6.38 | 5.83 | 310.5 | 309.9 | 308.6 | 307 | 305.3 | 303.8 | 302.7 | 301.4 | 300.4 | 298.9 | 295.8 | 7.17 | 0.4 | 6.98 | 5.45 | 5.579% | 303.635 | 7.025 | 0.28758 | 7.1481 | 0.98279 | 7.0466 | 639.17 | 603.05
2012-05-30 21:50 | 8.14 | 8.04 | 7.89 | 7.72 | 7.56 | 7.3 | 7.04 | 6.8 | 6.54 | 5.96 | 310.1 | 309.7 | 309.4 | 309 | 308.4 | 307.6 | 306.8 | 305.8 | 305.1 | 304.2 | 299 | 7.37 | 0.38 | 7.2 | 5.4 | 5.156% | 307.48 | 7.2497 | 0.33514 | 7.2622 | 0.99828 | 7.3573 | 699.37 | 696.36
2012-05-30 22:00 | 7.91 | 7.82 | 7.75 | 7.78 | 7.69 | 7.59 | 7.36 | 7.01 | 6.65 | 6.03 | 305.7 | 305.1 | 304.5 | 304 | 303.4 | 302.9 | 302.1 | 300.6 | 299.1 | 298.1 | 294.7 | 7.65 | 0.23 | 7.51 | 5.52 | 3.007% | 302.78 | 7.3714 | 0.28436 | 7.5566 | 0.97549 | 7.4625 | 783.65 | 726.46
2012-05-30 22:10 | 8.08 | 8.07 | 7.99 | 7.88 | 7.77 | 7.59 | 7.34 | 6.96 | 6.51 | 5.83 | 308.6 | 308.2 | 307.4 | 306.5 | 305.5 | 304.3 | 302.9 | 301.6 | 300 | 297.5 | 296.5 | 7.62 | 0.44 | 7.46 | 5.42 | 5.774% | 304.09 | 7.4045 | 0.30951 | 7.5537 | 0.98025 | 7.4695 | 774.62 | 729.47
2012-05-30 22:20 | 6.84 | 6.75 | 6.6 | 6.48 | 6.27 | 6.06 | 5.85 | 5.63 | 5.31 | 4.78 | 314.1 | 314.3 | 312.1 | 310.4 | 309 | 307.6 | 306 | 304.7 | 303.3 | 301 | 299.6 | 6.09 | 0.65 | 5.92 | 4.28 | 10.67% | 307.36 | 6.0106 | 0.32591 | 6.0295 | 0.99688 | 6.071 | 382.34 | 377.82
2012-05-30 22:30 | 7.53 | 7.47 | 7.28 | 7.15 | 6.97 | 6.76 | 6.51 | 6.22 | 5.91 | 5.48 | 303.7 | 303.3 | 302.6 | 302.1 | 301.3 | 300.4 | 299.6 | 298.3 | 297.5 | 295.3 | 292.6 | 6.63 | 0.79 | 6.49 | 5.01 | 11.92% | 300.28 | 6.6794 | 0.34823 | 6.7236 | 0.99343 | 6.5864 | 504.38 | 495.34
2012-05-30 22:40 | 8.3 | 8.22 | 8.08 | 7.83 | 7.65 | 7.41 | 7.1 | 6.78 | 6.35 | 5.72 | 301.2 | 301.1 | 300.6 | 299.7 | 298.6 | 298.2 | 297.7 | 297.7 | 296.4 | 295 | 290.7 | 7.42 | 0.62 | 7.24 | 5.5 | 8.356% | 298.125 | 7.3062 | 0.39492 | 7.3648 | 0.99205 | 7.361 | 714.42 | 696.36
2012-05-30 22:50 | 7.52 | 7.5 | 7.4 | 7.27 | 7.04 | 6.79 | 6.42 | 6.09 | 5.7 | 5.18 | 300.3 | 300 | 299.3 | 298.2 | 297.6 | 297 | 296.1 | 294.7 | 293.9 | 293.2 | 288.9 | 6.71 | 0.49 | 6.52 | 5.11 | 7.303% | 296.865 | 6.6717 | 0.5178 | 6.7357 | 0.9905 | 6.6462 | 522.46 | 508.9
2012-05-30 23:00 | 7.89 | 7.89 | 7.76 | 7.62 | 7.41 | 7.15 | 6.86 | 6.57 | 6.2 | 5.57 | 304 | 303.5 | 302.6 | 301.5 | 300.9 | 300.1 | 298.8 | 297.4 | 296.5 | 295.1 | 291.7 | 7.21 | 0.49 | 7.02 | 5.3 | 6.796% | 299.905 | 7.067 | 0.38262 | 7.1077 | 0.99428 | 7.1687 | 651.21 | 639.17
2012-05-30 23:10 | 7.68 | 7.59 | 7.36 | 7.16 | 6.85 | 6.57 | 6.24 | 5.87 | 5.53 | 5.03 | 302.3 | 302.1 | 301.7 | 300.6 | 300 | 299.1 | 299.1 | 299.3 | 298.3 | 298.7 | 291.3 | 6.72 | 0.6 | 6.51 | 4.81 | 8.929% | 299.1 | 6.53 | 0.47622 | 6.5217 | 1.0013 | 6.7286 | 524.72 | 526.98
2012-05-30 23:20 | 7.49 | 7.41 | 7.26 | 7.14 | 6.94 | 6.75 | 6.53 | 6.25 | 5.86 | 5.21 | 296.8 | 296.2 | 295.6 | 295 | 294.6 | 295 | 295.1 | 293.8 | 292.2 | 288.2 | 285.4 | 6.74 | 0.77 | 6.55 | 4.78 | 11.42% | 295.015 | 6.6598 | 0.30621 | 6.718 | 0.99133 | 6.6815 | 529.24 | 515.68
2012-05-30 23:30 | 7.23 | 7.14 | 6.91 | 6.58 | 6.27 | 5.92 | 5.68 | 5.51 | 5.3 | 4.96 | 294.9 | 294.8 | 294.5 | 293.3 | 291.7 | 290.8 | 290.1 | 290.5 | 291.1 | 291.4 | 285.3 | 6.11 | 0.77 | 5.98 | 4.68 | 12.6% | 290.695 | 6.0459 | 0.38244 | 5.885 | 1.0273 | 6.2771 | 386.86 | 425.28
2012-05-30 23:40 | 7.52 | 7.38 | 7.12 | 6.9 | 6.73 | 6.5 | 6.2 | 5.86 | 5.53 | 5.09 | 299.8 | 299.5 | 299.5 | 298.3 | 297.3 | 296.5 | 296.1 | 295.4 | 294.5 | 293.3 | 289.3 | 6.64 | 0.59 | 6.49 | 5.12 | 8.886% | 296.44 | 6.4152 | 0.43666 | 6.4561 | 0.99365 | 6.5979 | 506.64 | 497.6
2012-05-30 23:50 | 7.18 | 7.09 | 6.95 | 6.77 | 6.53 | 6.27 | 6.12 | 5.91 | 5.64 | 5 | 299.7 | 299.4 | 299.1 | 298.4 | 298.2 | 298 | 297.5 | 297 | 296.5 | 296.1 | 290.3 | 6.42 | 0.63 | 6.19 | 4.66 | 9.813% | 297.925 | 6.3012 | 0.22376 | 6.2483 | 1.0085 | 6.4743 | 456.92 | 468.22
2012-05-31 | 7.2 | 7.12 | 6.9 | 6.7 | 6.43 | 6.24 | 5.98 | 5.69 | 5.31 | 4.71 | 299.4 | 298.8 | 298.4 | 298 | 297.3 | 296.6 | 296 | 296 | 296 | 294.4 | 287.9 | 6.21 | 0.57 | 6.06 | 4.51 | 9.179% | 296.51 | 6.182 | 0.39329 | 6.2021 | 0.99677 | 6.1899 | 409.46 | 404.94
2012-05-31 00:10 | 6.75 | 6.68 | 6.55 | 6.36 | 6.18 | 5.85 | 5.54 | 5.21 | 4.91 | 4.31 | 300 | 299.4 | 298.6 | 297.7 | 296.8 | 296.8 | 296.8 | 296.6 | 296.4 | 296.5 | 288.5 | 5.62 | 0.58 | 5.42 | 4.12 | 10.32% | 296.8 | 5.8098 | 0.50315 | 5.8045 | 1.0009 | 5.6251 | 300.44 | 302.06
2012-05-31 00:20 | 6.44 | 6.38 | 6.15 | 5.96 | 5.8 | 5.5 | 5.2 | 4.88 | 4.64 | 4.28 | 304.2 | 303.6 | 302 | 300.6 | 298.9 | 298 | 296.5 | 295.4 | 294.3 | 293.6 | 290 | 5.47 | 0.73 | 5.37 | 4.01 | 13.35% | 297.775 | 5.463 | 0.51832 | 5.456 | 1.0013 | 5.477 | 276.14 | 277.76
2012-05-31 00:30 | 6.97 | 6.78 | 6.48 | 6.16 | 5.83 | 5.44 | 5.13 | 4.83 | 4.62 | 4.17 | 308.6 | 307.9 | 306.4 | 305 | 303.4 | 302.2 | 301.1 | 299.9 | 299.7 | 298.4 | 293.2 | 5.84 | 0.52 | 5.58 | 4.12 | 8.904% | 302.035 | 5.5408 | 0.5422 | 5.3945 | 1.0271 | 5.9984 | 336.08 | 362
2012-05-31 00:40 | 7.37 | 7.28 | 7.04 | 6.74 | 6.33 | 5.88 | 5.52 | 5.18 | 4.81 | 4.33 | 308.9 | 308.7 | 307.6 | 305.9 | 304.4 | 302.7 | 301.1 | 300.2 | 299.8 | 298.3 | 292.8 | 5.66 | 0.84 | 5.42 | 3.89 | 14.84% | 302.46 | 5.9769 | 0.58384 | 5.827 | 1.0257 | 5.8056 | 306.92 | 331.22
2012-05-31 00:50 | 7.06 | 6.88 | 6.53 | 6.13 | 5.74 | 5.4 | 5.02 | 4.62 | 4.27 | 3.92 | 308.4 | 307.7 | 306.2 | 304.8 | 303.5 | 302.3 | 301.2 | 300.2 | 298.6 | 296.2 | 293.6 | 5.21 | 0.94 | 4.89 | 3.7 | 18.04% | 302.135 | 5.4618 | 0.67431 | 5.3438 | 1.0221 | 5.325 | 234.02 | 251.84
2012-05-31 01:00 | 6.99 | 6.81 | 6.55 | 6.2 | 5.8 | 5.4 | 5.11 | 4.86 | 4.61 | 4.21 | 309.4 | 308.6 | 306.9 | 305.4 | 304.2 | 303.2 | 301.9 | 300.5 | 300.2 | 300.4 | 294.3 | 5.68 | 0.66 | 5.45 | 3.99 | 11.62% | 303.005 | 5.5507 | 0.5101 | 5.3575 | 1.0361 | 5.8849 | 310.16 | 342.56
2012-05-31 01:10 | 7.11 | 6.97 | 6.73 | 6.44 | 6.05 | 5.65 | 5.26 | 4.87 | 4.54 | 4.2 | 309.4 | 308.5 | 306.9 | 305.4 | 303.9 | 302.4 | 301.6 | 300.5 | 299.2 | 297.5 | 293.6 | 5.59 | 0.78 | 5.36 | 3.73 | 13.95% | 302.28 | 5.706 | 0.66096 | 5.5924 | 1.0203 | 5.7035 | 295.58 | 313.4
2012-05-31 01:20 | 6.21 | 6.09 | 5.82 | 5.58 | 5.28 | 4.9 | 4.48 | 4.08 | 3.61 | 3.08 | 309.3 | 308.6 | 307 | 305.7 | 304.5 | 303 | 302.2 | 301.9 | 301.4 | 303.3 | 295.7 | 4.89 | 0.68 | 4.56 | 3.11 | 13.91% | 302.88 | 4.8942 | 0.8281 | 4.8375 | 1.0117 | 4.9473 | 188.01 | 194.55
2012-05-31 01:30 | 6.04 | 5.9 | 5.66 | 5.36 | 5.1 | 4.83 | 4.52 | 4.19 | 3.9 | 3.45 | 310.1 | 309.7 | 309.5 | 309.4 | 308.7 | 307.5 | 306.1 | 306 | 306.3 | 307.1 | 299.8 | 4.89 | 0.58 | 4.67 | 3.1 | 11.86% | 307.29 | 4.8362 | 0.613 | 4.7843 | 1.0108 | 4.943 | 188.01 | 193.46
2012-05-31 01:40 | 5.35 | 5.2 | 4.92 | 4.69 | 4.44 | 4.16 | 3.85 | 3.48 | 3.15 | 2.79 | 311.1 | 311 | 310.2 | 309.6 | 309.2 | 308.8 | 308.7 | 309.1 | 309.1 | 305.6 | 303.1 | 4.26 | 0.49 | 4.04 | 2.85 | 11.5% | 308.785 | 4.1615 | 0.71564 | 4.1141 | 1.0115 | 4.3091 | 119.34 | 124.79
2012-05-31 01:50 | 5.34 | 5.18 | 4.92 | 4.58 | 4.31 | 4.03 | 3.75 | 3.53 | 3.31 | 2.9 | 310.8 | 310.5 | 310.8 | 310.6 | 310.5 | 310.1 | 310.2 | 309.9 | 307.7 | 305.5 | 302.8 | 4.08 | 0.42 | 3.78 | 2.57 | 10.29% | 310.115 | 4.1136 | 0.66545 | 3.9886 | 1.0313 | 4.2079 | 99.72 | 113.89
2012-05-31 02:00 | 5.61 | 5.49 | 5.2 | 4.91 | 4.6 | 4.25 | 3.93 | 3.65 | 3.33 | 2.74 | 313.2 | 312.9 | 312.6 | 312.5 | 312.1 | 311.4 | 310.1 | 308.8 | 307.9 | 307.5 | 302.7 | 4.36 | 0.66 | 3.98 | 2.7 | 15.14% | 311.205 | 4.3317 | 0.72338 | 4.2026 | 1.0307 | 4.4939 | 130.24 | 144.41
2012-05-31 02:10 | 6.25 | 6.05 | 5.68 | 5.35 | 5.08 | 4.82 | 4.57 | 4.33 | 4.1 | 3.85 | 315.5 | 315.5 | 315.6 | 315 | 314.4 | 313.8 | 313.6 | 313.9 | 314 | 314.9 | 307 | 4.9 | 0.7 | 4.73 | 3.64 | 14.29% | 313.77 | 4.8943 | 0.49218 | 4.7834 | 1.0232 | 5.0137 | 189.1 | 201.62
2012-05-31 02:20 | 6.46 | 6.29 | 5.95 | 5.56 | 5.17 | 4.77 | 4.45 | 4.15 | 3.9 | 3.61 | 311.9 | 311.5 | 311.1 | 311.3 | 311.2 | 310.6 | 309.9 | 309.5 | 309 | 307.4 | 304 | 4.79 | 0.73 | 4.52 | 3.23 | 15.24% | 310.495 | 4.9334 | 0.64171 | 4.7228 | 1.0446 | 5.0036 | 177.11 | 200
2012-05-31 02:30 | 6 | 5.85 | 5.58 | 5.23 | 4.95 | 4.62 | 4.33 | 4.06 | 3.91 | 3.74 | 308.3 | 308 | 307.8 | 307.1 | 306.5 | 306 | 306.4 | 306.5 | 306.8 | 306.8 | 300 | 4.76 | 0.58 | 4.52 | 3.31 | 12.18% | 306.06 | 4.7259 | 0.59907 | 4.5773 | 1.0325 | 4.9145 | 173.84 | 190.19
2012-05-31 02:40 | 5.81 | 5.71 | 5.49 | 5.22 | 5 | 4.78 | 4.52 | 4.19 | 3.9 | 3.62 | 308.4 | 308.2 | 307.8 | 307.8 | 307.7 | 307.8 | 308.4 | 308.8 | 308.9 | 309 | 300.1 | 4.78 | 0.56 | 4.55 | 3.58 | 11.72% | 307.89 | 4.7634 | 0.51683 | 4.7419 | 1.0045 | 4.8017 | 176.02 | 178.2
2012-05-31 02:50 | 5.98 | 5.82 | 5.51 | 5.19 | 4.92 | 4.67 | 4.44 | 4.24 | 4.01 | 3.72 | 306.6 | 306.3 | 306.2 | 305.9 | 306.2 | 305.3 | 303.9 | 302.9 | 301.8 | 301.8 | 297.2 | 4.72 | 0.78 | 4.56 | 3.45 | 16.53% | 305.09 | 4.7489 | 0.46671 | 4.6363 | 1.0243 | 4.8346 | 169.48 | 181.47
2012-05-31 03:00 | 5.48 | 5.29 | 5 | 4.75 | 4.45 | 4.13 | 3.82 | 3.57 | 3.33 | 2.98 | 304.6 | 304.2 | 302.9 | 301.4 | 300.3 | 299.7 | 299.1 | 300 | 300.8 | 300.9 | 294.1 | 4.51 | 0.72 | 4.3 | 2.93 | 15.96% | 299.61 | 4.2076 | 0.72105 | 4.0841 | 1.0303 | 4.6464 | 146.59 | 161.85
2012-05-31 03:10 | 4.82 | 4.68 | 4.41 | 4.15 | 3.94 | 3.73 | 3.48 | 3.27 | 3.1 | 2.89 | 302 | 301.5 | 300.4 | 300.2 | 300.4 | 300 | 298.7 | 297.7 | 295.8 | 291.8 | 289.9 | 3.84 | 0.69 | 3.69 | 2.85 | 17.97% | 299.805 | 3.7666 | 0.6411 | 3.6931 | 1.0199 | 3.9164 | 76.44 | 83.72
2012-05-31 03:20 | 4.98 | 4.87 | 4.57 | 4.33 | 4.2 | 4.03 | 3.77 | 3.47 | 3.2 | 2.76 | 299.9 | 299.7 | 299.2 | 298.7 | 298.1 | 297.7 | 296.9 | 296.2 | 296.8 | 297.5 | 290.7 | 3.64 | 0.68 | 3.46 | 2.33 | 18.68% | 297.58 | 3.9717 | 0.61629 | 3.9917 | 0.99499 | 3.6218 | 58.24 | 56.42
2012-05-31 03:30 | 4.75 | 4.66 | 4.52 | 4.41 | 4.33 | 4.29 | 4.24 | 4.1 | 3.97 | 3.69 | 304.1 | 303.5 | 303 | 303 | 302.5 | 301.5 | 300.9 | 301.1 | 301.1 | 300.8 | 294.9 | 4.22 | 0.82 | 4.04 | 3.18 | 19.43% | 301.41 | 4.2571 | 0.10834 | 4.2828 | 0.99401 | 4.1947 | 114.98 | 111.71
2012-05-31 03:40 | 4.51 | 4.47 | 4.36 | 4.22 | 4.09 | 3.95 | 3.86 | 3.85 | 3.85 | 3.82 | 311.7 | 312.4 | 313 | 312.8 | 312.8 | 312.7 | 312.9 | 314.2 | 316.6 | 318.7 | 302.9 | 3.81 | 0.57 | 3.68 | 3.41 | 14.96% | 312.73 | 4.0313 | 0.21299 | 3.937 | 1.024 | 3.9013 | 73.71 | 81.9
2012-05-31 03:50 | 4.15 | 4.06 | 3.94 | 3.89 | 3.9 | 3.89 | 3.85 | 3.82 | 3.81 | 3.74 | 306.7 | 307.1 | 307.7 | 308 | 307.8 | 307.8 | 308.6 | 310.2 | 311.8 | 312.8 | 296.6 | 3.95 | 0.64 | 3.86 | 3.34 | 16.2% | 307.92 | 3.8705 | 0.095515 | 3.8842 | 0.99647 | 3.9361 | 86.45 | 85.54
2012-05-31 04:00 | 4.48 | 4.44 | 4.38 | 4.31 | 4.26 | 4.22 | 4.2 | 4.14 | 4.09 | 4.01 | 309.1 | 309.1 | 309.2 | 309 | 309.4 | 310 | 310.3 | 310.2 | 310.5 | 311.1 | 301.6 | 4.29 | 0.46 | 4.25 | 4.02 | 10.72% | 310.045 | 4.2246 | 0.0439 | 4.2171 | 1.0018 | 4.2976 | 122.61 | 123.7
2012-05-31 04:10 | 3.49 | 3.45 | 3.43 | 3.47 | 3.54 | 3.57 | 3.61 | 3.64 | 3.67 | 3.64 | 305.7 | 305.5 | 305.2 | 304.4 | 304.3 | 303.8 | 302.5 | 301 | 300.8 | 298.5 | 296.5 | 3.71 | 0.41 | 3.7 | 3.52 | 11.05% | 303.605 | 3.5646 | -0.10296 | 3.5757 | 0.99689 | 3.6985 | 64.61 | 63.7
2012-05-31 04:20 | 3.55 | 3.54 | 3.5 | 3.49 | 3.53 | 3.59 | 3.63 | 3.64 | 3.63 | 3.54 | 299.9 | 299.6 | 298.3 | 297.5 | 297.5 | 297.3 | 296.9 | 296.3 | 295.2 | 293.6 | 291.8 | 3.86 | 0.43 | 3.83 | 3.52 | 11.14% | 297.24 | 3.5726 | -0.10239 | 3.5957 | 0.99357 | 3.8352 | 78.26 | 76.44
2012-05-31 04:30 | 3.96 | 3.97 | 4 | 3.93 | 3.85 | 3.84 | 3.81 | 3.79 | 3.77 | 3.69 | 300.9 | 301 | 301.4 | 301.3 | 301 | 300.9 | 300.6 | 301.1 | 301.5 | 301.1 | 295.6 | 3.83 | 0.56 | 3.76 | 3.57 | 14.62% | 300.855 | 3.8488 | 0.072479 | 3.8357 | 1.0034 | 3.8431 | 75.53 | 76.44
2012-05-31 04:40 | 4.1 | 4.11 | 4.1 | 4.18 | 4.21 | 4.24 | 4.19 | 4.06 | 3.95 | 3.9 | 298.7 | 298.4 | 298.1 | 297.6 | 297.1 | 296.5 | 295.9 | 296.1 | 296.4 | 296.7 | 291.1 | 4.25 | 0.45 | 4.27 | 3.92 | 10.59% | 296.41 | 4.1246 | 0.10962 | 4.2328 | 0.97443 | 4.1413 | 118.25 | 106.26
2012-05-31 04:50 | 3.8 | 3.84 | 3.9 | 3.9 | 3.9 | 3.96 | 4.05 | 4.11 | 4.12 | 4.03 | 297.8 | 297.9 | 298.1 | 298.5 | 298.9 | 299 | 299.9 | 301.2 | 301.4 | 302.5 | 295.9 | 4.01 | 0.33 | 4.05 | 3.95 | 8.229% | 299.135 | 3.9899 | -0.20767 | 3.9728 | 1.0043 | 4.0273 | 92.09 | 94.27
2012-05-31 05:00 | 3.34 | 3.35 | 3.39 | 3.47 | 3.56 | 3.63 | 3.69 | 3.81 | 3.87 | 3.95 | 310.5 | 310.3 | 311.1 | 311.7 | 311.6 | 312.1 | 313 | 312.3 | 311.6 | 310.8 | 302.6 | 3.79 | 0.52 | 3.8 | 3.87 | 13.72% | 312.235 | 3.6509 | -0.15149 | 3.6385 | 1.0034 | 3.8029 | 71.89 | 72.8
2012-05-31 05:10 | 3.3 | 3.32 | 3.31 | 3.24 | 3.18 | 3.18 | 3.21 | 3.23 | 3.19 | 3.18 | 303.8 | 304.3 | 301.2 | 298.5 | 297.9 | 297.5 | 296.9 | 296.5 | 296.9 | 299.9 | 286 | 3.26 | 0.78 | 3.26 | 3.17 | 23.93% | 297.41 | 3.2174 | -0.08677 | 3.1843 | 1.0104 | 3.2939 | 23.66 | 26.39
2012-05-31 05:20 | 3.28 | 3.28 | 3.27 | 3.31 | 3.35 | 3.35 | 3.34 | 3.39 | 3.51 | 3.52 | 289.7 | 289.8 | 290 | 290.1 | 290 | 289.4 | 288.1 | 287.9 | 288.4 | 288.9 | 279.1 | 3.4 | 0.79 | 3.41 | 3.3 | 23.24% | 289.205 | 3.3687 | 0.027626 | 3.3486 | 1.006 | 3.4204 | 36.4 | 38.22
2012-05-31 05:30 | 4.14 | 4.13 | 4.09 | 4.17 | 4.21 | 4.22 | 4.16 | 4.17 | 4.24 | 4.25 | 314.7 | 315.4 | 316.2 | 316.4 | 316.5 | 317.1 | 318.1 | 319.1 | 320.3 | 321.4 | 311 | 4.26 | 0.69 | 4.22 | 4.27 | 16.2% | 317.25 | 4.183 | 0.13233 | 4.2114 | 0.99327 | 4.2313 | 119.34 | 116.07
2012-05-31 05:40 | 3.89 | 3.91 | 3.81 | 3.69 | 3.56 | 3.48 | 3.51 | 3.53 | 3.52 | 3.45 | 318.2 | 318.3 | 319.2 | 319 | 319.6 | 319.3 | 318.9 | 319.3 | 319.3 | 316.7 | 304.6 | 3.58 | 0.65 | 3.55 | 3.45 | 18.16% | 319.24 | 3.5891 | -0.079322 | 3.4843 | 1.0301 | 3.6877 | 52.78 | 62.79
2012-05-31 05:50 | 4.02 | 3.99 | 3.96 | 4.01 | 3.95 | 3.88 | 3.83 | 3.79 | 3.69 | 3.57 | 312.8 | 312.3 | 311.8 | 311.8 | 312.4 | 312.5 | 311.6 | 309.9 | 309.5 | 308.7 | 302.1 | 4.08 | 0.74 | 4.12 | 3.76 | 18.14% | 312.365 | 3.8617 | 0.11986 | 3.8728 | 0.99714 | 4.0683 | 99.72 | 98.63
2012-05-31 06:00 | 4.17 | 4.1 | 4.06 | 4.12 | 4.2 | 4.2 | 4.21 | 4.18 | 4.05 | 3.99 | 317.3 | 318.2 | 317.1 | 317.1 | 318 | 319.6 | 320.2 | 321 | 321.2 | 319.6 | 311 | 4.42 | 0.73 | 4.39 | 4.04 | 16.52% | 319.69 | 4.1391 | -0.021976 | 4.2014 | 0.98516 | 4.3544 | 136.78 | 129.15
2012-05-31 06:10 | 4.26 | 4.24 | 4.08 | 3.96 | 3.85 | 3.87 | 3.84 | 3.78 | 3.77 | 3.67 | 303.6 | 302.8 | 302 | 300.8 | 301.4 | 301.3 | 300.9 | 301.1 | 301.7 | 300.7 | 293.4 | 4.11 | 0.86 | 4.05 | 3.58 | 20.92% | 301.24 | 3.882 | 0.071915 | 3.8657 | 1.0042 | 4.1274 | 102.99 | 105.17
2012-05-31 06:20 | 5.33 | 5.38 | 5.38 | 5.4 | 5.39 | 5.5 | 5.59 | 5.58 | 5.59 | 5.26 | 298.8 | 298.2 | 297.6 | 297 | 296.6 | 296.2 | 295.8 | 295 | 295 | 297.5 | 285.6 | 5.32 | 0.66 | 5.33 | 5.15 | 12.41% | 296.14 | 5.478 | -0.14999 | 5.5128 | 0.99369 | 5.2864 | 251.84 | 246.98
2012-05-31 06:30 | 5.22 | 5.2 | 5.24 | 5.29 | 5.25 | 5.21 | 5.15 | 5.15 | 5.15 | 5.01 | 289.3 | 290.5 | 291.1 | 290.7 | 290.7 | 290.9 | 291.4 | 291.8 | 292.9 | 293.1 | 284.9 | 5.17 | 0.55 | 5.15 | 4.83 | 10.64% | 290.975 | 5.1938 | 0.10704 | 5.2014 | 0.99854 | 5.1624 | 227.54 | 225.92
2012-05-31 06:40 | 4.6 | 4.51 | 4.44 | 4.37 | 4.25 | 4.11 | 4.06 | 4.05 | 4.02 | 4.12 | 302.3 | 301.1 | 300.7 | 301 | 300.8 | 300.6 | 300.1 | 299.7 | 300.1 | 299 | 294.7 | 4.26 | 0.72 | 4.23 | 3.89 | 16.9% | 300.525 | 4.1935 | 0.11311 | 4.1028 | 1.0221 | 4.3542 | 119.34 | 129.15
2012-05-31 06:50 | 5.28 | 5.29 | 5.43 | 5.46 | 5.45 | 5.44 | 5.5 | 5.5 | 5.49 | 5.48 | 306.8 | 306.9 | 307.3 | 306.5 | 306 | 305.9 | 306.1 | 306.5 | 306.9 | 305.9 | 298.6 | 5.57 | 0.77 | 5.61 | 5.43 | 13.82% | 305.93 | 5.4604 | -0.10136 | 5.4486 | 1.0022 | 5.5821 | 292.34 | 293.96
2012-05-31 07:00 | 5.74 | 5.7 | 5.66 | 5.66 | 5.67 | 5.69 | 5.68 | 5.68 | 5.69 | 5.79 | 305.3 | 305.1 | 304.2 | 304.1 | 304.4 | 304.1 | 304.5 | 305.6 | 306.5 | 309.2 | 292.6 | 5.8 | 1 | 5.81 | 5.64 | 17.24% | 304.16 | 5.6816 | 0.016255 | 5.6886 | 0.99877 | 5.7929 | 329.6 | 327.98
2012-05-31 07:10 | 4.27 | 4.23 | 4.12 | 4.07 | 4.07 | 4.07 | 4.13 | 4.19 | 4.21 | 4.32 | 296.7 | 297.4 | 297.6 | 297.9 | 298.8 | 299.9 | 300.5 | 300.6 | 299.6 | 298.1 | 285.4 | 4.11 | 0.78 | 4.06 | 3.95 | 18.98% | 299.99 | 4.1378 | -0.13524 | 4.0785 | 1.0145 | 4.1697 | 102.99 | 109.53
2012-05-31 07:20 | 5.55 | 5.58 | 5.55 | 5.58 | 5.64 | 5.71 | 5.75 | 5.83 | 5.74 | 5.64 | 317.8 | 317.4 | 317.2 | 316.6 | 317.1 | 317.8 | 318.3 | 318 | 318.6 | 318.6 | 308.4 | 5.68 | 1.18 | 5.69 | 5.62 | 20.77% | 317.875 | 5.6844 | -0.06451 | 5.7157 | 0.99451 | 5.6488 | 310.16 | 305.3
2012-05-31 08:20 | 4.17 | 4.17 | 4.19 | 4.29 | 4.27 | 4.17 | 4.11 | 3.91 | 3.73 | 3.41 | 357.6 | 357.2 | 359 | 1.3 | 1.2 | 0.1 | 359.4 | 357.2 | 356 | 352.3 | 343.9 | 4.34 | 0.62 | 4.18 | 3.5 | 14.29% | -0.005 | 4.0716 | 0.13393 | 4.1614 | 0.97843 | 4.2464 | 128.06 | 118.25
2012-05-31 08:30 | 2.38 | 2.4 | 2.41 | 2.37 | 2.4 | 2.38 | 2.32 | 2.33 | 2.32 | 2.24 | 8.8 | 6.9 | 4.6 | 2.4 | 1.6 | 0.2 | 358.4 | 357.9 | 353.3 | 348.1 | 343.6 | 2.32 | 0.86 | 2.23 | 2 | 37.07% | -0.07 | 2.3497 | 0.23595 | 2.3713 | 0.99091 | 2.2989 | 0 | 0
2012-05-31 08:40 | 3.95 | 3.95 | 3.85 | 3.77 | 3.79 | 3.72 | 3.68 | 3.63 | 3.53 | 3.52 | 310.7 | 311.7 | 310.2 | 308.8 | 309.1 | 311.4 | 312.4 | 311.6 | 312.1 | 312.7 | 300.8 | 3.78 | 1.55 | 3.76 | 3.46 | 41.01% | 311.55 | 3.7096 | 0.099904 | 3.7142 | 0.99874 | 3.7752 | 70.98 | 70.98
2012-05-31 08:50 | 4.31 | 4.3 | 4.26 | 4.23 | 4.23 | 4.23 | 4.25 | 4.32 | 4.41 | 4.38 | 305.3 | 305.4 | 306.1 | 306.5 | 306.5 | 306.9 | 307.7 | 308.7 | 309.8 | 311.1 | 298.8 | 4.84 | 0.61 | 4.83 | 4.55 | 12.6% | 307.02 | 4.2813 | -0.04359 | 4.2329 | 1.0114 | 4.8954 | 182.56 | 189.1
2012-05-31 09:20 | 2.87 | 2.8 | 2.79 | 2.87 | 2.86 | 2.85 | 2.77 | 2.66 | 2.65 | 2.69 | 339.6 | 340 | 337.6 | 336.4 | 333.3 | 332.6 | 334 | 332.1 | 333.1 | 332.8 | 304.1 | 2.1 | 1.03 | 2.06 | 1.84 | 49.05% | 332.81 | 2.775 | 0.26311 | 2.8384 | 0.97765 | 2.0531 | 0 | 0
2012-06-01 13:40 | 5.22 | 5.16 | 5.12 | 5.04 | 4.96 | 4.88 | 4.74 | 4.64 | 4.38 | 4.13 | 358.1 | 357.8 | 358.8 | 359.2 | 359.9 | 1.4 | 3.5 | 4.4 | 5.2 | 7.7 | 351.7 | 4.91 | 0.85 | 4.7 | 4.21 | 17.31% | 1.715 | 4.8042 | 0.26899 | 4.8597 | 0.98857 | 4.8539 | 190.19 | 183.65
2012-06-01 22:50 | 4.61 | 4.54 | 4.3 | 4.13 | 4 | 3.82 | 3.81 | 3.69 | 3.75 | 3.29 | 8.2 | 7 | 3.7 | 4 | 3.6 | 2.3 | 2.7 | 0.9 | 359 | 1.3 | 350.1 | 3.89 | 0.38 | 3.73 | 2.82 | 9.769% | 2.36 | 3.927 | 0.024223 | 3.8186 | 1.0284 | 4.0005 | 80.99 | 91
2012-06-01 23:00 | 4.71 | 4.59 | 4.44 | 4.21 | 3.95 | 3.66 | 3.44 | 3.37 | 3.47 | 3.27 | 2.8 | 3.2 | 1 | 357.8 | 355 | 353.3 | 351.7 | 350.2 | 346.7 | 347.8 | 343.7 | 3.69 | 0.45 | 3.44 | 2.55 | 12.2% | 353.06 | 3.8057 | 0.57286 | 3.6276 | 1.0491 | 3.8711 | 62.79 | 79.17
2012-06-01 23:10 | 4.55 | 4.34 | 4.07 | 3.88 | 3.75 | 3.55 | 3.46 | 3.34 | 3.28 | 3.14 | 5.7 | 4 | 2.7 | 1.1 | 359.5 | 357.1 | 357.1 | 356.5 | 353.7 | 350.8 | 349.5 | 3.64 | 0.55 | 3.51 | 2.49 | 15.11% | 357.1 | 3.6312 | 0.2373 | 3.537 | 1.0267 | 3.737 | 58.24 | 67.34
2012-06-01 23:20 | 4.8 | 4.6 | 4.28 | 4.15 | 4 | 3.78 | 3.5 | 3.37 | 3.26 | 2.89 | 8.1 | 7.4 | 5.2 | 4.4 | 3.3 | 0.5 | 359.1 | 356.8 | 357.7 | 358.7 | 348.2 | 3.79 | 0.78 | 3.56 | 2.48 | 20.58% | 0.29 | 3.7808 | 0.7112 | 3.7385 | 1.0113 | 3.8329 | 71.89 | 75.53
2012-06-01 23:30 | 5.19 | 5.06 | 4.8 | 4.62 | 4.28 | 3.99 | 3.82 | 3.68 | 3.62 | 3.29 | 8.2 | 7.4 | 5.4 | 3.3 | 1.6 | 360 | 358.8 | 356.8 | 353.7 | 351 | 346.8 | 4.37 | 0.42 | 4.14 | 2.93 | 9.611% | 359.82 | 4.1363 | 0.40236 | 3.9652 | 1.0432 | 4.5586 | 131.33 | 152.04
2012-06-01 23:40 | 5.38 | 5.25 | 5.05 | 4.83 | 4.58 | 4.28 | 3.9 | 3.53 | 3.26 | 2.81 | 4.1 | 4.1 | 3.2 | 1.4 | 359.5 | 358.1 | 354.7 | 353.3 | 350.7 | 349.3 | 346 | 4.33 | 0.51 | 3.96 | 2.44 | 11.78% | 357.59 | 4.2524 | 0.85919 | 4.2234 | 1.0069 | 4.3597 | 126.97 | 130.24
2012-06-01 23:50 | 5.44 | 5.28 | 5.02 | 4.73 | 4.34 | 3.94 | 3.61 | 3.25 | 3.1 | 2.68 | 6.4 | 5.3 | 4.3 | 2.5 | 1 | 359.1 | 355.7 | 350.8 | 347.9 | 346.6 | 347.2 | 4.19 | 0.52 | 3.8 | 2.33 | 12.41% | 358.59 | 4.0736 | 0.80834 | 3.8909 | 1.0469 | 4.3867 | 111.71 | 133.51
2012-06-02 | 5.49 | 5.35 | 4.95 | 4.7 | 4.42 | 4.16 | 3.84 | 3.57 | 3.25 | 3.09 | 8.5 | 7.5 | 6.5 | 4.5 | 2.3 | 0.7 | 359.1 | 356 | 354.1 | 348.2 | 350.4 | 4.26 | 0.4 | 3.91 | 2.34 | 9.39% | 0.46 | 4.185 | 0.73967 | 4.1126 | 1.0176 | 4.3351 | 119.34 | 128.06
2012-06-03 18:20 | 7.74 | 7.63 | 7.44 | 7.24 | 7.05 | 6.8 | 6.48 | 6.12 | 5.73 | 5 | 60.6 | 60.1 | 59.6 | 59.3 | 59.1 | 59.1 | 59.3 | 59.5 | 59.8 | 59.9 | 51.83 | 6.93 | 0.6 | 6.63 | 4.48 | 8.658% | 59.13 | 6.6949 | 0.44543 | 6.7532 | 0.99137 | 6.8702 | 572.18 | 558.62
2012-06-03 23:20 | 7.18 | 7 | 6.54 | 6.17 | 5.85 | 5.61 | 5.34 | 4.97 | 4.75 | 4.42 | 77 | 76.4 | 75.5 | 75.3 | 74.7 | 73.5 | 73.5 | 73.4 | 74.4 | 74 | 65.88 | 5.73 | 0.72 | 5.48 | 3.76 | 12.57% | 73.5 | 5.6571 | 0.45581 | 5.5705 | 1.0155 | 5.8191 | 318.26 | 332.84
2012-06-03 23:30 | 6.53 | 6.34 | 6.01 | 5.77 | 5.54 | 5.31 | 5.11 | 4.92 | 4.76 | 4.51 | 77.1 | 77 | 76.8 | 76.7 | 77 | 77.1 | 77.2 | 77.4 | 77.5 | 79.1 | 69.37 | 5.45 | 0.53 | 5.26 | 4.12 | 9.725% | 77.115 | 5.3693 | 0.35478 | 5.2809 | 1.0168 | 5.5413 | 272.9 | 287.48
2012-06-03 23:40 | 7.35 | 7.23 | 7.03 | 6.76 | 6.49 | 6.25 | 6.02 | 5.78 | 5.52 | 5.21 | 77.8 | 77.4 | 76.4 | 75.3 | 75.3 | 76 | 77 | 77.6 | 78.3 | 81 | 69.11 | 6.53 | 0.75 | 6.31 | 4.74 | 11.49% | 76.15 | 6.2762 | 0.34648 | 6.2165 | 1.0096 | 6.5927 | 481.78 | 495.34
2012-06-03 23:50 | 7.54 | 7.42 | 7.17 | 6.89 | 6.62 | 6.34 | 6.09 | 5.89 | 5.64 | 5.08 | 79.2 | 79 | 78.5 | 78 | 77.5 | 76.8 | 76.5 | 76.6 | 76.6 | 78 | 69.34 | 6.39 | 0.66 | 6.18 | 4.42 | 10.33% | 76.755 | 6.3854 | 0.37177 | 6.3036 | 1.013 | 6.473 | 450.14 | 468.22
2012-06-04 | 7.87 | 7.7 | 7.42 | 7.18 | 6.95 | 6.72 | 6.48 | 6.25 | 5.97 | 5.44 | 84.1 | 83.3 | 82.2 | 81.8 | 81.2 | 81 | 81.1 | 81.4 | 81.7 | 81.2 | 73.62 | 6.81 | 0.66 | 6.57 | 4.85 | 9.692% | 81.015 | 6.7134 | 0.33607 | 6.6851 | 1.0042 | 6.8389 | 545.06 | 551.84
2012-06-04 00:10 | 7.7 | 7.59 | 7.33 | 7.05 | 6.77 | 6.52 | 6.29 | 5.98 | 5.59 | 4.92 | 82.6 | 81.8 | 81 | 80.1 | 79.3 | 79.3 | 79.9 | 80.7 | 81.2 | 82.1 | 71.44 | 6.67 | 0.53 | 6.48 | 4.67 | 7.946% | 79.39 | 6.5121 | 0.33187 | 6.4865 | 1.0039 | 6.6963 | 513.42 | 520.2
2012-06-04 00:20 | 7.77 | 7.67 | 7.48 | 7.28 | 7.06 | 6.77 | 6.5 | 6.17 | 5.9 | 5.38 | 81.3 | 80.8 | 80 | 78.9 | 78.2 | 77.7 | 77.6 | 77.7 | 78.6 | 80.1 | 70.72 | 6.72 | 0.58 | 6.55 | 4.57 | 8.631% | 77.685 | 6.74 | 0.3761 | 6.7306 | 1.0014 | 6.7294 | 524.72 | 526.98
2012-06-04 00:30 | 7.62 | 7.53 | 7.32 | 7.1 | 6.91 | 6.73 | 6.53 | 6.27 | 5.92 | 5.28 | 79.6 | 79 | 78.1 | 78.2 | 78.1 | 78.1 | 77.5 | 77 | 77.2 | 78.9 | 70.71 | 6.59 | 0.59 | 6.47 | 4.67 | 8.953% | 78.01 | 6.6738 | 0.27878 | 6.701 | 0.99594 | 6.5633 | 495.34 | 488.56
2012-06-04 00:40 | 7.62 | 7.51 | 7.18 | 6.86 | 6.64 | 6.38 | 6.15 | 5.78 | 5.47 | 4.9 | 79.7 | 79.4 | 78.2 | 77.2 | 77.1 | 77.5 | 78.2 | 78.4 | 77.8 | 77.1 | 68.8 | 6.62 | 0.39 | 6.39 | 4.27 | 5.891% | 77.605 | 6.3707 | 0.33929 | 6.3465 | 1.0038 | 6.6452 | 502.12 | 508.9
2012-06-04 00:50 | 7.5 | 7.35 | 7.12 | 6.87 | 6.55 | 6.22 | 5.93 | 5.59 | 5.14 | 4.44 | 78.4 | 78.1 | 77.1 | 76.4 | 76.6 | 76.8 | 76 | 76.5 | 77.6 | 80.5 | 67.37 | 6.38 | 0.44 | 6.08 | 3.79 | 6.897% | 76.68 | 6.2258 | 0.44122 | 6.1776 | 1.0078 | 6.4297 | 447.88 | 459.18
2012-06-04 01:00 | 7.44 | 7.43 | 7.25 | 6.94 | 6.64 | 6.3 | 6.02 | 5.67 | 5.35 | 4.68 | 82.3 | 81.3 | 80 | 79.2 | 77.7 | 77.3 | 77.7 | 78.1 | 77.3 | 77.9 | 69.53 | 6.55 | 0.44 | 6.31 | 3.9 | 6.718% | 77.36 | 6.3266 | 0.42012 | 6.2591 | 1.0108 | 6.6206 | 486.3 | 502.12
2012-06-04 01:10 | 6.86 | 6.83 | 6.72 | 6.45 | 6.24 | 6.17 | 5.96 | 5.61 | 5.34 | 4.85 | 84.3 | 83.9 | 83.9 | 84.9 | 84.7 | 82.6 | 81 | 80.2 | 80.2 | 81 | 72.82 | 6.3 | 0.52 | 6.08 | 4.11 | 8.254% | 82.36 | 6.0624 | 0.32 | 6.1395 | 0.98745 | 6.221 | 429.8 | 411.72
2012-06-04 02:20 | 6.51 | 6.43 | 6.32 | 6.15 | 6.11 | 6.09 | 5.98 | 5.72 | 5.38 | 4.83 | 72.3 | 72.5 | 72.2 | 72.2 | 71.9 | 71.9 | 71.7 | 72.4 | 73.3 | 76 | 63.74 | 5.91 | 0.48 | 5.78 | 3.89 | 8.122% | 71.87 | 5.9417 | 0.16844 | 6.0741 | 0.9782 | 5.7812 | 347.42 | 326.36
2012-06-04 02:30 | 6.22 | 6.11 | 5.86 | 5.65 | 5.4 | 5.17 | 5.03 | 4.92 | 4.83 | 4.56 | 76 | 75.1 | 73.3 | 71.8 | 71.1 | 70.8 | 70.8 | 70.8 | 71.4 | 72.8 | 61.79 | 5.51 | 0.5 | 5.31 | 3.61 | 9.074% | 70.8 | 5.2766 | 0.25369 | 5.1497 | 1.0246 | 5.6458 | 282.62 | 305.3
2012-06-04 02:40 | 6.82 | 6.77 | 6.5 | 6.27 | 6.04 | 5.73 | 5.42 | 5.11 | 4.89 | 4.59 | 79.2 | 79 | 77.1 | 76.8 | 76.9 | 76.5 | 75.7 | 74.7 | 73 | 72.1 | 66.68 | 6.04 | 0.48 | 5.79 | 3.54 | 7.947% | 76.38 | 5.7379 | 0.51398 | 5.6845 | 1.0094 | 6.0967 | 371.04 | 384.6
2012-06-04 02:50 | 6.78 | 6.82 | 6.43 | 6.12 | 5.76 | 5.49 | 5.39 | 5.16 | 4.84 | 4.41 | 81.8 | 81.1 | 81.1 | 80.5 | 81.7 | 81.7 | 81.5 | 80.7 | 78.5 | 78.5 | 71.58 | 5.83 | 0.43 | 5.64 | 3.83 | 7.376% | 81.67 | 5.6277 | 0.16988 | 5.4756 | 1.0278 | 5.992 | 334.46 | 360.38
2012-06-04 03:00 | 6.77 | 6.58 | 6.25 | 5.97 | 5.82 | 5.62 | 5.28 | 5 | 4.73 | 4.22 | 86.4 | 85.2 | 83.9 | 82.9 | 81.7 | 83.2 | 85.2 | 85.8 | 85.7 | 84.9 | 75.92 | 5.79 | 0.45 | 5.61 | 3.95 | 7.772% | 83.5 | 5.5452 | 0.57669 | 5.57 | 0.99556 | 5.7643 | 327.98 | 323.12
2012-06-04 04:30 | 4.64 | 4.57 | 4.44 | 4.29 | 4.11 | 3.95 | 3.64 | 3.28 | 2.95 | 2.63 | 57 | 56.7 | 55.1 | 53.4 | 52.4 | 51.4 | 49.1 | 44.5 | 40.9 | 38.7 | 42.97 | 3.99 | 0.42 | 3.8 | 2.11 | 10.53% | 51.055 | 3.8336 | 0.75528 | 3.904 | 0.98197 | 3.9181 | 90.09 | 83.72
2012-06-04 04:40 | 4.98 | 4.89 | 4.78 | 4.65 | 4.51 | 4.33 | 4.08 | 3.89 | 3.57 | 2.95 | 61.9 | 62 | 62 | 62.2 | 62 | 61.3 | 60.4 | 59.6 | 57.8 | 54.7 | 53.87 | 4.42 | 0.31 | 4.23 | 2.46 | 7.014% | 61.165 | 4.2575 | 0.54957 | 4.2933 | 0.99168 | 4.3832 | 136.78 | 132.42
2012-06-04 04:50 | 4.89 | 4.81 | 4.64 | 4.48 | 4.33 | 4.18 | 4.02 | 3.8 | 3.52 | 3.04 | 58.8 | 58.6 | 58.3 | 58.1 | 58.3 | 58.6 | 58 | 58.3 | 58.3 | 56.8 | 50.11 | 4.3 | 0.25 | 4.14 | 2.77 | 5.814% | 58.51 | 4.1427 | 0.36067 | 4.1567 | 0.99665 | 4.2856 | 123.7 | 122.61
2012-06-04 05:00 | 4.7 | 4.6 | 4.5 | 4.35 | 4.16 | 4.03 | 3.94 | 3.63 | 3.27 | 2.74 | 55 | 54.5 | 53.7 | 53.7 | 54.3 | 54.9 | 53.7 | 53.3 | 54 | 52.7 | 46.58 | 4.12 | 0.28 | 3.95 | 2.69 | 6.796% | 54.72 | 3.9856 | 0.20871 | 4.017 | 0.99218 | 4.0878 | 104.08 | 100.81
2012-06-04 05:10 | 4.91 | 4.85 | 4.71 | 4.52 | 4.32 | 4.09 | 3.86 | 3.63 | 3.39 | 2.89 | 58.8 | 58.4 | 57.7 | 57.8 | 57.7 | 57.3 | 56.9 | 56.4 | 55.2 | 54.5 | 50.45 | 4.29 | 0.42 | 4.07 | 2.69 | 9.79% | 57.24 | 4.0915 | 0.53485 | 4.0562 | 1.0087 | 4.3273 | 122.61 | 126.97
2012-06-04 05:20 | 5.18 | 5.09 | 4.92 | 4.73 | 4.58 | 4.46 | 4.27 | 4.1 | 3.91 | 3.53 | 68 | 68.5 | 67.9 | 66.1 | 64.2 | 63.4 | 62.8 | 61.9 | 61.8 | 61.8 | 55.99 | 4.58 | 0.3 | 4.43 | 3.02 | 6.55% | 63.31 | 4.4227 | 0.40231 | 4.4323 | 0.99783 | 4.5701 | 154.22 | 153.13
2012-06-04 05:30 | 5.08 | 5.09 | 5.07 | 5.02 | 4.86 | 4.63 | 4.35 | 4.14 | 3.9 | 3.42 | 65.8 | 66.2 | 66.5 | 67.1 | 66.2 | 65.4 | 65 | 65.5 | 65.5 | 65.3 | 57.77 | 4.51 | 0.32 | 4.34 | 2.89 | 7.095% | 65.34 | 4.564 | 0.57646 | 4.5888 | 0.9946 | 4.4857 | 146.59 | 144.41
2012-06-04 05:40 | 4.88 | 4.84 | 4.82 | 4.79 | 4.7 | 4.5 | 4.41 | 4.17 | 3.82 | 3.35 | 66.8 | 67.2 | 68.6 | 71.8 | 74.3 | 73 | 71.6 | 67.4 | 65.2 | 67.1 | 59.16 | 4.23 | 0.34 | 4.11 | 3.22 | 8.038% | 72.79 | 4.435 | 0.18669 | 4.487 | 0.98841 | 4.181 | 116.07 | 110.62
2012-06-04 05:50 | 5.48 | 5.38 | 5.28 | 5.14 | 5 | 4.7 | 4.59 | 4.42 | 4.21 | 3.8 | 63.8 | 64.3 | 67 | 68.7 | 69.6 | 70.7 | 69.6 | 66.5 | 65.9 | 66.9 | 57.47 | 4.84 | 0.4 | 4.66 | 3.55 | 8.264% | 70.535 | 4.7539 | 0.21885 | 4.6841 | 1.0149 | 4.9122 | 182.56 | 190.19
2012-06-04 06:00 | 5.56 | 5.45 | 5.25 | 4.85 | 4.55 | 4.34 | 4.34 | 4.24 | 3.94 | 3.52 | 62.9 | 62.2 | 61.7 | 61 | 65.6 | 71.6 | 74.2 | 73.1 | 72.6 | 73 | 57.56 | 4.6 | 0.32 | 4.43 | 3.31 | 6.957% | 71.99 | 4.4837 | 0 | 4.34 | 1.0331 | 4.7523 | 156.4 | 172.75
2012-06-04 06:10 | 5.46 | 5.37 | 5.21 | 4.86 | 4.61 | 4.46 | 4.23 | 3.96 | 3.59 | 3.05 | 61.5 | 62 | 63 | 64.2 | 64 | 62.2 | 61.7 | 62 | 62.3 | 62.6 | 54.71 | 4.5 | 0.43 | 4.21 | 2.82 | 9.556% | 62.125 | 4.4422 | 0.48928 | 4.4263 | 1.0036 | 4.5161 | 145.5 | 147.68
2012-06-04 06:20 | 5.43 | 5.33 | 5.11 | 4.87 | 4.65 | 4.39 | 4.15 | 3.96 | 3.82 | 3.46 | 62.1 | 62.7 | 63.2 | 64.5 | 65.7 | 66.2 | 66 | 66.6 | 66.7 | 69.9 | 58.49 | 4.65 | 0.26 | 4.42 | 3.35 | 5.591% | 66.17 | 4.4449 | 0.51954 | 4.3548 | 1.0207 | 4.7462 | 161.85 | 172.75
2012-06-04 06:30 | 5.29 | 5.2 | 4.99 | 4.65 | 4.49 | 4.26 | 3.93 | 3.67 | 3.52 | 3.18 | 66.1 | 65.4 | 64.2 | 65.3 | 65.9 | 65.3 | 66.7 | 68.9 | 71.2 | 74.7 | 60.68 | 4.19 | 0.63 | 3.99 | 2.72 | 15.04% | 65.51 | 4.2518 | 0.7451 | 4.2111 | 1.0097 | 4.2305 | 111.71 | 116.07
2012-06-04 06:40 | 4.67 | 4.54 | 4.27 | 4.07 | 3.88 | 3.7 | 3.53 | 3.32 | 3.12 | 2.76 | 67.2 | 67.9 | 68.5 | 69.6 | 70.3 | 69.9 | 67.8 | 66.7 | 65.9 | 67.4 | 58.29 | 3.82 | 0.44 | 3.6 | 2.83 | 11.52% | 69.585 | 3.7221 | 0.43465 | 3.6751 | 1.0128 | 3.8688 | 74.62 | 79.17
2012-06-04 06:50 | 4.64 | 4.56 | 4.39 | 4.22 | 3.98 | 3.74 | 3.51 | 3.29 | 3.01 | 2.64 | 66.4 | 66.9 | 67.1 | 65.9 | 64.1 | 63.1 | 64.1 | 65.4 | 67.8 | 70.7 | 55.91 | 3.95 | 0.57 | 3.73 | 2.93 | 14.43% | 63.25 | 3.7617 | 0.58652 | 3.7061 | 1.015 | 4.0093 | 86.45 | 92.09
2012-06-04 07:00 | 4.37 | 4.18 | 4.02 | 3.9 | 3.84 | 3.71 | 3.61 | 3.51 | 3.43 | 3.23 | 72.2 | 72.4 | 68.8 | 65.4 | 63.9 | 61.8 | 60.3 | 58.9 | 60.4 | 59.8 | 56.66 | 3.61 | 0.49 | 3.48 | 3.02 | 13.57% | 61.575 | 3.708 | 0.2525 | 3.6955 | 1.0034 | 3.6222 | 55.51 | 56.42
2012-06-04 07:10 | 4.13 | 4.02 | 3.93 | 3.91 | 3.73 | 3.63 | 3.49 | 3.35 | 3.08 | 2.77 | 73.1 | 72.6 | 70.5 | 67.4 | 63.5 | 62.5 | 62.6 | 63.4 | 64.4 | 66.4 | 61 | 3.41 | 0.62 | 3.34 | 2.69 | 18.18% | 62.515 | 3.5747 | 0.36346 | 3.6096 | 0.99032 | 3.377 | 37.31 | 34.58
2012-06-04 07:20 | 4.63 | 4.51 | 4.33 | 4.17 | 4.02 | 3.84 | 3.75 | 3.65 | 3.49 | 3.21 | 79.4 | 80.3 | 78.2 | 74.6 | 73.5 | 73.8 | 72.8 | 73.2 | 74.4 | 73.9 | 66.09 | 3.8 | 0.58 | 3.66 | 2.73 | 15.26% | 73.65 | 3.8941 | 0.21916 | 3.827 | 1.0175 | 3.8667 | 72.8 | 79.17
2012-06-04 07:30 | 5.22 | 5.11 | 5.02 | 4.91 | 4.8 | 4.6 | 4.42 | 4.27 | 4.09 | 3.67 | 74.3 | 74 | 73.7 | 74.8 | 76.5 | 76.3 | 75.6 | 75.6 | 76.7 | 75.7 | 66.54 | 4.71 | 0.7 | 4.55 | 2.93 | 14.86% | 76.195 | 4.5791 | 0.36887 | 4.5738 | 1.0012 | 4.7155 | 168.39 | 169.48
2012-06-04 07:40 | 5.1 | 5.02 | 4.79 | 4.58 | 4.45 | 4.31 | 4.16 | 4.04 | 3.97 | 3.73 | 75.6 | 76.3 | 77 | 76.6 | 76.3 | 74.6 | 74.2 | 74.5 | 74.4 | 75.2 | 67.29 | 4.54 | 0.82 | 4.28 | 3.1 | 18.06% | 74.54 | 4.3371 | 0.32734 | 4.2882 | 1.0114 | 4.5917 | 149.86 | 155.31
2012-06-04 07:50 | 5.51 | 5.47 | 5.26 | 5.14 | 5.11 | 5.02 | 4.79 | 4.6 | 4.35 | 3.86 | 67.6 | 66.5 | 67.8 | 68.8 | 68.8 | 68.3 | 68.3 | 68.1 | 66.7 | 64.4 | 58.06 | 5.03 | 0.54 | 4.8 | 3.6 | 10.74% | 68.3 | 4.8881 | 0.4334 | 4.9864 | 0.98028 | 4.9308 | 204.86 | 192.37
2012-06-04 08:00 | 4.87 | 4.76 | 4.63 | 4.55 | 4.47 | 4.53 | 4.57 | 4.48 | 4.39 | 4.14 | 63.1 | 62.1 | 61.2 | 60.5 | 61.6 | 62.1 | 62 | 62.4 | 61.9 | 59 | 56.27 | 4.45 | 0.75 | 4.33 | 3.42 | 16.85% | 62.085 | 4.5084 | -0.08124 | 4.5357 | 0.99397 | 4.4232 | 140.05 | 136.78
2012-06-04 08:10 | 5.24 | 5.17 | 5.07 | 4.92 | 4.84 | 4.69 | 4.57 | 4.33 | 4.1 | 3.61 | 69.8 | 70 | 70.5 | 71.1 | 70.7 | 71.7 | 72.1 | 73 | 73.9 | 75.1 | 57.48 | 5.02 | 0.59 | 5 | 3.94 | 11.75% | 71.76 | 4.6346 | 0.23952 | 4.6726 | 0.99186 | 4.9791 | 203.24 | 197.82
2012-06-04 08:20 | 4.73 | 4.7 | 4.65 | 4.53 | 4.39 | 4.23 | 4.19 | 4.23 | 4.19 | 4.01 | 73.2 | 73.9 | 74.2 | 74.5 | 74 | 71.8 | 71.2 | 71.9 | 73 | 76.2 | 59.6 | 4.62 | 0.58 | 4.5 | 4.08 | 12.55% | 71.71 | 4.337 | 0.087801 | 4.2242 | 1.0267 | 4.7433 | 158.58 | 171.66
2012-06-04 09:10 | 4.8 | 4.75 | 4.79 | 4.78 | 4.86 | 4.87 | 4.84 | 4.85 | 4.81 | 4.51 | 87 | 86.5 | 85.4 | 85.3 | 84.6 | 84 | 83.1 | 82.1 | 80.7 | 78.4 | 79.3 | 4.27 | 0.9 | 4.35 | 3.91 | 21.08% | 83.865 | 4.8087 | 0.057102 | 4.8657 | 0.9883 | 4.22 | 120.43 | 114.98
2012-06-04 09:30 | 5.45 | 5.39 | 5.26 | 5.09 | 5.03 | 4.89 | 4.75 | 4.52 | 4.35 | 4.16 | 93.3 | 93.2 | 93.5 | 93.6 | 93.8 | 93.7 | 93.7 | 94.1 | 93.8 | 95.3 | 82.14 | 4.82 | 0.83 | 4.75 | 4.04 | 17.22% | 93.7 | 4.8424 | 0.26843 | 4.8697 | 0.9944 | 4.793 | 180.38 | 177.11
2012-06-04 09:40 | 4.81 | 4.75 | 4.64 | 4.47 | 4.41 | 4.37 | 4.26 | 4.02 | 3.82 | 3.73 | 79.7 | 78.7 | 78.1 | 78.1 | 79.9 | 80.9 | 83.1 | 84.8 | 86.8 | 86.1 | 81.29 | 3.92 | 1.02 | 3.83 | 3.46 | 26.02% | 81.23 | 4.2809 | 0.23559 | 4.3541 | 0.98319 | 3.8541 | 83.72 | 77.35
2012-06-04 09:50 | 5.71 | 5.75 | 5.66 | 5.6 | 5.58 | 5.58 | 5.56 | 5.48 | 5.41 | 5.27 | 91.9 | 92.5 | 91.9 | 91.8 | 91.1 | 90.3 | 89.8 | 89.6 | 88.5 | 87.4 | 83.54 | 5.16 | 0.97 | 5.13 | 4.6 | 18.8% | 90.225 | 5.545 | 0.033181 | 5.5771 | 0.99424 | 5.1303 | 225.92 | 221.06
2012-06-05 13:30 | 1.89 | 1.87 | 1.8 | 1.83 | 1.76 | 1.72 | 1.7 | 1.77 | 1.87 | 1.98 | 353.3 | 354.1 | 353.3 | 351.3 | 347.1 | 348.6 | 350 | 346.5 | 341.2 | 334.4 | 326 | 1.69 | 0.5 | 1.61 | 1.8 | 29.59% | 348.81 | 1.7864 | 0.10808 | 1.7171 | 1.0403 | 1.7582 | 0 | 0
2012-06-05 13:40 | 1.81 | 1.74 | 1.65 | 1.67 | 1.74 | 1.85 | 2.01 | 2.06 | 2 | 1.92 | 359.9 | 358 | 358.4 | 357 | 353.2 | 349.8 | 344.6 | 344.2 | 339.8 | 331.4 | 327.1 | 2.16 | 0.41 | 2.08 | 2.03 | 18.98% | 349.02 | 1.8565 | -0.76653 | 1.8721 | 0.99166 | 2.142 | 0 | 0
2012-06-05 13:50 | 1.75 | 1.72 | 1.72 | 1.75 | 1.79 | 1.81 | 1.77 | 1.77 | 1.91 | 2.04 | 13.7 | 14.5 | 11.5 | 10.1 | 10.3 | 8.8 | 7.7 | 8.6 | 11 | 11 | 348.3 | 1.8 | 0.48 | 1.73 | 2 | 26.67% | 8.635 | 1.8033 | 0.20651 | 1.8042 | 0.99947 | 1.799 | 0 | 0
2012-06-05 14:00 | 1.58 | 1.5 | 1.47 | 1.42 | 1.41 | 1.38 | 1.51 | 1.57 | 1.61 | 1.83 | 49.3 | 44.9 | 43.2 | 44.5 | 47 | 51 | 47.7 | 48.2 | 51.3 | 58.8 | 27.61 | 1.79 | 0.46 | 1.67 | 1.66 | 25.7% | 50.505 | 1.5035 | -0.83193 | 1.3979 | 1.0755 | 1.9252 | 0 | 0
2012-06-05 14:10 | 2.26 | 2.26 | 2.32 | 2.3 | 2.23 | 2.17 | 2.1 | 2.11 | 2.12 | 2.18 | 185.4 | 189.2 | 190.5 | 189.2 | 188.9 | 191 | 187.8 | 184.7 | 182.4 | 178.1 | 175.8 | 2.02 | 1.42 | 1.85 | 2.03 | 70.3% | 190.52 | 2.186 | 0.30301 | 2.1598 | 1.0121 | 2.0445 | 0 | 0
2012-06-05 14:20 | 4.86 | 4.95 | 4.98 | 5.08 | 5.1 | 5.1 | 5.15 | 5.13 | 4.98 | 4.88 | 183.1 | 183 | 184.9 | 185.1 | 185 | 184.7 | 185.1 | 185.8 | 185.8 | 186.2 | 176.2 | 5.4 | 0.82 | 5.14 | 4.43 | 15.19% | 184.76 | 5.0627 | -0.090157 | 5.1071 | 0.99129 | 5.353 | 264.8 | 256.7
2012-06-05 14:30 | 4.74 | 4.65 | 4.61 | 4.61 | 4.5 | 4.37 | 4.34 | 4.35 | 4.31 | 4.11 | 190.2 | 189.7 | 191.8 | 193.2 | 194.5 | 195.2 | 196.2 | 196.5 | 196.8 | 196.4 | 183.1 | 4.33 | 0.55 | 3.74 | 3.36 | 12.7% | 195.35 | 4.4282 | 0.063658 | 4.3657 | 1.0143 | 4.392 | 126.97 | 133.51
2012-06-05 15:10 | 6.02 | 5.97 | 5.99 | 5.99 | 5.92 | 5.83 | 5.84 | 5.81 | 5.82 | 5.92 | 158 | 157.6 | 157.6 | 157.8 | 158.1 | 159.1 | 159.9 | 160.5 | 161.6 | 162 | 157.2 | 5.32 | 0.82 | 5.51 | 5.65 | 15.41% | 159.22 | 5.8859 | -0.015837 | 5.8314 | 1.0093 | 5.3697 | 251.84 | 259.94
2012-06-05 15:20 | 6.1 | 5.98 | 5.74 | 5.58 | 5.4 | 5.25 | 5.16 | 5.11 | 5.04 | 4.96 | 167.8 | 166.9 | 165.9 | 165.3 | 164.7 | 163.9 | 163.2 | 162.8 | 160.6 | 160.7 | 153.5 | 4.94 | 0.9 | 4.85 | 4.78 | 18.22% | 163.795 | 5.3337 | 0.15979 | 5.237 | 1.0185 | 5.0312 | 193.46 | 204.86
2012-06-05 19:20 | 1.4 | 1.39 | 1.25 | 1.19 | 1.22 | 1.2 | 1.32 | 1.44 | 1.58 | 1.75 | 110.9 | 107.1 | 99.7 | 92.9 | 87.6 | 81 | 78 | 73.5 | 68.6 | 66.9 | 68.93 | 1.31 | 0.21 | 1.29 | 1.8 | 16.03% | 80.55 | 1.3336 | -0.88076 | 1.2165 | 1.0962 | 1.4361 | 0 | 0
2012-06-05 19:30 | 1.22 | 1.18 | 1.06 | 1.06 | 1.08 | 1.06 | 1.16 | 1.35 | 1.55 | 1.92 | 100.3 | 105 | 101.3 | 100.5 | 97.2 | 91.4 | 88.2 | 84.9 | 82.7 | 77.2 | 77.1 | 1.1 | 0.28 | 1.13 | 1.84 | 25.45% | 90.92 | 1.2604 | -0.83308 | 1.0738 | 1.1738 | 1.2911 | 0 | 0
2012-06-05 20:30 | 2.18 | 2.25 | 2.37 | 2.44 | 2.52 | 2.5 | 2.52 | 2.55 | 2.53 | 2.57 | 92 | 91.8 | 89.5 | 88.8 | 88.1 | 88.1 | 88.5 | 88.2 | 87.4 | 90.1 | 81.6 | 2.63 | 0.12 | 2.6 | 2.44 | 4.563% | 88.16 | 2.489 | -0.073634 | 2.5029 | 0.99446 | 2.6154 | 0 | 0
2012-06-05 20:40 | 2.25 | 2.32 | 2.4 | 2.45 | 2.44 | 2.43 | 2.44 | 2.43 | 2.45 | 2.5 | 93.1 | 90.8 | 87.7 | 88.3 | 87.1 | 87.6 | 86.4 | 86.4 | 86.3 | 87.8 | 79.73 | 2.56 | 0.12 | 2.54 | 2.33 | 4.688% | 87.42 | 2.4333 | -0.037951 | 2.4314 | 1.0008 | 2.5619 | 0 | 0
2012-06-05 22:30 | 2.22 | 2.19 | 2.05 | 1.98 | 2.01 | 2.19 | 2.36 | 2.57 | 2.86 | 3.18 | 104.8 | 107.5 | 107.4 | 106.9 | 103.2 | 99.1 | 95.8 | 94.1 | 96.4 | 100.4 | 84.36 | 2.15 | 0.13 | 2.33 | 3.13 | 6.047% | 98.605 | 2.3836 | -0.69086 | 2.2136 | 1.0768 | 2.3151 | 0 | 0
2012-06-05 23:20 | 1.9 | 1.88 | 1.89 | 2.02 | 2.18 | 2.4 | 2.52 | 2.57 | 2.77 | 2.94 | 88 | 84.9 | 79.2 | 69.5 | 62.6 | 60.9 | 60.5 | 58.8 | 58.1 | 56.5 | 60.66 | 2.05 | 0.93 | 2.05 | 2.89 | 45.37% | 60.84 | 2.3903 | -0.45087 | 2.4168 | 0.98904 | 2.0275 | 0 | 0
2012-06-05 23:30 | 1.05 | 1.02 | 1.02 | 0.99 | 1.1 | 1.22 | 1.34 | 1.51 | 1.68 | 2.08 | 84 | 84.7 | 85.8 | 83.8 | 83.3 | 83 | 80.3 | 78 | 76.6 | 78 | 80.03 | 1.12 | 0.46 | 1.18 | 2.21 | 41.07% | 82.595 | 1.3683 | -0.86698 | 1.2365 | 1.1066 | 1.2394 | 0 | 0
2012-06-05 23:40 | 1.5 | 1.47 | 1.68 | 2.08 | 2.42 | 2.55 | 2.6 | 2.6 | 2.57 | 2.35 | 91.2 | 86.3 | 77.8 | 68.3 | 64.5 | 60.6 | 57.8 | 58.2 | 56.5 | 53.1 | 53.31 | 2.53 | 0.06 | 2.53 | 2.01 | 2.372% | 60.18 | 2.3764 | -0.17944 | 2.5571 | 0.92934 | 2.3512 | 0 | 0
2012-06-05 23:50 | 0.93 | 0.93 | 1.08 | 1.36 | 1.6 | 1.83 | 2.12 | 2.41 | 2.64 | 2.69 | 97.2 | 87.8 | 84.7 | 80.4 | 75.2 | 66.7 | 59.9 | 55.1 | 53.9 | 52.5 | 56.16 | 1.9 | 0.41 | 2.15 | 2.42 | 21.58% | 65.68 | 2.0026 | -1.3593 | 1.869 | 1.0715 | 2.0358 | 0 | 0
2012-06-06 | 0.79 | 0.78 | 0.79 | 1 | 1.22 | 1.48 | 1.84 | 2.26 | 2.6 | 2.8 | 76 | 79.2 | 75.3 | 74.8 | 76.1 | 73.2 | 69.3 | 65.6 | 63.5 | 65.5 | 66.85 | 1.47 | 0.5 | 1.82 | 2.51 | 34.01% | 72.615 | 1.8707 | -2.012 | 1.5269 | 1.2252 | 1.801 | 0 | 0
2012-06-06 00:10 | 0.88 | 0.89 | 0.98 | 1.34 | 1.84 | 2.25 | 2.4 | 2.53 | 2.64 | 2.67 | 111.9 | 108.2 | 83.4 | 73.5 | 68.8 | 68.4 | 68.6 | 69.6 | 69.5 | 71.6 | 58.85 | 2.3 | 0.23 | 2.42 | 2.38 | 10% | 68.43 | 2.1722 | -0.5964 | 2.2709 | 0.95655 | 2.2001 | 0 | 0
2012-06-06 00:20 | 0.82 | 0.84 | 0.99 | 1.51 | 1.97 | 2.28 | 2.5 | 2.64 | 2.68 | 2.62 | 101.2 | 93.9 | 80 | 72.3 | 67.5 | 67.8 | 69.1 | 69.3 | 71.2 | 71.2 | 59.87 | 2.38 | 0.09 | 2.48 | 2.19 | 3.782% | 67.995 | 2.2391 | -0.85124 | 2.3103 | 0.96918 | 2.3066 | 0 | 0
2012-06-06 00:30 | 1.11 | 1.24 | 1.59 | 1.99 | 2.29 | 2.51 | 2.7 | 2.78 | 2.83 | 2.79 | 56.5 | 59.3 | 57.8 | 54.5 | 56.7 | 59.5 | 64.2 | 66.9 | 68.6 | 65.5 | 51.26 | 2.48 | 0.18 | 2.57 | 2.42 | 7.258% | 60.205 | 2.4511 | -0.67431 | 2.5364 | 0.9664 | 2.3967 | 0 | 0
2012-06-06 00:40 | 2.21 | 2.28 | 2.51 | 2.62 | 2.67 | 2.68 | 2.68 | 2.67 | 2.74 | 2.85 | 54.5 | 56.2 | 57.4 | 63 | 66.6 | 70.3 | 71.3 | 71.2 | 69.3 | 62.3 | 62.53 | 2.69 | 0.19 | 2.67 | 2.63 | 7.063% | 70.45 | 2.6415 | 0 | 2.68 | 0.98562 | 2.6513 | 0 | 0
2012-06-06 00:50 | 3.24 | 3.24 | 3.27 | 3.28 | 3.21 | 3.11 | 2.98 | 2.88 | 2.79 | 2.98 | 74.2 | 76.7 | 78.6 | 80.6 | 80.8 | 79.6 | 77.9 | 74.8 | 72.1 | 66 | 69.71 | 3.09 | 0.21 | 2.96 | 2.68 | 6.796% | 79.345 | 3.0725 | 0.39458 | 3.091 | 0.99401 | 3.0715 | 8.19 | 6.37
2012-06-06 01:00 | 3.18 | 3.19 | 3.26 | 3.4 | 3.5 | 3.52 | 3.53 | 3.35 | 3.19 | 2.98 | 78.9 | 81.3 | 83.6 | 85.5 | 86.9 | 88 | 88.4 | 88.3 | 88 | 86.4 | 79.62 | 3.53 | 0.11 | 3.46 | 2.66 | 3.116% | 88.06 | 3.3733 | -0.026216 | 3.5214 | 0.95792 | 3.3815 | 48.23 | 34.58
2012-06-06 01:10 | 2.83 | 2.86 | 3.12 | 3.22 | 3.38 | 3.4 | 3.4 | 3.37 | 3.29 | 3.16 | 82.6 | 84 | 88.5 | 90.1 | 91.5 | 90.5 | 91.2 | 91 | 91.7 | 92.1 | 82.46 | 3.5 | 0.09 | 3.38 | 2.79 | 2.571% | 90.605 | 3.2947 | 0 | 3.4 | 0.96902 | 3.3916 | 45.5 | 35.49
2012-06-06 01:40 | 2.53 | 2.7 | 2.87 | 2.91 | 2.89 | 2.92 | 2.87 | 2.87 | 2.86 | 2.83 | 90.9 | 91 | 90.8 | 92 | 92.2 | 89.1 | 84.9 | 84.3 | 86.8 | 89.1 | 78.59 | 2.98 | 0.2 | 2.95 | 2.77 | 6.711% | 88.47 | 2.8701 | 0.15961 | 2.9128 | 0.98534 | 2.9363 | 0 | 0
2012-06-06 02:00 | 1.79 | 1.81 | 2.03 | 2.29 | 2.6 | 2.9 | 3.02 | 3.06 | 3.02 | 2.98 | 68.9 | 74 | 84.8 | 88.7 | 90.5 | 90.3 | 87.3 | 85.1 | 83.6 | 85.4 | 81.59 | 2.95 | 0.22 | 3.1 | 2.95 | 7.458% | 89.85 | 2.7491 | -0.37469 | 2.9169 | 0.94247 | 2.7803 | 0 | 0
2012-06-06 02:10 | 1.24 | 1.34 | 1.65 | 1.96 | 2.32 | 2.62 | 2.79 | 2.99 | 3.1 | 3.01 | 45.4 | 56.1 | 71.7 | 81.5 | 84.9 | 83.6 | 82.4 | 80.3 | 78.7 | 78.3 | 75.82 | 2.67 | 0.11 | 2.82 | 2.95 | 4.12% | 83.42 | 2.5902 | -0.58096 | 2.6437 | 0.97978 | 2.616 | 0 | 0
2012-06-06 02:20 | 1.98 | 2.08 | 2.25 | 2.38 | 2.6 | 2.77 | 2.76 | 2.72 | 2.68 | 2.57 | 60.8 | 65.9 | 72.6 | 75.1 | 77.4 | 76.3 | 75.8 | 76.1 | 75.2 | 73.8 | 69.24 | 2.72 | 0.24 | 2.78 | 2.23 | 8.824% | 76.225 | 2.5971 | 0.033421 | 2.7686 | 0.93808 | 2.5516 | 0 | 0
2012-06-06 02:30 | 2.3 | 2.41 | 2.56 | 2.68 | 2.78 | 2.75 | 2.62 | 2.44 | 2.3 | 1.97 | 74.9 | 74.2 | 76.2 | 75.9 | 74.7 | 72.2 | 68.5 | 70.1 | 72.1 | 64.7 | 63.65 | 2.75 | 0.1 | 2.67 | 1.59 | 3.636% | 71.645 | 2.5655 | 0.44751 | 2.731 | 0.93939 | 2.5833 | 0 | 0
2012-06-06 02:40 | 2.44 | 2.46 | 2.44 | 2.36 | 2.23 | 1.98 | 1.76 | 1.68 | 1.7 | 1.86 | 68 | 69 | 67.9 | 66 | 62.3 | 59.4 | 58.9 | 56.7 | 46 | 20.8 | 48.96 | 2.06 | 0.25 | 1.84 | 1.99 | 12.14% | 59.325 | 2.0332 | 1.0884 | 1.9469 | 1.0444 | 2.1514 | 0 | 0
2012-06-06 02:50 | 2.62 | 2.58 | 2.3 | 2.02 | 1.73 | 1.51 | 1.35 | 1.44 | 1.68 | 1.87 | 70.2 | 68.5 | 65 | 62.6 | 63.5 | 61.4 | 51.9 | 36.5 | 23.1 | 11.2 | 52.33 | 1.63 | 0.16 | 1.47 | 1.66 | 9.816% | 59.975 | 1.7379 | 1.035 | 1.486 | 1.1695 | 1.9064 | 0 | 0
2012-06-06 03:00 | 2.36 | 2.28 | 2.09 | 1.79 | 1.56 | 1.33 | 1.2 | 1.18 | 1.47 | 1.8 | 65.4 | 63.6 | 62.7 | 60.8 | 61 | 61 | 54.2 | 37.4 | 24.5 | 18.2 | 53.62 | 1.5 | 0.09 | 1.23 | 1.67 | 6% | 59.98 | 1.5589 | 0.9505 | 1.3105 | 1.1895 | 1.7843 | 0 | 0
2012-06-06 03:10 | 1.96 | 1.98 | 1.78 | 1.64 | 1.52 | 1.51 | 1.51 | 1.6 | 1.82 | 2.06 | 57.3 | 56.6 | 53.7 | 55.1 | 53 | 45.7 | 37.1 | 30.3 | 26.9 | 28.4 | 36.86 | 1.59 | 0.14 | 1.52 | 2.17 | 8.805% | 44.41 | 1.6379 | 0 | 1.51 | 1.0847 | 1.7246 | 0 | 0
2012-06-06 03:20 | 2.15 | 2.13 | 1.94 | 1.81 | 1.7 | 1.82 | 1.96 | 2 | 2.19 | 2.43 | 45.7 | 44.9 | 39.2 | 35 | 30.6 | 22.8 | 19.9 | 21.7 | 24.9 | 25.3 | 11.7 | 1.81 | 0.13 | 1.91 | 2.41 | 7.182% | 22.365 | 1.9467 | -0.68483 | 1.8394 | 1.0583 | 1.9155 | 0 | 0
2012-06-06 03:30 | 2.17 | 2.17 | 2.05 | 2.03 | 2.11 | 2.13 | 2.2 | 2.26 | 2.46 | 2.8 | 35.5 | 33.7 | 27 | 21.8 | 20.3 | 22.1 | 22.9 | 23.5 | 25.1 | 24.8 | 10.5 | 2.1 | 0.28 | 2.07 | 2.62 | 13.33% | 22.22 | 2.2266 | -0.29881 | 2.1399 | 1.0405 | 2.1851 | 0 | 0
2012-06-06 03:40 | 2.66 | 2.69 | 2.76 | 2.79 | 2.9 | 2.99 | 3.06 | 3.24 | 3.32 | 3.39 | 20.8 | 21.2 | 22.5 | 22.8 | 23.8 | 24.6 | 24.7 | 24.4 | 24.5 | 25.7 | 13.9 | 3.02 | 0.22 | 3 | 3.04 | 7.285% | 24.615 | 3.0362 | -0.21385 | 2.9999 | 1.0121 | 3.0565 | 1.82 | 5.46
2012-06-06 03:50 | 2.87 | 2.87 | 2.91 | 3.04 | 3.18 | 3.27 | 3.37 | 3.52 | 3.48 | 3.07 | 25.2 | 25.1 | 23.1 | 23.6 | 24.3 | 25 | 26.8 | 28.5 | 30.4 | 29.8 | 12.8 | 3.29 | 0.13 | 3.29 | 2.55 | 3.951% | 25.27 | 3.2469 | -0.27836 | 3.2841 | 0.98866 | 3.2527 | 26.39 | 22.75
2012-06-06 04:00 | 3.04 | 3 | 3.01 | 3.03 | 3.08 | 3.15 | 3.31 | 3.58 | 3.66 | 3.32 | 23.6 | 22.8 | 21.9 | 22.8 | 24.9 | 27.5 | 30.7 | 33.5 | 35.9 | 36.5 | 15.4 | 3.15 | 0.14 | 3.17 | 2.74 | 4.444% | 27.98 | 3.2608 | -0.45785 | 3.1724 | 1.0278 | 3.2377 | 13.65 | 21.84
2012-06-06 04:10 | 3.15 | 3.17 | 3.14 | 3.16 | 3.18 | 3.24 | 3.34 | 3.44 | 3.37 | 3.06 | 22.1 | 23.9 | 26.1 | 28.9 | 32.3 | 33.9 | 35.2 | 35.1 | 36 | 37.1 | 23.7 | 3.22 | 0.21 | 3.24 | 2.6 | 6.522% | 34.095 | 3.2523 | -0.2809 | 3.2541 | 0.99944 | 3.2182 | 20.02 | 20.02
2012-06-06 04:20 | 3.27 | 3.23 | 3.07 | 3.08 | 2.92 | 2.78 | 2.69 | 2.68 | 2.65 | 2.27 | 25.1 | 27.4 | 29.8 | 33.3 | 37.9 | 41 | 40.2 | 38.3 | 35.6 | 33.1 | 34.66 | 2.87 | 0.22 | 2.73 | 1.93 | 7.666% | 40.88 | 2.8161 | 0.30412 | 2.7669 | 1.0178 | 2.921 | 0 | 0
2012-06-06 04:30 | 3.2 | 3.08 | 2.76 | 2.63 | 2.54 | 2.51 | 2.51 | 2.56 | 2.56 | 2.29 | 26.8 | 29.4 | 35.7 | 37.1 | 36.3 | 36 | 34.9 | 33.8 | 34.2 | 36.5 | 31.76 | 2.51 | 0.1 | 2.42 | 1.95 | 3.984% | 35.835 | 2.5896 | 0 | 2.51 | 1.0317 | 2.5896 | 0 | 0
2012-06-06 04:40 | 3.18 | 3.09 | 2.99 | 2.89 | 2.88 | 2.88 | 2.85 | 2.76 | 2.65 | 2.53 | 31 | 31.5 | 32.3 | 34.4 | 34.4 | 34.8 | 35.7 | 37.3 | 38 | 38.6 | 26.96 | 2.81 | 0.17 | 2.77 | 1.94 | 6.05% | 34.935 | 2.8384 | 0.096765 | 2.8757 | 0.98704 | 2.7736 | 0 | 0
2012-06-06 04:50 | 3.29 | 3.15 | 3.1 | 3.06 | 3.1 | 3.1 | 3.12 | 3.14 | 3.16 | 2.93 | 30.4 | 33.4 | 34.9 | 37.5 | 38.5 | 39.1 | 40.6 | 40 | 38.5 | 38.2 | 30.14 | 3.07 | 0.18 | 3 | 2.72 | 5.863% | 39.325 | 3.103 | -0.059428 | 3.1029 | 1 | 3.0701 | 6.37 | 6.37
2012-06-06 05:00 | 3.02 | 3.01 | 3.07 | 3.07 | 3.04 | 2.98 | 2.87 | 2.74 | 2.58 | 2.4 | 41.1 | 42.2 | 44.8 | 45 | 45.2 | 44.9 | 45.6 | 46.9 | 46.8 | 45.7 | 37.36 | 2.78 | 0.34 | 2.62 | 2.1 | 12.23% | 45.005 | 2.894 | 0.34757 | 2.964 | 0.9764 | 2.7144 | 0 | 0
2012-06-06 05:10 | 2.71 | 2.59 | 2.54 | 2.54 | 2.49 | 2.46 | 2.53 | 2.6 | 2.57 | 2.52 | 54.2 | 53.7 | 51.9 | 51.3 | 48.5 | 44.6 | 42.6 | 40.7 | 39.8 | 41 | 38.34 | 2.36 | 0.49 | 2.32 | 1.9 | 20.76% | 44.3 | 2.5249 | -0.25928 | 2.4699 | 1.0223 | 2.4126 | 0 | 0
2012-06-06 05:20 | 2.28 | 2.16 | 2.01 | 1.85 | 1.83 | 1.84 | 1.8 | 1.81 | 1.79 | 1.78 | 70.8 | 71.4 | 70.5 | 69.4 | 69.9 | 69.4 | 69.5 | 68.8 | 68.6 | 66.1 | 50.83 | 1.99 | 0.27 | 1.94 | 1.74 | 13.57% | 69.415 | 1.8576 | 0.20311 | 1.8342 | 1.0127 | 2.0153 | 0 | 0
2012-06-06 05:30 | 2.76 | 2.65 | 2.48 | 2.38 | 2.25 | 2.1 | 1.94 | 1.81 | 1.69 | 1.51 | 62.8 | 65.9 | 72.7 | 80.1 | 85 | 88.4 | 88.6 | 86.6 | 84.7 | 83.8 | 74.76 | 2.14 | 0.22 | 2.02 | 1.57 | 10.28% | 88.43 | 2.0889 | 0.73234 | 2.0763 | 1.0061 | 2.153 | 0 | 0
2012-06-06 05:40 | 2.56 | 2.48 | 2.4 | 2.31 | 2.15 | 1.96 | 1.77 | 1.6 | 1.43 | 1.24 | 70.5 | 72.2 | 76.4 | 80.8 | 85.1 | 90 | 94.3 | 98.4 | 101.8 | 108.4 | 83.97 | 2.06 | 0.4 | 1.95 | 1.32 | 19.42% | 90.645 | 1.9547 | 0.94226 | 1.9316 | 1.012 | 2.0847 | 0 | 0
2012-06-06 05:50 | 1.97 | 1.89 | 1.75 | 1.61 | 1.55 | 1.46 | 1.36 | 1.35 | 1.31 | 1.19 | 77.7 | 78.2 | 79.9 | 80.7 | 81.6 | 81.7 | 80.4 | 78.3 | 75 | 74.9 | 77.43 | 1.3 | 0.41 | 1.2 | 1.11 | 31.54% | 81.505 | 1.4979 | 0.65566 | 1.4452 | 1.0364 | 1.3474 | 0 | 0
2012-06-06 06:00 | 1.51 | 1.52 | 1.51 | 1.41 | 1.21 | 1.09 | 1.08 | 1.1 | 1.12 | 0.99 | 76.9 | 77.7 | 77.6 | 76.3 | 73 | 66.8 | 60 | 46 | 25.5 | 4 | 23.3 | 1.27 | 0.45 | 1.13 | 1.07 | 35.43% | 65.78 | 1.1772 | 0.085171 | 1.0886 | 1.0814 | 1.3734 | 0 | 0
2012-06-06 06:10 | 1.28 | 1.31 | 1.41 | 1.42 | 1.4 | 1.4 | 1.44 | 1.5 | 1.53 | 1.59 | 336.2 | 334.4 | 331.6 | 327.4 | 325.2 | 326.9 | 329 | 330 | 329.9 | 326.2 | 327 | 1.52 | 0.59 | 1.5 | 1.91 | 38.82% | 327.215 | 1.4459 | -0.26033 | 1.4057 | 1.0286 | 1.5635 | 0 | 0
2012-06-06 06:20 | 1.51 | 1.56 | 1.63 | 1.68 | 1.73 | 1.78 | 1.82 | 1.83 | 1.9 | 2.01 | 0.3 | 357.3 | 353.2 | 349 | 343.8 | 338.1 | 333.8 | 330.7 | 329.5 | 326.9 | 329 | 1.98 | 0.35 | 1.97 | 2.12 | 17.68% | 337.455 | 1.7607 | -0.20536 | 1.7857 | 0.98601 | 1.9523 | 0 | 0
2012-06-06 06:30 | 1.11 | 1.17 | 1.27 | 1.31 | 1.29 | 1.27 | 1.29 | 1.38 | 1.47 | 1.53 | 357.2 | 352.3 | 343.9 | 336.4 | 332.5 | 329.1 | 324.8 | 320 | 317.3 | 317.9 | 329.6 | 1.62 | 0.43 | 1.56 | 1.51 | 26.54% | 328.455 | 1.3174 | -0.14439 | 1.2728 | 1.035 | 1.6767 | 0 | 0
2012-06-06 06:40 | 1.21 | 1.18 | 1.13 | 1.09 | 1.09 | 1.07 | 1.07 | 1.18 | 1.32 | 1.38 | 44.8 | 40.1 | 31.1 | 19.3 | 5.6 | 347.5 | 332.3 | 321.6 | 315.1 | 311.1 | 344.3 | 1.22 | 0.49 | 1.19 | 1.34 | 40.16% | 345.22 | 1.0214 | 0 | 1.07 | 0.9546 | 1.1646 | 0 | 0
2012-06-06 06:50 | 1.43 | 1.41 | 1.3 | 1.18 | 1.1 | 1.12 | 1.09 | 1.03 | 1 | 1.03 | 54.1 | 50.1 | 41.8 | 24.7 | 356.6 | 298.8 | 279 | 283.1 | 284.3 | 277.9 | 299.4 | 1.01 | 0.28 | 0.98 | 1.1 | 27.72% | 295.83 | 0.87285 | 0.2509 | 1.1157 | 0.78236 | 0.79019 | 0 | 0
2012-06-06 07:00 | 1.38 | 1.31 | 1.4 | 1.3 | 1.36 | 1.47 | 1.52 | 1.59 | 1.6 | 1.55 | 292.9 | 294.9 | 289.4 | 286.8 | 284.3 | 276.5 | 270.2 | 266.3 | 262.3 | 254.6 | 269.5 | 1.03 | 0.27 | 0.98 | 0.85 | 26.21% | 275.555 | 1.4438 | -0.30909 | 1.4771 | 0.97745 | 1.0068 | 0 | 0
2012-06-06 07:10 | 1.57 | 1.53 | 1.53 | 1.49 | 1.45 | 1.48 | 1.5 | 1.56 | 1.63 | 1.87 | 310.3 | 311.4 | 308.5 | 307.5 | 313.4 | 313.6 | 311.8 | 311.3 | 308.8 | 305.9 | 289.6 | 1.74 | 0.35 | 1.72 | 1.7 | 20.11% | 313.33 | 1.5401 | -0.12404 | 1.4828 | 1.0386 | 1.8071 | 0 | 0
2012-06-06 07:20 | 2.28 | 2.23 | 2.26 | 2.17 | 2.2 | 2.18 | 2.16 | 2.17 | 2.26 | 2.34 | 298.8 | 296.6 | 297.2 | 293.8 | 290.4 | 289.6 | 290.2 | 289.3 | 289.5 | 284.7 | 294.3 | 1.94 | 0.29 | 1.99 | 1.98 | 14.95% | 289.69 | 2.2037 | 0.085171 | 2.1771 | 1.0122 | 1.9637 | 0 | 0
2012-06-06 07:30 | 2.12 | 2.13 | 2.1 | 2.04 | 2.1 | 2.08 | 2.13 | 2.13 | 2.12 | 2.09 | 300.5 | 300.5 | 303.1 | 302.6 | 298.1 | 295.1 | 291.6 | 291.1 | 292.1 | 296 | 291.1 | 2.14 | 0.35 | 2.06 | 1.81 | 16.36% | 294.575 | 2.0947 | -0.21951 | 2.0871 | 1.0037 | 2.1478 | 0 | 0
2012-06-06 07:40 | 2.4 | 2.36 | 2.25 | 2.21 | 2.25 | 2.2 | 2.21 | 2.17 | 2.15 | 2.32 | 303.5 | 303 | 305.2 | 307.4 | 310.9 | 313.1 | 314.9 | 315.6 | 314.2 | 317.6 | 311.5 | 2.23 | 0.36 | 2.17 | 1.9 | 16.14% | 313.37 | 2.2123 | -0.041909 | 2.2014 | 1.0049 | 2.241 | 0 | 0
2012-06-06 07:50 | 2.52 | 2.5 | 2.5 | 2.5 | 2.5 | 2.47 | 2.49 | 2.51 | 2.59 | 2.54 | 324.6 | 323.8 | 327.7 | 328.6 | 330.5 | 331.5 | 331.9 | 332.8 | 335.2 | 336.8 | 319.8 | 2.46 | 0.36 | 2.46 | 2.58 | 14.63% | 331.56 | 2.5066 | -0.074524 | 2.4729 | 1.0136 | 2.4935 | 0 | 0
2012-06-06 08:10 | 2.66 | 2.53 | 2.67 | 2.68 | 2.67 | 2.69 | 2.75 | 2.74 | 2.72 | 2.77 | 322.5 | 319.8 | 316.3 | 316.7 | 315.9 | 314 | 313.6 | 313.3 | 310.7 | 310.5 | 291.5 | 2.58 | 0.47 | 2.54 | 2.61 | 18.22% | 313.94 | 2.6979 | -0.20385 | 2.6985 | 0.99977 | 2.5794 | 0 | 0
2012-06-06 08:20 | 2.55 | 2.6 | 2.66 | 2.55 | 2.53 | 2.6 | 2.62 | 2.66 | 2.71 | 2.81 | 305.6 | 305.4 | 303.4 | 305.3 | 303.1 | 300.5 | 298.8 | 296 | 295.2 | 295 | 286.2 | 2.59 | 0.44 | 2.63 | 2.72 | 16.99% | 300.245 | 2.6224 | -0.070812 | 2.6029 | 1.0075 | 2.6094 | 0 | 0
2012-06-06 08:40 | 3.4 | 3.49 | 3.33 | 3.29 | 3.14 | 3.03 | 3.03 | 2.98 | 3.03 | 3.14 | 334 | 335.8 | 335.3 | 334.6 | 334.8 | 334.6 | 332.9 | 332.5 | 331.3 | 332 | 324.7 | 3.04 | 0.85 | 2.92 | 2.73 | 27.96% | 334.345 | 3.1341 | 0 | 3.03 | 1.0343 | 3.1444 | 3.64 | 12.74
2012-06-06 08:50 | 3.93 | 3.9 | 3.92 | 3.85 | 3.78 | 3.72 | 3.68 | 3.67 | 3.68 | 3.85 | 313.1 | 311.6 | 310.5 | 309.3 | 309.9 | 310.2 | 309.3 | 309.6 | 311.4 | 312.3 | 301.9 | 3.8 | 0.64 | 3.81 | 3.7 | 16.84% | 310.065 | 3.7641 | 0.099904 | 3.7142 | 1.0134 | 3.851 | 72.8 | 77.35
2012-06-06 13:20 | 4.54 | 4.49 | 4.47 | 4.4 | 4.3 | 4.28 | 4.28 | 4.16 | 3.98 | 3.82 | 49 | 51 | 51.7 | 51.6 | 51 | 50.5 | 51.4 | 53.8 | 55.9 | 57.4 | 43.12 | 4.26 | 0.72 | 4.11 | 3.5 | 16.9% | 50.635 | 4.2511 | 0 | 4.28 | 0.99325 | 4.2313 | 119.34 | 116.07
2012-06-06 21:30 | 7.4 | 7.28 | 7.1 | 6.89 | 6.63 | 6.49 | 6.18 | 5.77 | 5.52 | 5.02 | 328.4 | 328.1 | 327.8 | 327.6 | 327 | 326.4 | 325.9 | 324.9 | 324.4 | 325.1 | 316.1 | 6.54 | 0.73 | 6.29 | 5.08 | 11.16% | 326.325 | 6.3751 | 0.45229 | 6.4446 | 0.9892 | 6.4694 | 484.04 | 468.22
2012-06-06 23:00 | 7.05 | 6.86 | 6.6 | 6.3 | 5.98 | 5.75 | 5.35 | 5.08 | 4.78 | 4.37 | 324.7 | 323.7 | 322.9 | 321.3 | 320.9 | 320.1 | 319.8 | 319.9 | 319.4 | 319.7 | 310.3 | 5.71 | 0.56 | 5.43 | 3.59 | 9.807% | 320.055 | 5.7262 | 0.66631 | 5.6909 | 1.0062 | 5.7454 | 315.02 | 321.5
2012-06-06 23:10 | 6.64 | 6.59 | 6.33 | 6.1 | 5.91 | 5.69 | 5.4 | 4.95 | 4.49 | 3.94 | 321.9 | 321.8 | 320.5 | 319 | 318.6 | 317.5 | 317 | 317.1 | 317 | 315.7 | 309.7 | 5.72 | 0.3 | 5.51 | 3.54 | 5.245% | 317.425 | 5.5784 | 0.48341 | 5.6475 | 0.98775 | 5.65 | 316.64 | 305.3
2012-06-06 23:20 | 6.74 | 6.68 | 6.5 | 6.29 | 6.1 | 5.82 | 5.55 | 5.14 | 4.71 | 4.15 | 321.2 | 320.6 | 319.4 | 318.1 | 317.3 | 316.3 | 314.7 | 313.4 | 312.3 | 309.3 | 307.6 | 6.06 | 0.23 | 5.82 | 3.65 | 3.795% | 316.06 | 5.7428 | 0.43897 | 5.7805 | 0.99347 | 6.0204 | 375.56 | 366.52
2012-06-06 23:30 | 6.57 | 6.58 | 6.5 | 6.45 | 6.29 | 6 | 5.68 | 5.28 | 4.75 | 4.12 | 316 | 315 | 313.6 | 312.7 | 311.5 | 310 | 308.9 | 308.3 | 307.5 | 305.3 | 301.2 | 6.04 | 0.36 | 5.77 | 3.95 | 5.96% | 309.835 | 5.8505 | 0.50648 | 5.9531 | 0.98276 | 5.9359 | 371.04 | 352.28
2012-06-06 23:40 | 6.83 | 6.82 | 6.68 | 6.44 | 6.17 | 5.84 | 5.6 | 5.27 | 4.94 | 4.44 | 314.5 | 313.8 | 313 | 311.5 | 310.6 | 308.9 | 307.7 | 307.5 | 307.8 | 307.2 | 301.9 | 6.04 | 0.55 | 5.79 | 4.33 | 9.106% | 308.72 | 5.8597 | 0.38779 | 5.805 | 1.0094 | 6.0969 | 371.04 | 384.6
2012-06-06 23:50 | 7.18 | 7.11 | 6.85 | 6.64 | 6.37 | 6.02 | 5.64 | 5.33 | 4.95 | 4.3 | 318.5 | 317.5 | 316.2 | 313.7 | 311.6 | 309.7 | 308.7 | 307.1 | 304.9 | 303.3 | 301.9 | 5.99 | 0.53 | 5.68 | 4.04 | 8.848% | 309.55 | 5.9846 | 0.60254 | 5.964 | 1.0034 | 6.0106 | 360.38 | 364.26
2012-06-07 | 7.3 | 7.21 | 6.93 | 6.64 | 6.33 | 5.99 | 5.64 | 5.25 | 4.98 | 4.42 | 315.3 | 314.4 | 312.8 | 311.7 | 311 | 310.1 | 309.5 | 309.2 | 308.5 | 306.9 | 301.9 | 5.96 | 0.63 | 5.69 | 4.19 | 10.57% | 310.01 | 6.0026 | 0.55638 | 5.9386 | 1.0108 | 6.0243 | 355.52 | 366.52
2012-06-07 00:10 | 7.76 | 7.77 | 7.66 | 7.38 | 7 | 6.64 | 6.28 | 5.85 | 5.4 | 4.67 | 315.3 | 314.5 | 313.3 | 312.2 | 311.5 | 310.9 | 310.4 | 310.2 | 310.4 | 311.6 | 304 | 6.65 | 0.62 | 6.28 | 4.37 | 9.323% | 310.825 | 6.6275 | 0.51511 | 6.5872 | 1.0061 | 6.6907 | 508.9 | 517.94
2012-06-07 00:20 | 8.03 | 7.91 | 7.56 | 7.24 | 6.9 | 6.51 | 6.1 | 5.68 | 5.23 | 4.65 | 313.7 | 313 | 312 | 310.6 | 309.6 | 309 | 308.2 | 306.9 | 306.7 | 306.6 | 301.2 | 6.18 | 0.69 | 5.82 | 4.19 | 11.17% | 308.88 | 6.5126 | 0.60113 | 6.4496 | 1.0098 | 6.2404 | 402.68 | 416.24
2012-06-07 00:30 | 7.98 | 7.85 | 7.54 | 7.19 | 6.8 | 6.42 | 5.99 | 5.55 | 5.08 | 4.46 | 313.4 | 312.3 | 311.1 | 309.6 | 308.1 | 307.2 | 307.2 | 306.9 | 306.4 | 306.8 | 300.4 | 6.55 | 0.68 | 6.19 | 4.15 | 10.38% | 307.2 | 6.4253 | 0.64065 | 6.3565 | 1.0108 | 6.6209 | 486.3 | 502.12
2012-06-07 00:40 | 7.59 | 7.43 | 7.09 | 6.79 | 6.53 | 6.29 | 5.99 | 5.62 | 5.2 | 4.55 | 312.1 | 311.1 | 309.2 | 308 | 306.9 | 306.6 | 306.8 | 306.7 | 305.6 | 304.5 | 300.1 | 6.21 | 0.75 | 5.9 | 4.2 | 12.08% | 306.63 | 6.2391 | 0.4516 | 6.2461 | 0.99887 | 6.203 | 409.46 | 407.2
2012-06-07 00:50 | 7.36 | 7.27 | 7.03 | 6.74 | 6.42 | 6.14 | 5.9 | 5.59 | 5.16 | 4.56 | 311.9 | 311.2 | 309.8 | 308.3 | 307.4 | 306.3 | 305.7 | 305.6 | 306.1 | 307.1 | 298.9 | 6.15 | 0.78 | 5.84 | 3.96 | 12.68% | 306.21 | 6.1558 | 0.36846 | 6.105 | 1.0083 | 6.2012 | 395.9 | 407.2
2012-06-07 01:00 | 7.47 | 7.31 | 6.84 | 6.36 | 5.91 | 5.55 | 5.3 | 5.09 | 4.88 | 4.47 | 310.1 | 309.6 | 309.1 | 308.2 | 307.1 | 306 | 305.3 | 304.7 | 303.8 | 304.1 | 297.7 | 5.97 | 0.95 | 5.74 | 4.21 | 15.91% | 305.895 | 5.769 | 0.42593 | 5.5135 | 1.0463 | 6.2466 | 357.14 | 418.5
2012-06-07 01:10 | 7.76 | 7.67 | 7.37 | 6.92 | 6.52 | 6.16 | 5.85 | 5.62 | 5.38 | 4.89 | 316.4 | 315.9 | 314.5 | 313.5 | 313.2 | 312.7 | 312.1 | 311.3 | 309.9 | 309.3 | 304.4 | 6.52 | 0.82 | 6.2 | 4.6 | 12.58% | 312.61 | 6.3025 | 0.47716 | 6.1146 | 1.0307 | 6.7203 | 479.52 | 524.72
2012-06-07 01:20 | 7.99 | 7.75 | 7.25 | 6.77 | 6.38 | 5.99 | 5.64 | 5.29 | 4.91 | 4.51 | 316 | 314.9 | 313.4 | 312.2 | 311 | 309.3 | 308.4 | 308.6 | 309.4 | 310.8 | 302.8 | 6.05 | 0.91 | 5.74 | 4.18 | 15.04% | 309.165 | 6.1091 | 0.55638 | 5.9386 | 1.0287 | 6.2237 | 373.3 | 411.72
2012-06-07 01:30 | 8.09 | 7.89 | 7.44 | 6.97 | 6.53 | 6.13 | 5.74 | 5.31 | 4.88 | 4.51 | 317.7 | 316.7 | 314.9 | 314 | 312.7 | 311.3 | 310.8 | 311.2 | 312.2 | 314 | 305.5 | 6.43 | 0.88 | 5.98 | 4.52 | 13.69% | 311.225 | 6.231 | 0.60746 | 6.0725 | 1.0261 | 6.5978 | 459.18 | 497.6
2012-06-07 01:40 | 8.28 | 8.03 | 7.55 | 7.12 | 6.69 | 6.23 | 5.79 | 5.42 | 5.12 | 4.82 | 319.4 | 318.7 | 317.7 | 317 | 316.3 | 315.7 | 315.7 | 315 | 313.2 | 311.6 | 307 | 6.5 | 0.9 | 6.16 | 4.34 | 13.85% | 315.7 | 6.3668 | 0.67685 | 6.165 | 1.0327 | 6.7128 | 475 | 522.46
2012-06-07 01:50 | 7.66 | 7.47 | 7.04 | 6.52 | 6.06 | 5.67 | 5.33 | 4.99 | 4.62 | 4.12 | 315.8 | 315 | 313.8 | 313.2 | 312.7 | 312.1 | 311.9 | 312.1 | 312.7 | 311.4 | 303.7 | 5.74 | 0.76 | 5.4 | 3.93 | 13.24% | 312.07 | 5.8356 | 0.57144 | 5.62 | 1.0384 | 5.9602 | 319.88 | 355.52
2012-06-07 02:00 | 7.65 | 7.45 | 7.04 | 6.63 | 6.24 | 5.79 | 5.34 | 4.96 | 4.64 | 4.11 | 316.7 | 315.8 | 314.2 | 312.8 | 312.2 | 312 | 311.7 | 311.9 | 312.1 | 311.9 | 303.9 | 5.64 | 0.78 | 5.31 | 3.85 | 13.83% | 311.955 | 5.8934 | 0.74766 | 5.7233 | 1.0297 | 5.8076 | 303.68 | 331.22
2012-06-07 02:10 | 7.1 | 6.92 | 6.53 | 6.18 | 5.77 | 5.34 | 5.02 | 4.76 | 4.48 | 4.06 | 317.4 | 316.7 | 315.4 | 314.4 | 313.9 | 313.5 | 313.6 | 313.3 | 313.1 | 313.9 | 305 | 5.37 | 0.73 | 5.14 | 3.86 | 13.59% | 313.515 | 5.5096 | 0.57105 | 5.2929 | 1.0409 | 5.5898 | 259.94 | 295.58
2012-06-07 02:20 | 7.64 | 7.38 | 6.89 | 6.38 | 5.89 | 5.37 | 4.92 | 4.51 | 4.13 | 3.55 | 319.1 | 318.6 | 317.8 | 316.5 | 315.5 | 314.4 | 313.2 | 312 | 310.5 | 309.3 | 305.4 | 5.57 | 0.68 | 5.16 | 3.52 | 12.21% | 314.22 | 5.5743 | 0.80877 | 5.3031 | 1.0511 | 5.8549 | 292.34 | 337.7
2012-06-07 02:30 | 8.06 | 7.79 | 7.22 | 6.59 | 5.98 | 5.34 | 4.76 | 4.3 | 3.91 | 3.38 | 319.6 | 319 | 318.1 | 317.3 | 316.3 | 315 | 313.3 | 311.8 | 310.6 | 308.6 | 306.2 | 5.55 | 0.61 | 5.11 | 3.18 | 10.99% | 314.745 | 5.6547 | 1.0625 | 5.2528 | 1.0765 | 5.9747 | 289.1 | 357.14
2012-06-07 02:40 | 7.83 | 7.59 | 7.05 | 6.49 | 5.92 | 5.39 | 4.96 | 4.57 | 4.12 | 3.44 | 320 | 318.9 | 317.3 | 316 | 314.9 | 313.9 | 312.9 | 312.1 | 311.1 | 308 | 306 | 5.65 | 0.7 | 5.18 | 2.96 | 12.39% | 313.75 | 5.6478 | 0.76829 | 5.3262 | 1.0604 | 5.9912 | 305.3 | 360.38
2012-06-07 02:50 | 7.96 | 7.76 | 7.26 | 6.75 | 6.28 | 5.76 | 5.34 | 5 | 4.68 | 4.12 | 318.7 | 317.3 | 315.1 | 313 | 311.2 | 309.3 | 307.7 | 306.6 | 305.5 | 303.6 | 301.8 | 6.06 | 0.66 | 5.63 | 3.66 | 10.89% | 309.06 | 5.9626 | 0.69965 | 5.6979 | 1.0465 | 6.3416 | 375.56 | 438.84
2012-06-07 03:00 | 7.47 | 7.3 | 6.89 | 6.4 | 5.92 | 5.46 | 4.99 | 4.58 | 4.27 | 3.75 | 316 | 314.9 | 312.6 | 310.6 | 309 | 307.2 | 305.6 | 303.8 | 301.7 | 299.4 | 300.9 | 5.91 | 0.66 | 5.49 | 3.59 | 11.17% | 306.96 | 5.6057 | 0.83181 | 5.39 | 1.04 | 6.1465 | 347.42 | 395.9
2012-06-07 03:10 | 6.84 | 6.61 | 6.14 | 5.71 | 5.34 | 4.99 | 4.7 | 4.44 | 4.15 | 3.78 | 313.1 | 312.3 | 310.8 | 309.2 | 307.3 | 305.2 | 303.6 | 301.6 | 299.6 | 297.8 | 296.4 | 5.07 | 0.48 | 4.76 | 3.46 | 9.467% | 304.96 | 5.1303 | 0.55329 | 4.9474 | 1.037 | 5.2575 | 211.34 | 242.12
2012-06-07 03:20 | 6.81 | 6.55 | 6.09 | 5.68 | 5.32 | 4.97 | 4.67 | 4.36 | 4.08 | 3.64 | 314.9 | 313.8 | 312 | 310.1 | 308.1 | 306.7 | 306 | 305.2 | 305 | 305.3 | 297.9 | 5.03 | 0.71 | 4.69 | 3.33 | 14.12% | 306.595 | 5.0924 | 0.57535 | 4.9259 | 1.0338 | 5.2 | 204.86 | 232.4
2012-06-07 03:30 | 6.26 | 6.01 | 5.59 | 5.22 | 4.9 | 4.57 | 4.21 | 3.87 | 3.67 | 3.55 | 316.1 | 315.3 | 313 | 310.5 | 309 | 308.6 | 307.8 | 306.2 | 305 | 303.8 | 300.6 | 4.78 | 0.89 | 4.48 | 3.23 | 18.62% | 308.48 | 4.6593 | 0.75823 | 4.5166 | 1.0316 | 4.931 | 176.02 | 192.37
2012-06-07 03:40 | 5.87 | 5.71 | 5.39 | 5.07 | 4.75 | 4.43 | 4.17 | 3.98 | 3.83 | 3.56 | 314.1 | 313.5 | 312.4 | 311.5 | 311 | 310.3 | 309 | 307.8 | 306.7 | 305.9 | 300.5 | 4.33 | 0.75 | 4.1 | 3.11 | 17.32% | 310.105 | 4.5681 | 0.55893 | 4.3918 | 1.0402 | 4.5039 | 126.97 | 145.5
2012-06-07 03:50 | 5.78 | 5.49 | 5.01 | 4.63 | 4.28 | 3.99 | 3.82 | 3.72 | 3.57 | 3.22 | 312.9 | 312.4 | 312.2 | 312 | 310.9 | 308.9 | 307.1 | 305.6 | 303.8 | 300.1 | 299.6 | 4.3 | 0.66 | 4.09 | 2.93 | 15.35% | 308.63 | 4.2014 | 0.40236 | 3.9652 | 1.0596 | 4.5561 | 123.7 | 152.04
2012-06-07 04:00 | 6.65 | 6.45 | 6 | 5.47 | 4.97 | 4.57 | 4.27 | 3.97 | 3.65 | 3.22 | 315.1 | 314.7 | 313.8 | 312.8 | 311.7 | 310.6 | 309.7 | 308.9 | 307.2 | 305.5 | 302.7 | 4.83 | 0.67 | 4.49 | 3.12 | 13.87% | 310.465 | 4.8145 | 0.62746 | 4.5258 | 1.0638 | 5.1381 | 181.47 | 222.68
2012-06-07 04:10 | 6.28 | 6.16 | 5.96 | 5.68 | 5.35 | 5.03 | 4.72 | 4.45 | 4.19 | 3.9 | 313.4 | 312.8 | 311.6 | 310.3 | 309.4 | 308.9 | 309.2 | 309.7 | 308.6 | 306.9 | 300.8 | 4.86 | 0.63 | 4.64 | 3.42 | 12.96% | 308.945 | 5.0971 | 0.58783 | 4.9844 | 1.0226 | 4.9699 | 184.74 | 196.73
2012-06-07 04:20 | 5.99 | 5.81 | 5.47 | 5.09 | 4.72 | 4.42 | 4.16 | 3.88 | 3.62 | 3.27 | 311.8 | 311.5 | 311.6 | 311.4 | 310.6 | 309.9 | 309.3 | 308.6 | 307.4 | 306.4 | 301.7 | 4.54 | 0.62 | 4.3 | 3.22 | 13.66% | 309.81 | 4.5484 | 0.56023 | 4.3818 | 1.038 | 4.7126 | 149.86 | 168.39
2012-06-07 04:30 | 6.05 | 5.95 | 5.73 | 5.46 | 5.16 | 4.93 | 4.68 | 4.38 | 4.13 | 3.87 | 312.2 | 311.5 | 310.1 | 309.3 | 308.8 | 308.7 | 309.3 | 309.7 | 308.7 | 307.4 | 302.3 | 4.87 | 0.53 | 4.68 | 3.8 | 10.88% | 308.79 | 4.9592 | 0.48091 | 4.8934 | 1.0135 | 4.9355 | 185.83 | 193.46
2012-06-07 04:40 | 5.86 | 5.7 | 5.41 | 5.18 | 4.94 | 4.66 | 4.38 | 4.18 | 3.98 | 3.67 | 313.6 | 313.2 | 312.6 | 312 | 311.8 | 311.8 | 311.3 | 310.5 | 309.4 | 308.3 | 303.9 | 4.63 | 0.72 | 4.39 | 3.39 | 15.55% | 311.725 | 4.7102 | 0.57263 | 4.6188 | 1.0198 | 4.7217 | 159.67 | 169.48
2012-06-07 04:50 | 5.44 | 5.26 | 4.92 | 4.68 | 4.5 | 4.3 | 4.09 | 3.87 | 3.72 | 3.48 | 314.7 | 314.1 | 313.2 | 312.9 | 312.7 | 312.1 | 311 | 310.4 | 309.9 | 310.8 | 302.2 | 4.38 | 0.62 | 4.19 | 3.25 | 14.16% | 311.935 | 4.3281 | 0.4627 | 4.2693 | 1.0138 | 4.4404 | 132.42 | 138.96
2012-06-07 05:00 | 5.3 | 5.14 | 4.9 | 4.68 | 4.51 | 4.36 | 4.2 | 4.07 | 3.96 | 3.73 | 311.7 | 311 | 310.5 | 310.2 | 310 | 309.6 | 309.5 | 309.5 | 308.9 | 307.9 | 300.5 | 4.47 | 0.63 | 4.36 | 3.55 | 14.09% | 309.585 | 4.3963 | 0.3455 | 4.3367 | 1.0137 | 4.5314 | 142.23 | 148.77
2012-06-07 05:10 | 4.68 | 4.5 | 4.18 | 3.87 | 3.66 | 3.55 | 3.49 | 3.4 | 3.29 | 3.1 | 314.3 | 313.9 | 313.1 | 311.8 | 310.3 | 308.9 | 308.9 | 309.4 | 310.1 | 311.7 | 300.9 | 3.61 | 0.71 | 3.57 | 3.15 | 19.67% | 308.9 | 3.6564 | 0.15752 | 3.5413 | 1.0325 | 3.7272 | 55.51 | 66.43
2012-06-07 05:20 | 5.08 | 4.97 | 4.77 | 4.54 | 4.35 | 4.19 | 4.04 | 3.95 | 3.86 | 3.71 | 313.9 | 313.7 | 312.5 | 311.7 | 311.2 | 311.6 | 312.2 | 312.5 | 311.7 | 310.7 | 305.3 | 4.42 | 0.87 | 4.25 | 3.6 | 19.68% | 311.69 | 4.2581 | 0.33689 | 4.1682 | 1.0216 | 4.5153 | 136.78 | 147.68
2012-06-07 05:30 | 5.2 | 5.1 | 4.86 | 4.61 | 4.41 | 4.3 | 4.21 | 4.15 | 4.05 | 3.85 | 311.5 | 310.7 | 310.1 | 309.9 | 310.2 | 310.3 | 310.4 | 310 | 309.2 | 309 | 299.5 | 4.23 | 0.64 | 4.11 | 3.63 | 15.13% | 310.315 | 4.3816 | 0.19547 | 4.287 | 1.0221 | 4.3234 | 116.07 | 125.88
2012-06-07 05:40 | 5.19 | 5.09 | 4.99 | 4.87 | 4.81 | 4.76 | 4.68 | 4.59 | 4.51 | 4.3 | 308 | 307.5 | 306.4 | 306.1 | 305.8 | 305.4 | 304.9 | 304.9 | 305 | 305.7 | 299.4 | 5.27 | 0.56 | 5.22 | 4.57 | 10.63% | 305.325 | 4.7366 | 0.15663 | 4.7485 | 0.9975 | 5.2568 | 243.74 | 242.12
2012-06-07 05:50 | 4.09 | 4.02 | 3.97 | 3.99 | 3.97 | 3.96 | 3.96 | 4.03 | 4.09 | 4.13 | 316.3 | 315.9 | 315.5 | 315.2 | 314.7 | 314.6 | 314.2 | 313.8 | 313.6 | 311.4 | 301.6 | 4.12 | 0.74 | 4.06 | 4.16 | 17.96% | 314.54 | 4.0039 | 0 | 3.96 | 1.0111 | 4.1657 | 104.08 | 109.53
2012-06-07 06:00 | 4.61 | 4.62 | 4.6 | 4.62 | 4.59 | 4.53 | 4.52 | 4.54 | 4.46 | 4.34 | 310.3 | 310 | 308.4 | 306.6 | 305.1 | 304.8 | 305 | 304.9 | 304.9 | 305.4 | 302 | 4.41 | 1.13 | 4.49 | 4.12 | 25.62% | 304.83 | 4.5404 | 0.020422 | 4.5286 | 1.0026 | 4.4215 | 135.69 | 136.78
2012-06-07 06:10 | 5.06 | 5.02 | 4.97 | 4.86 | 4.78 | 4.76 | 4.72 | 4.67 | 4.61 | 4.51 | 314.5 | 314.3 | 313.6 | 313.3 | 313.5 | 313.4 | 313.3 | 312.9 | 312.8 | 312.6 | 307 | 4.88 | 0.51 | 4.81 | 4.57 | 10.45% | 313.385 | 4.7621 | 0.077983 | 4.7542 | 1.0017 | 4.8881 | 186.92 | 188.01
2012-06-07 06:20 | 4.79 | 4.77 | 4.79 | 4.81 | 4.83 | 4.75 | 4.68 | 4.63 | 4.63 | 4.59 | 310.1 | 310.1 | 310.8 | 310.8 | 311 | 310.9 | 310.3 | 309.8 | 310 | 309.6 | 303.9 | 4.64 | 0.45 | 4.64 | 4.39 | 9.698% | 310.81 | 4.7252 | 0.1372 | 4.7399 | 0.99691 | 4.6256 | 160.76 | 159.67
2012-06-07 06:30 | 4.78 | 4.78 | 4.73 | 4.73 | 4.73 | 4.74 | 4.71 | 4.67 | 4.6 | 4.44 | 308.1 | 307.7 | 307.7 | 307.7 | 307.5 | 307.6 | 307.6 | 308.1 | 308.9 | 309.9 | 306.7 | 4.62 | 0.47 | 4.59 | 4.41 | 10.17% | 307.6 | 4.692 | 0.058673 | 4.7357 | 0.99078 | 4.5774 | 158.58 | 154.22
2012-06-07 06:40 | 4.91 | 4.89 | 4.88 | 4.83 | 4.8 | 4.81 | 4.83 | 4.77 | 4.66 | 4.5 | 313.7 | 313.2 | 312.4 | 312.1 | 312.6 | 312.8 | 313.2 | 313.3 | 313.3 | 313.7 | 309.1 | 4.98 | 0.55 | 4.85 | 4.67 | 11.04% | 312.86 | 4.7853 | -0.038344 | 4.8129 | 0.99428 | 4.9515 | 197.82 | 194.55
2012-06-07 06:50 | 5.55 | 5.54 | 5.59 | 5.59 | 5.51 | 5.34 | 5.21 | 5.13 | 5.12 | 5.15 | 319.4 | 319.5 | 319.8 | 320.3 | 320.9 | 321.5 | 321.4 | 321.3 | 321.5 | 321 | 314.2 | 5.46 | 0.67 | 5.43 | 5.29 | 12.27% | 321.485 | 5.3511 | 0.22775 | 5.3212 | 1.0056 | 5.4907 | 274.52 | 279.38
2012-06-07 07:00 | 6.3 | 6.34 | 6.37 | 6.28 | 6.14 | 5.98 | 5.92 | 5.85 | 5.85 | 5.83 | 311.2 | 310.5 | 309.4 | 309 | 308.5 | 307.6 | 307.2 | 307.2 | 307.5 | 307.7 | 297.9 | 6.37 | 0.92 | 6.3 | 5.58 | 14.44% | 307.54 | 6.0504 | 0.093187 | 5.9714 | 1.0132 | 6.4544 | 445.62 | 463.7
2012-06-07 07:10 | 6.03 | 6.03 | 6.06 | 6 | 5.96 | 5.99 | 6.03 | 6.04 | 5.99 | 5.9 | 293.4 | 293.2 | 293.3 | 292.9 | 292.4 | 292.5 | 292.4 | 292.6 | 292.7 | 291.4 | 285 | 5.99 | 0.77 | 6.09 | 5.72 | 12.85% | 292.485 | 6.0034 | -0.061504 | 5.9957 | 1.0013 | 5.9977 | 360.38 | 362
2012-06-07 07:20 | 5.65 | 5.65 | 5.67 | 5.7 | 5.74 | 5.8 | 5.83 | 5.84 | 5.86 | 5.8 | 309.8 | 310.3 | 311.5 | 311.7 | 311.5 | 311.1 | 311.2 | 311.6 | 311.6 | 311.8 | 304.7 | 5.73 | 0.69 | 5.73 | 5.85 | 12.04% | 311.115 | 5.7771 | -0.047675 | 5.8043 | 0.99531 | 5.7031 | 318.26 | 313.4
2012-06-07 07:30 | 5.68 | 5.72 | 5.74 | 5.7 | 5.69 | 5.65 | 5.6 | 5.5 | 5.44 | 5.27 | 301.3 | 301.5 | 301.6 | 301 | 300.3 | 300.6 | 301.5 | 302.5 | 302.4 | 302.9 | 296.9 | 5.54 | 0.67 | 5.48 | 5.23 | 12.09% | 300.735 | 5.6023 | 0.082143 | 5.6428 | 0.99281 | 5.5002 | 287.48 | 281
2012-06-07 07:40 | 5.59 | 5.59 | 5.58 | 5.54 | 5.51 | 5.45 | 5.37 | 5.3 | 5.24 | 5.18 | 304.4 | 304.3 | 304.6 | 305.4 | 305.6 | 306.3 | 307.1 | 307.7 | 308.3 | 310.2 | 299.3 | 5.45 | 0.86 | 5.36 | 5.18 | 15.78% | 306.42 | 5.4183 | 0.13665 | 5.4385 | 0.99629 | 5.4298 | 272.9 | 269.66
2012-06-07 07:50 | 5.68 | 5.72 | 5.72 | 5.65 | 5.59 | 5.51 | 5.53 | 5.61 | 5.72 | 5.76 | 301.5 | 301.2 | 301.1 | 301.2 | 301.5 | 301.7 | 301.4 | 301.3 | 301.5 | 301.3 | 298.4 | 5.84 | 1.02 | 5.82 | 5.64 | 17.47% | 301.655 | 5.6267 | -0.033482 | 5.5129 | 1.0206 | 5.9606 | 336.08 | 355.52
2012-06-07 08:00 | 5.4 | 5.39 | 5.44 | 5.46 | 5.43 | 5.43 | 5.41 | 5.47 | 5.53 | 5.43 | 313.3 | 313.5 | 314.5 | 316.3 | 317.5 | 318 | 317.6 | 317.7 | 317.4 | 314.9 | 304.2 | 5.9 | 0.87 | 5.88 | 5.54 | 14.75% | 317.94 | 5.4461 | 0.0341 | 5.4271 | 1.0035 | 5.9206 | 345.8 | 349.04
2012-06-07 08:10 | 5.23 | 5.23 | 5.2 | 5.2 | 5.23 | 5.25 | 5.19 | 5.15 | 5.1 | 5.05 | 304.8 | 305 | 305.5 | 305.4 | 305.1 | 304.4 | 303.7 | 302.9 | 302.3 | 301.4 | 292.9 | 5.5 | 0.62 | 5.56 | 5.26 | 11.27% | 304.295 | 5.1832 | 0.10622 | 5.2414 | 0.98889 | 5.4389 | 281 | 271.28
2012-06-07 08:20 | 6.21 | 6.25 | 6.26 | 6.24 | 6.2 | 6.17 | 6.13 | 6.06 | 5.99 | 5.77 | 306.4 | 306.3 | 306.2 | 306.4 | 306.7 | 306.8 | 306.7 | 306.9 | 307.6 | 308 | 296.8 | 6.32 | 0.69 | 6.35 | 5.68 | 10.92% | 306.785 | 6.1336 | 0.060104 | 6.1643 | 0.99504 | 6.2886 | 434.32 | 427.54
2012-06-07 08:30 | 6.43 | 6.4 | 6.41 | 6.42 | 6.38 | 6.32 | 6.28 | 6.24 | 6.17 | 6.04 | 314.1 | 314.1 | 315.1 | 315.5 | 315.9 | 316.4 | 316.7 | 317.4 | 317.9 | 317.5 | 309.2 | 6.53 | 0.89 | 6.5 | 6.36 | 13.63% | 316.445 | 6.304 | 0.058673 | 6.3143 | 0.99837 | 6.5194 | 481.78 | 479.52
2012-06-07 08:40 | 6.81 | 6.83 | 6.86 | 6.94 | 6.89 | 6.89 | 6.9 | 6.89 | 6.81 | 6.51 | 317.9 | 317.9 | 317.7 | 316.9 | 316.3 | 315.6 | 314.7 | 314.5 | 314.5 | 315.5 | 302.3 | 6.79 | 0.96 | 6.8 | 6.43 | 14.14% | 315.465 | 6.8611 | -0.013402 | 6.8914 | 0.99559 | 6.7601 | 540.54 | 533.76
2012-06-07 08:50 | 7.2 | 7.17 | 7.17 | 7.2 | 7.24 | 7.26 | 7.26 | 7.29 | 7.32 | 7.21 | 301.3 | 301.3 | 301.7 | 302.1 | 302.1 | 301.6 | 301.3 | 301.3 | 302 | 302.5 | 298.5 | 7.24 | 0.64 | 7.31 | 7.23 | 8.84% | 301.555 | 7.2458 | 0 | 7.26 | 0.99804 | 7.2258 | 660.24 | 657.23
2012-06-07 09:00 | 6.05 | 6.09 | 6.16 | 6.08 | 6.15 | 6.17 | 6.1 | 5.99 | 5.93 | 5.86 | 317.9 | 318.5 | 318.7 | 318.2 | 317.8 | 317.4 | 317.7 | 318.2 | 318.7 | 318.7 | 307 | 6.06 | 0.73 | 6 | 5.7 | 12.05% | 317.445 | 6.0717 | 0.10544 | 6.1599 | 0.98567 | 5.9732 | 375.56 | 357.14
2012-06-07 09:10 | 6.5 | 6.49 | 6.47 | 6.51 | 6.55 | 6.57 | 6.55 | 6.52 | 6.5 | 6.36 | 296 | 296 | 295.7 | 295.9 | 296.2 | 296.5 | 296.7 | 296.7 | 297 | 297.9 | 296.7 | 6.55 | 0.66 | 6.63 | 6.38 | 10.08% | 296.53 | 6.5167 | 0.028174 | 6.5671 | 0.99233 | 6.4997 | 486.3 | 475
2012-06-07 09:20 | 5.64 | 5.61 | 5.61 | 5.59 | 5.66 | 5.74 | 5.77 | 5.77 | 5.7 | 5.46 | 309.3 | 309.3 | 310.1 | 310.5 | 310.6 | 310.6 | 310.7 | 310 | 309.6 | 310.1 | 301.2 | 5.61 | 1.04 | 5.64 | 5.45 | 18.54% | 310.615 | 5.6804 | -0.048172 | 5.7443 | 0.98888 | 5.5476 | 298.82 | 289.1
2012-06-07 09:30 | 5.65 | 5.64 | 5.54 | 5.43 | 5.42 | 5.45 | 5.48 | 5.45 | 5.36 | 5.27 | 304 | 303.9 | 304.3 | 303.7 | 302.8 | 302 | 302 | 302 | 301.6 | 301.9 | 298.3 | 5.59 | 0.9 | 5.53 | 5.25 | 16.1% | 302 | 5.4445 | -0.050728 | 5.4543 | 0.99821 | 5.58 | 295.58 | 293.96
2012-06-07 09:40 | 5.87 | 5.85 | 5.79 | 5.66 | 5.63 | 5.55 | 5.4 | 5.35 | 5.32 | 5.23 | 318.7 | 318.4 | 317.6 | 316.5 | 316.5 | 316.2 | 316.3 | 316.3 | 315.6 | 314.7 | 303.1 | 5.56 | 0.96 | 5.47 | 5.18 | 17.27% | 316.215 | 5.5248 | 0.25319 | 5.5283 | 0.99938 | 5.5566 | 290.72 | 290.72
2012-06-07 09:50 | 5.58 | 5.6 | 5.58 | 5.52 | 5.5 | 5.51 | 5.47 | 5.48 | 5.42 | 5.18 | 306.8 | 306.7 | 307.6 | 308.6 | 309.2 | 309 | 309 | 309.1 | 310.4 | 311.2 | 302.3 | 5.4 | 0.78 | 5.39 | 5.42 | 14.44% | 309 | 5.4833 | 0.06733 | 5.5043 | 0.99619 | 5.3794 | 264.8 | 261.56
2012-06-07 10:00 | 5.89 | 5.88 | 5.82 | 5.75 | 5.71 | 5.71 | 5.69 | 5.68 | 5.57 | 5.31 | 320 | 319.9 | 319.1 | 318.7 | 319.2 | 319 | 319.3 | 319.8 | 320.1 | 321 | 305.2 | 5.33 | 0.9 | 5.28 | 4.86 | 16.89% | 319.045 | 5.6902 | 0.032425 | 5.7071 | 0.99704 | 5.3142 | 253.46 | 250.22
2012-06-07 10:10 | 5.68 | 5.6 | 5.55 | 5.5 | 5.41 | 5.37 | 5.34 | 5.38 | 5.42 | 5.34 | 304.4 | 303.7 | 302.6 | 302.3 | 302.1 | 301.7 | 301.7 | 301.4 | 301.6 | 301 | 295.8 | 5.77 | 0.99 | 5.77 | 5.29 | 17.16% | 301.7 | 5.4235 | 0.05177 | 5.3657 | 1.0108 | 5.8321 | 324.74 | 334.46
2012-06-07 10:20 | 5.44 | 5.45 | 5.37 | 5.3 | 5.4 | 5.45 | 5.47 | 5.45 | 5.41 | 5.25 | 305.5 | 305.3 | 306.3 | 306.6 | 306 | 305.8 | 306 | 305.8 | 305.8 | 308.3 | 296.3 | 5.57 | 0.84 | 5.53 | 5.28 | 15.08% | 305.83 | 5.4041 | -0.03385 | 5.4529 | 0.99106 | 5.5202 | 292.34 | 284.24
2012-06-07 10:30 | 6.66 | 6.63 | 6.68 | 6.68 | 6.67 | 6.59 | 6.52 | 6.4 | 6.32 | 6.21 | 298.8 | 298.4 | 297.5 | 296.4 | 295.8 | 295.6 | 294.8 | 294 | 294.7 | 296.9 | 286.8 | 6.5 | 1.24 | 6.45 | 5.95 | 19.08% | 295.48 | 6.5355 | 0.098684 | 6.5799 | 0.99325 | 6.4561 | 475 | 465.96
2012-06-07 10:40 | 6.31 | 6.31 | 6.38 | 6.51 | 6.57 | 6.62 | 6.57 | 6.52 | 6.55 | 6.43 | 300 | 300.1 | 300.1 | 299.7 | 300.9 | 301.1 | 301 | 300.6 | 300.4 | 300.5 | 292.6 | 6.58 | 0.81 | 6.63 | 6.43 | 12.31% | 301.085 | 6.5223 | 0.070061 | 6.6128 | 0.98632 | 6.49 | 493.08 | 472.74
2012-06-07 10:50 | 6.1 | 6.08 | 6.03 | 6.13 | 6.11 | 6.04 | 6.01 | 5.99 | 5.92 | 5.82 | 315.6 | 315.7 | 315.8 | 316 | 316.1 | 316.1 | 315.9 | 316 | 316.5 | 317.2 | 307.8 | 6.02 | 1.08 | 5.99 | 5.56 | 17.94% | 316.07 | 6.0248 | 0.046013 | 6.0357 | 0.99819 | 6.0091 | 366.52 | 364.26
2012-06-07 11:00 | 6.96 | 6.97 | 7.05 | 7.09 | 7.12 | 7.02 | 7 | 6.92 | 6.78 | 6.62 | 290.7 | 290.9 | 291.2 | 291.4 | 291.2 | 291.3 | 291.5 | 291.4 | 291.6 | 293.9 | 284.3 | 7.17 | 0.61 | 7.15 | 6.49 | 8.508% | 291.33 | 6.9771 | 0.026365 | 7.0171 | 0.9943 | 7.1291 | 639.17 | 627.13
2012-06-07 11:10 | 6.53 | 6.49 | 6.39 | 6.39 | 6.44 | 6.47 | 6.48 | 6.52 | 6.55 | 6.37 | 300.9 | 300.7 | 301.6 | 301.2 | 300.7 | 300.6 | 301 | 301.2 | 301.3 | 301.4 | 290.7 | 6.71 | 1 | 6.79 | 6.47 | 14.9% | 300.66 | 6.4623 | -0.014272 | 6.4714 | 0.99859 | 6.7005 | 522.46 | 520.2
2012-06-07 11:20 | 6.87 | 6.74 | 6.56 | 6.59 | 6.52 | 6.41 | 6.35 | 6.36 | 6.35 | 6.26 | 300.5 | 300.1 | 300.1 | 301.1 | 301.9 | 302.4 | 303.2 | 304.4 | 305.4 | 306.3 | 294.1 | 6.61 | 0.96 | 6.58 | 6.09 | 14.52% | 302.52 | 6.4465 | 0.086906 | 6.4014 | 1.007 | 6.6566 | 499.86 | 511.16
2012-06-07 11:30 | 7.66 | 7.57 | 7.51 | 7.58 | 7.6 | 7.7 | 7.69 | 7.57 | 7.44 | 7.38 | 316.6 | 316.4 | 316.4 | 316.1 | 315.9 | 315.6 | 315.4 | 315.2 | 315.3 | 316.4 | 305.1 | 7.74 | 0.8 | 7.75 | 7.51 | 10.34% | 315.57 | 7.5783 | 0.012009 | 7.6986 | 0.98437 | 7.6191 | 810.74 | 774.62
2012-06-07 11:40 | 6.96 | 7.01 | 7.02 | 7.06 | 7.05 | 7.07 | 7.07 | 7.03 | 6.9 | 6.68 | 306.7 | 307.1 | 307 | 307.2 | 307.5 | 308.2 | 308.9 | 308.5 | 307.8 | 306 | 298.1 | 7.31 | 0.99 | 7.28 | 6.64 | 13.54% | 308.305 | 7.0108 | 0 | 7.07 | 0.99162 | 7.2488 | 681.31 | 663.25
2012-06-07 11:50 | 7.63 | 7.66 | 7.69 | 7.73 | 7.7 | 7.67 | 7.6 | 7.63 | 7.68 | 7.62 | 309.1 | 308.9 | 309.5 | 309.9 | 310.3 | 310.7 | 310.7 | 310 | 309.8 | 310.1 | 300.3 | 7.65 | 1.36 | 7.64 | 7.07 | 17.78% | 310.7 | 7.6664 | 0.084725 | 7.6599 | 1.0008 | 7.6565 | 783.65 | 786.66
2012-06-07 12:00 | 7.41 | 7.41 | 7.39 | 7.47 | 7.59 | 7.66 | 7.65 | 7.66 | 7.66 | 7.63 | 301.2 | 300.9 | 300.4 | 300.5 | 301.2 | 301 | 300.9 | 301.1 | 300.9 | 300.7 | 293.8 | 7.71 | 1.51 | 7.72 | 7.3 | 19.58% | 300.985 | 7.5862 | 0.012072 | 7.6586 | 0.99055 | 7.6371 | 801.71 | 780.64
2012-06-07 12:10 | 7.55 | 7.47 | 7.3 | 7.14 | 7.07 | 6.89 | 6.78 | 6.73 | 6.72 | 6.8 | 297.7 | 298.1 | 298 | 298.4 | 298.1 | 297.8 | 297.3 | 297.3 | 297.9 | 299.1 | 287.9 | 7.02 | 1.34 | 7.09 | 6.49 | 19.09% | 297.725 | 6.9586 | 0.14872 | 6.8741 | 1.0123 | 7.1063 | 594.02 | 621.11
2012-06-07 12:20 | 8.42 | 8.35 | 8.27 | 8.33 | 8.48 | 8.52 | 8.44 | 8.3 | 8.13 | 8.1 | 295 | 295.1 | 295.7 | 295.6 | 295.9 | 296.3 | 296.4 | 296.5 | 296.5 | 295.9 | 284.9 | 8.29 | 1.01 | 8.39 | 7.53 | 12.18% | 296.315 | 8.3473 | 0.08718 | 8.5085 | 0.98105 | 8.1329 | 995.43 | 936.71
2012-06-07 12:30 | 8.76 | 8.72 | 8.73 | 8.59 | 8.53 | 8.52 | 8.51 | 8.45 | 8.35 | 8.15 | 307.3 | 307 | 306.7 | 306.4 | 306.4 | 307.3 | 307.8 | 308.1 | 308.1 | 307.7 | 301.7 | 8.75 | 0.89 | 8.7 | 8.37 | 10.17% | 307.375 | 8.5102 | 0.010853 | 8.5186 | 0.99902 | 8.7414 | 1164.25 | 1160.58
2012-06-07 12:40 | 9.2 | 9.07 | 8.98 | 9.1 | 9.16 | 9.06 | 8.93 | 8.83 | 8.72 | 8.52 | 319.5 | 319.2 | 318.3 | 317.2 | 316.3 | 315 | 313.8 | 313.3 | 312.8 | 312.6 | 306.4 | 9.22 | 0.83 | 9.19 | 8.57 | 9.002% | 314.82 | 8.9481 | 0.13356 | 9.0413 | 0.98969 | 9.125 | 1339.82 | 1301.72
2012-06-07 12:50 | 8.63 | 8.64 | 8.58 | 8.59 | 8.63 | 8.67 | 8.74 | 8.76 | 8.72 | 8.55 | 318.3 | 318.2 | 318.1 | 318.6 | 319.4 | 320.3 | 320.8 | 321.1 | 321.8 | 322.8 | 309.4 | 8.64 | 1.05 | 8.56 | 7.99 | 12.15% | 320.375 | 8.6638 | -0.07431 | 8.68 | 0.99814 | 8.6239 | 1123.88 | 1116.54
2012-06-07 13:00 | 8.95 | 8.91 | 8.92 | 8.95 | 8.98 | 9.06 | 9.08 | 8.98 | 8.84 | 8.56 | 311.6 | 311.9 | 311.2 | 311.1 | 310.4 | 309.7 | 309.4 | 309.2 | 308.6 | 308.4 | 302.5 | 9.27 | 1 | 9.25 | 8.41 | 10.79% | 309.655 | 8.9519 | -0.020377 | 9.0629 | 0.98776 | 9.1565 | 1358.87 | 1316.96
2012-06-07 13:10 | 9.17 | 9.17 | 9.13 | 9.15 | 9.14 | 9.08 | 8.98 | 8.83 | 8.66 | 8.46 | 319.4 | 319.5 | 319.5 | 319 | 318.8 | 318.8 | 318.3 | 317.7 | 317.4 | 318 | 311.7 | 9.4 | 0.95 | 9.34 | 8.76 | 10.11% | 318.725 | 8.9768 | 0.10234 | 9.0656 | 0.99021 | 9.3079 | 1408.4 | 1374.11
2012-06-07 13:20 | 8.39 | 8.37 | 8.36 | 8.41 | 8.37 | 8.24 | 8.18 | 8.16 | 8.18 | 8.26 | 315.5 | 315.8 | 316 | 316.8 | 317.7 | 319 | 319.6 | 319.5 | 320.1 | 320.1 | 308.5 | 8.4 | 1.03 | 8.37 | 8.19 | 12.26% | 319.09 | 8.2693 | 0.067535 | 8.2314 | 1.0046 | 8.4387 | 1035.8 | 1050.48
2012-06-07 13:30 | 8.53 | 8.58 | 8.62 | 8.56 | 8.59 | 8.51 | 8.44 | 8.29 | 8.2 | 8.16 | 318.7 | 318.2 | 317 | 316.8 | 316.6 | 316.6 | 316.4 | 316.4 | 316.2 | 316.4 | 310.7 | 8.66 | 0.97 | 8.66 | 8.3 | 11.2% | 316.57 | 8.4472 | 0.076327 | 8.4999 | 0.9938 | 8.6063 | 1131.22 | 1112.87
2012-06-07 13:40 | 7.87 | 7.88 | 7.86 | 7.83 | 7.85 | 7.82 | 7.8 | 7.72 | 7.6 | 7.31 | 318.8 | 318.6 | 317.8 | 317.1 | 316.9 | 317.4 | 318.7 | 320 | 320.6 | 321.5 | 311.4 | 8.03 | 0.95 | 8.03 | 7.66 | 11.83% | 317.595 | 7.7601 | 0.023665 | 7.8171 | 0.99271 | 7.9714 | 900.01 | 879.97
2012-06-07 13:50 | 9.02 | 9.03 | 9.02 | 9.07 | 9.07 | 9.04 | 9 | 8.99 | 8.86 | 8.44 | 322.5 | 322.5 | 323.1 | 322.5 | 322 | 321.4 | 321.2 | 321.6 | 322.3 | 321.8 | 310.4 | 8.85 | 1.2 | 8.92 | 8.5 | 13.56% | 321.37 | 8.9797 | 0.04098 | 9.0343 | 0.99396 | 8.7966 | 1200.95 | 1182.6
2012-06-07 14:00 | 8.83 | 8.76 | 8.67 | 8.68 | 8.64 | 8.68 | 8.71 | 8.74 | 8.77 | 8.63 | 319.2 | 319.4 | 319.6 | 319.5 | 319.9 | 320.5 | 320.7 | 320.8 | 321 | 321.6 | 311.9 | 8.8 | 0.93 | 8.75 | 8.56 | 10.57% | 320.53 | 8.6981 | -0.031884 | 8.6843 | 1.0016 | 8.814 | 1182.6 | 1186.27
2012-06-07 14:10 | 9.46 | 9.41 | 9.4 | 9.35 | 9.32 | 9.29 | 9.27 | 9.23 | 9.21 | 9.07 | 314.2 | 313.9 | 313.8 | 313.8 | 313.7 | 314.1 | 314.2 | 314.1 | 313.7 | 313.5 | 306.6 | 9.77 | 0.94 | 9.61 | 8.99 | 9.621% | 314.115 | 9.2864 | 0.019916 | 9.2871 | 0.99992 | 9.7692 | 1549.37 | 1549.37
2012-06-07 14:20 | 8.99 | 8.93 | 8.85 | 8.8 | 8.75 | 8.64 | 8.52 | 8.44 | 8.37 | 8.23 | 311.7 | 312 | 311.9 | 311.7 | 312 | 312.3 | 312.6 | 313.2 | 313.2 | 312.8 | 302.7 | 8.98 | 1.11 | 8.94 | 8.34 | 12.36% | 312.345 | 8.6146 | 0.12925 | 8.6227 | 0.99906 | 8.9716 | 1248.66 | 1244.99
2012-06-07 14:30 | 9.36 | 9.36 | 9.26 | 9.23 | 9.25 | 9.24 | 9.22 | 9.2 | 9.14 | 8.95 | 317.8 | 318.3 | 318.4 | 318.4 | 318.9 | 319.3 | 319.3 | 319.2 | 319.8 | 320.4 | 309.1 | 9.28 | 1.35 | 9.25 | 8.71 | 14.55% | 319.3 | 9.2119 | 0.020024 | 9.2371 | 0.99727 | 9.2546 | 1362.68 | 1351.25
2012-06-07 14:40 | 9.05 | 9.04 | 9 | 8.96 | 8.99 | 9.03 | 8.95 | 8.77 | 8.62 | 8.46 | 306.9 | 306.6 | 305.8 | 305.9 | 305.8 | 305.6 | 306.1 | 306.8 | 307.4 | 308.5 | 298.2 | 9.16 | 0.97 | 9.12 | 8.31 | 10.59% | 305.675 | 8.8872 | 0.082234 | 9.0185 | 0.98545 | 9.0267 | 1316.96 | 1267.43
2012-06-07 14:50 | 8.4 | 8.45 | 8.55 | 8.44 | 8.37 | 8.28 | 8.22 | 8.14 | 8.08 | 7.97 | 303.5 | 303.5 | 303.5 | 302.9 | 302.5 | 302.7 | 303.2 | 303.6 | 303.9 | 304.2 | 294.2 | 8.56 | 1.25 | 8.53 | 7.74 | 14.6% | 302.775 | 8.2812 | 0.067207 | 8.2714 | 1.0012 | 8.5701 | 1094.52 | 1098.19
2012-06-07 15:00 | 8.97 | 8.94 | 8.83 | 8.7 | 8.6 | 8.55 | 8.48 | 8.49 | 8.51 | 8.22 | 300.8 | 301.1 | 301.1 | 300.1 | 299.9 | 299.9 | 299.7 | 299.7 | 299.9 | 300.1 | 292.6 | 8.79 | 1.34 | 8.76 | 8.15 | 15.24% | 299.87 | 8.5848 | 0.075969 | 8.5399 | 1.0052 | 8.8361 | 1178.93 | 1197.28
2012-06-07 15:10 | 7.49 | 7.47 | 7.39 | 7.41 | 7.37 | 7.31 | 7.21 | 7.24 | 7.3 | 7.41 | 301.5 | 301.3 | 301.1 | 301.7 | 301.1 | 301.1 | 302 | 302.4 | 302.7 | 303.1 | 292.9 | 7.86 | 0.92 | 7.84 | 7.64 | 11.7% | 301.235 | 7.3272 | 0.12729 | 7.2956 | 1.0043 | 7.8941 | 846.86 | 855.89
2012-06-07 15:20 | 7.97 | 7.98 | 8.04 | 8.07 | 8.07 | 8.05 | 7.95 | 7.84 | 7.69 | 7.49 | 302.7 | 302.4 | 301.3 | 301 | 300.6 | 300.6 | 300.6 | 301.2 | 302 | 304.4 | 293.9 | 8 | 0.91 | 7.98 | 7.52 | 11.38% | 300.6 | 7.9356 | 0.11551 | 8.0356 | 0.98756 | 7.9004 | 889 | 858.9
2012-06-07 15:30 | 8.11 | 8.18 | 8.18 | 8.17 | 8.08 | 8.09 | 8.15 | 8.18 | 8.13 | 8.09 | 300.6 | 300.7 | 300.4 | 300.7 | 301.2 | 301.5 | 302.1 | 302.7 | 302.4 | 303.2 | 295.6 | 8.3 | 0.76 | 8.3 | 7.93 | 9.157% | 301.59 | 8.1363 | -0.068283 | 8.0986 | 1.0047 | 8.3387 | 999.1 | 1013.78
2012-06-07 15:40 | 8.15 | 8.17 | 8.15 | 8.23 | 8.29 | 8.3 | 8.35 | 8.38 | 8.39 | 8.19 | 296.3 | 296 | 295.6 | 294.7 | 294 | 293.3 | 292.3 | 292.4 | 292.5 | 291.7 | 287.1 | 8.44 | 0.9 | 8.53 | 8.06 | 10.66% | 293.15 | 8.2907 | -0.055502 | 8.3071 | 0.99802 | 8.4233 | 1050.48 | 1043.14
2012-06-07 15:50 | 8.37 | 8.32 | 8.44 | 8.51 | 8.49 | 8.45 | 8.43 | 8.4 | 8.3 | 8.03 | 292.7 | 292.5 | 292.7 | 292.6 | 292.8 | 292.8 | 291.8 | 291.3 | 291.1 | 289.3 | 286.2 | 8.44 | 0.67 | 8.51 | 7.75 | 7.938% | 292.65 | 8.4048 | 0.021898 | 8.4471 | 0.99499 | 8.3977 | 1050.48 | 1035.8
2012-06-07 16:00 | 7.63 | 7.64 | 7.7 | 7.78 | 7.76 | 7.75 | 7.74 | 7.79 | 7.72 | 7.53 | 299.9 | 299.8 | 299.1 | 299 | 298.9 | 298.7 | 298.9 | 298.8 | 298.7 | 299.5 | 292.1 | 7.84 | 0.93 | 7.89 | 7.76 | 11.86% | 298.73 | 7.7335 | 0.011932 | 7.7486 | 0.99805 | 7.8248 | 840.84 | 834.82
2012-06-07 16:10 | 8.56 | 8.56 | 8.55 | 8.46 | 8.51 | 8.49 | 8.4 | 8.33 | 8.28 | 8.15 | 298.9 | 298.9 | 298.3 | 297.3 | 296.9 | 297 | 296.7 | 296.1 | 296 | 296.5 | 288.8 | 8.23 | 0.91 | 8.34 | 7.9 | 11.06% | 296.955 | 8.4207 | 0.098484 | 8.477 | 0.99335 | 8.1753 | 973.41 | 955.06
2012-06-07 16:20 | 6.91 | 7.04 | 7.17 | 7.24 | 7.36 | 7.42 | 7.45 | 7.43 | 7.35 | 7.08 | 307.1 | 306.4 | 305 | 304.1 | 303.1 | 302 | 301.9 | 301.9 | 301.8 | 301.7 | 296.2 | 7.33 | 0.78 | 7.37 | 7.01 | 10.64% | 301.985 | 7.3243 | -0.037287 | 7.4243 | 0.98653 | 7.2312 | 687.33 | 657.23
2012-06-07 16:30 | 7.8 | 7.78 | 7.76 | 7.66 | 7.71 | 7.72 | 7.68 | 7.61 | 7.5 | 7.32 | 304.1 | 304.2 | 304 | 304.2 | 303.7 | 303.2 | 302.4 | 301.8 | 301.3 | 301.7 | 298 | 7.61 | 1.11 | 7.6 | 7.26 | 14.59% | 303.08 | 7.649 | 0.048005 | 7.7143 | 0.99154 | 7.5456 | 771.61 | 753.55
2012-06-07 16:40 | 7.78 | 7.77 | 7.67 | 7.72 | 7.7 | 7.63 | 7.58 | 7.55 | 7.51 | 7.47 | 300.7 | 300.7 | 301 | 300.8 | 300.4 | 300.1 | 299.5 | 299.4 | 299.5 | 300.2 | 293.8 | 7.8 | 0.77 | 7.75 | 7.32 | 9.872% | 300.01 | 7.6206 | 0.060756 | 7.6228 | 0.99971 | 7.7978 | 828.8 | 828.8
2012-06-07 16:50 | 8.45 | 8.48 | 8.54 | 8.52 | 8.53 | 8.53 | 8.53 | 8.42 | 8.34 | 8.13 | 293.6 | 293.6 | 293.8 | 294.4 | 295 | 294.8 | 295.2 | 295.5 | 295.8 | 295.6 | 290.1 | 8.5 | 0.65 | 8.56 | 8.17 | 7.647% | 294.86 | 8.4682 | 0 | 8.53 | 0.99275 | 8.4384 | 1072.5 | 1050.48
2012-06-07 17:00 | 7.27 | 7.18 | 7.18 | 7.18 | 7.08 | 6.96 | 6.91 | 6.88 | 6.78 | 6.56 | 300.8 | 300.4 | 299.8 | 298.9 | 298.9 | 299.2 | 299.3 | 299.2 | 299 | 298.5 | 290.7 | 7.17 | 0.85 | 7.23 | 6.25 | 11.85% | 299.215 | 6.9784 | 0.066626 | 6.9528 | 1.0037 | 7.1964 | 639.17 | 648.2
2012-06-07 17:10 | 7.81 | 7.81 | 7.76 | 7.69 | 7.67 | 7.67 | 7.61 | 7.55 | 7.36 | 7.2 | 310.5 | 310.6 | 310.8 | 310.7 | 311 | 311 | 310.8 | 310.4 | 310.4 | 311.6 | 304 | 7.85 | 0.73 | 7.78 | 7.4 | 9.299% | 310.97 | 7.6022 | 0.072574 | 7.6614 | 0.99227 | 7.7894 | 843.85 | 825.79
2012-06-07 17:20 | 6.64 | 6.57 | 6.59 | 6.69 | 6.74 | 6.72 | 6.58 | 6.45 | 6.41 | 6.43 | 308.4 | 308 | 308.2 | 308 | 307.8 | 308.5 | 308.6 | 308.7 | 309.3 | 310.5 | 301 | 6.89 | 0.95 | 6.86 | 6.76 | 13.79% | 308.515 | 6.5907 | 0.19455 | 6.6998 | 0.98373 | 6.7779 | 563.14 | 538.28
2012-06-07 17:30 | 7.36 | 7.33 | 7.29 | 7.15 | 7.07 | 7.01 | 7.01 | 7.04 | 7.09 | 6.95 | 299 | 298.9 | 300.1 | 300.6 | 301 | 301.1 | 300.7 | 300.3 | 300.2 | 301 | 295.1 | 7.5 | 1.32 | 7.47 | 7.18 | 17.6% | 301.04 | 7.091 | 0 | 7.01 | 1.0116 | 7.5867 | 738.5 | 765.59
2012-06-07 17:40 | 8.42 | 8.36 | 8.35 | 8.43 | 8.46 | 8.45 | 8.43 | 8.47 | 8.48 | 8.38 | 293.1 | 293 | 293.4 | 292.8 | 292.5 | 293.3 | 293.9 | 294.2 | 293.9 | 293.8 | 288.1 | 8.4 | 0.82 | 8.4 | 7.79 | 9.762% | 293.39 | 8.4344 | 0.021898 | 8.4471 | 0.9985 | 8.3874 | 1035.8 | 1032.13
2012-06-07 17:50 | 8.22 | 8.2 | 8.15 | 8.11 | 8.07 | 8.02 | 7.96 | 7.96 | 7.92 | 7.59 | 303.4 | 303.1 | 301.4 | 301.6 | 301.6 | 301.8 | 301.5 | 300.4 | 300.5 | 301.6 | 293.8 | 7.89 | 0.73 | 7.86 | 7.11 | 9.252% | 301.755 | 8.0094 | 0.069394 | 8.0114 | 0.99976 | 7.8881 | 855.89 | 855.89
2012-06-07 18:00 | 6.86 | 6.9 | 6.94 | 6.94 | 6.94 | 6.95 | 6.97 | 6.96 | 6.89 | 6.64 | 302.8 | 302.2 | 301.4 | 300.3 | 299.6 | 299.1 | 298.7 | 299 | 299.5 | 299.8 | 292.5 | 7.09 | 0.8 | 7.09 | 6.6 | 11.28% | 299.04 | 6.9233 | -0.026555 | 6.9529 | 0.99576 | 7.0599 | 615.09 | 606.06
2012-06-07 18:10 | 7.36 | 7.46 | 7.45 | 7.42 | 7.39 | 7.34 | 7.27 | 7.16 | 7.11 | 6.79 | 295 | 294.4 | 294.2 | 294.1 | 294.1 | 294.5 | 295.1 | 295.4 | 294.6 | 294.5 | 288.7 | 7.64 | 0.76 | 7.64 | 6.83 | 9.948% | 294.59 | 7.2853 | 0.088552 | 7.3299 | 0.99391 | 7.5935 | 780.64 | 765.59
2012-06-07 18:20 | 6.98 | 6.98 | 7.04 | 7.12 | 7.13 | 7.12 | 7.11 | 7.05 | 7.04 | 7.02 | 316.2 | 316.7 | 316.5 | 317.3 | 317.4 | 317.2 | 317.2 | 317.7 | 317.7 | 317.9 | 306.9 | 7.1 | 0.89 | 7.11 | 6.63 | 12.54% | 317.2 | 7.0807 | 0.012988 | 7.1186 | 0.99468 | 7.0622 | 618.1 | 606.06
2012-06-07 18:30 | 7.91 | 7.81 | 7.85 | 7.92 | 7.99 | 8.04 | 8.02 | 7.95 | 7.82 | 7.67 | 314.5 | 314.4 | 314.8 | 314.6 | 314.4 | 314.9 | 315.1 | 316.1 | 316.4 | 317.3 | 306.6 | 8.15 | 1 | 8.11 | 7.69 | 12.27% | 314.93 | 7.9261 | 0.023016 | 8.0371 | 0.98618 | 8.0374 | 944.05 | 903.68
2012-06-07 18:40 | 7.96 | 7.96 | 7.91 | 7.93 | 7.92 | 7.93 | 7.89 | 7.84 | 7.77 | 7.61 | 307.1 | 306.6 | 305.4 | 305.6 | 305.3 | 305.2 | 305.3 | 305.3 | 305.5 | 306.7 | 298.9 | 8.02 | 0.99 | 8 | 7.41 | 12.34% | 305.215 | 7.8739 | 0.046731 | 7.9243 | 0.99364 | 7.969 | 896.34 | 879.97
2012-06-07 18:50 | 8.12 | 8.13 | 8.09 | 8.11 | 8.18 | 8.22 | 8.28 | 8.27 | 8.23 | 8.06 | 313.7 | 313.7 | 312.9 | 312.9 | 313.2 | 313.1 | 312.9 | 312.4 | 311.9 | 311.2 | 303.2 | 8.41 | 0.95 | 8.41 | 7.67 | 11.3% | 313.07 | 8.1914 | -0.067207 | 8.2286 | 0.99548 | 8.372 | 1039.47 | 1024.79
2012-06-07 19:00 | 7.99 | 7.98 | 7.95 | 7.91 | 7.87 | 7.83 | 7.8 | 7.77 | 7.64 | 7.33 | 318.1 | 317.8 | 317.6 | 317.4 | 317.4 | 317.4 | 317.4 | 317.8 | 318.1 | 317.5 | 308.6 | 7.73 | 0.76 | 7.68 | 7.16 | 9.832% | 317.4 | 7.8043 | 0.035474 | 7.8257 | 0.99726 | 7.7089 | 807.73 | 801.71
2012-06-07 19:10 | 7.83 | 7.83 | 7.85 | 7.86 | 7.84 | 7.85 | 7.85 | 7.83 | 7.72 | 7.47 | 322.9 | 323.2 | 323.6 | 324.9 | 325.8 | 326.1 | 326.2 | 326.5 | 326.4 | 326.5 | 316.1 | 7.95 | 0.81 | 7.88 | 7.03 | 10.19% | 326.115 | 7.809 | 0 | 7.85 | 0.99478 | 7.9085 | 873.95 | 861.91
2012-06-07 19:20 | 7.49 | 7.49 | 7.37 | 7.32 | 7.22 | 7.13 | 7.1 | 6.97 | 6.79 | 6.49 | 319 | 318.9 | 318.6 | 318.6 | 318.6 | 318.4 | 318.3 | 319.1 | 320 | 321.5 | 312.6 | 7.65 | 0.65 | 7.51 | 6.42 | 8.497% | 318.385 | 7.1115 | 0.038964 | 7.1257 | 0.99801 | 7.6347 | 783.65 | 777.63
2012-06-07 19:30 | 7.04 | 6.99 | 6.99 | 7.02 | 6.99 | 6.95 | 6.89 | 6.82 | 6.63 | 6.45 | 321.2 | 321.8 | 322.7 | 323.5 | 324.1 | 324.3 | 324.4 | 324.4 | 324.8 | 325.4 | 315 | 6.99 | 0.73 | 6.93 | 6.25 | 10.44% | 324.315 | 6.8798 | 0.080125 | 6.9414 | 0.99112 | 6.928 | 585.74 | 572.18
2012-06-07 19:40 | 7.12 | 7.14 | 7.18 | 7.17 | 7.2 | 7.16 | 7.06 | 6.98 | 6.98 | 6.9 | 313.8 | 313.6 | 313.2 | 313.1 | 313.6 | 313.6 | 313.5 | 313.4 | 313.1 | 313.3 | 305.2 | 7.28 | 0.63 | 7.22 | 6.76 | 8.654% | 313.585 | 7.0948 | 0.12997 | 7.1456 | 0.99289 | 7.2282 | 672.28 | 657.23
2012-06-07 19:50 | 8.41 | 8.41 | 8.38 | 8.33 | 8.23 | 8.06 | 7.94 | 7.82 | 7.74 | 7.51 | 313.8 | 313.5 | 313.2 | 312.7 | 312.8 | 313.2 | 313.1 | 313.1 | 313.2 | 314.1 | 305.5 | 8.63 | 0.92 | 8.5 | 7.67 | 10.66% | 313.185 | 8.0556 | 0.13862 | 8.0427 | 1.0016 | 8.6438 | 1120.21 | 1123.88
2012-06-07 20:00 | 8.07 | 8.06 | 8.07 | 8.15 | 8.22 | 8.18 | 8.06 | 7.95 | 7.83 | 7.63 | 309.3 | 309 | 309 | 308.4 | 308.2 | 308.2 | 308.2 | 308.4 | 308.8 | 309.5 | 299.3 | 8.27 | 0.94 | 8.22 | 7.33 | 11.37% | 308.2 | 8.0469 | 0.13657 | 8.1627 | 0.98582 | 8.1527 | 988.09 | 944.05
2012-06-07 20:10 | 7.55 | 7.49 | 7.43 | 7.37 | 7.33 | 7.28 | 7.19 | 7.09 | 6.95 | 6.54 | 326 | 326.5 | 326.7 | 327.1 | 327.2 | 327.1 | 327.1 | 327.3 | 326.9 | 326.5 | 315.8 | 7.24 | 0.61 | 7.2 | 6.4 | 8.425% | 327.1 | 7.2109 | 0.11495 | 7.267 | 0.99227 | 7.184 | 660.24 | 642.18
2012-06-07 20:20 | 7.64 | 7.62 | 7.52 | 7.47 | 7.39 | 7.3 | 7.27 | 7.25 | 7.12 | 6.78 | 325.6 | 325.6 | 325.4 | 325.4 | 325.4 | 325.5 | 325.7 | 325.7 | 325.9 | 325.8 | 313.5 | 7.21 | 0.74 | 7.13 | 6.51 | 10.26% | 325.53 | 7.3139 | 0.038055 | 7.2957 | 1.0025 | 7.228 | 651.21 | 657.23
2012-06-07 20:30 | 8.18 | 8.16 | 8.05 | 8.07 | 8.08 | 8 | 7.84 | 7.66 | 7.49 | 7.31 | 306.7 | 306.7 | 306.5 | 306.4 | 306 | 305.9 | 305.4 | 305.6 | 306 | 306.2 | 298.7 | 8.15 | 0.65 | 8.04 | 7.03 | 7.975% | 305.825 | 7.871 | 0.18669 | 7.9769 | 0.98673 | 8.0419 | 944.05 | 903.68
2012-06-07 20:40 | 8.09 | 8.06 | 8.08 | 8.03 | 7.98 | 7.9 | 7.8 | 7.76 | 7.68 | 7.43 | 306.8 | 306.5 | 306.2 | 306 | 306 | 305.5 | 305.6 | 305.5 | 305.6 | 306.1 | 298.2 | 8.14 | 0.67 | 8.05 | 7.26 | 8.231% | 305.515 | 7.8708 | 0.11772 | 7.8856 | 0.99813 | 8.1248 | 940.38 | 933.04
2012-06-07 20:50 | 7.95 | 7.93 | 7.95 | 7.89 | 7.86 | 7.79 | 7.69 | 7.62 | 7.49 | 7.17 | 309.8 | 309.6 | 309.3 | 309.1 | 309.1 | 309.1 | 309 | 309.4 | 309.4 | 308.6 | 301.4 | 7.76 | 0.79 | 7.69 | 6.62 | 10.18% | 309.085 | 7.7321 | 0.11939 | 7.7756 | 0.99441 | 7.7166 | 816.76 | 804.72
2012-06-07 21:00 | 6.74 | 6.7 | 6.66 | 6.64 | 6.55 | 6.5 | 6.48 | 6.44 | 6.4 | 6.15 | 318.9 | 318.1 | 317.3 | 317.5 | 317.5 | 317.1 | 316.4 | 315.9 | 316.3 | 316.8 | 308.1 | 6.58 | 0.78 | 6.5 | 5.99 | 11.85% | 316.995 | 6.5099 | 0.028478 | 6.4971 | 1.002 | 6.5929 | 493.08 | 495.34
2012-06-07 21:10 | 6.15 | 6.19 | 6.13 | 6.03 | 5.9 | 5.83 | 5.79 | 5.81 | 5.77 | 5.37 | 317.1 | 317 | 316.9 | 316.8 | 316.6 | 316.3 | 315.9 | 314.8 | 314.8 | 316.1 | 307 | 6.42 | 0.92 | 6.33 | 5.41 | 14.33% | 316.24 | 5.8763 | 0.063621 | 5.8243 | 1.0089 | 6.4774 | 456.92 | 470.48
2012-06-07 21:20 | 5.89 | 5.87 | 5.84 | 5.71 | 5.66 | 5.51 | 5.41 | 5.33 | 5.23 | 5.07 | 322 | 321.8 | 321 | 321.4 | 321.3 | 320.8 | 320.2 | 319.8 | 319.8 | 320.7 | 310.4 | 5.74 | 1.08 | 5.61 | 5.19 | 18.82% | 320.71 | 5.5178 | 0.16925 | 5.4956 | 1.004 | 5.7632 | 319.88 | 323.12
2012-06-07 21:30 | 6.83 | 6.8 | 6.81 | 6.73 | 6.67 | 6.56 | 6.5 | 6.38 | 6.25 | 6.09 | 317.1 | 317.2 | 316.9 | 316.8 | 317.2 | 317.4 | 317.8 | 317.9 | 318 | 318.3 | 307.1 | 6.48 | 0.84 | 6.37 | 5.67 | 12.96% | 317.46 | 6.5422 | 0.08491 | 6.5514 | 0.9986 | 6.471 | 470.48 | 468.22
2012-06-07 21:40 | 6.37 | 6.28 | 6.22 | 6.21 | 6.12 | 6.03 | 6.04 | 5.98 | 5.85 | 5.63 | 319 | 318.8 | 319.1 | 318.8 | 318.3 | 318 | 318.1 | 317.9 | 318.1 | 319.6 | 309.3 | 6.08 | 0.84 | 5.97 | 5.73 | 13.82% | 318.015 | 6.0498 | -0.015312 | 6.0314 | 1.003 | 6.0985 | 380.08 | 384.6
2012-06-07 21:50 | 6.12 | 6.12 | 6 | 5.95 | 5.92 | 5.96 | 5.95 | 5.93 | 5.87 | 5.79 | 333 | 332.7 | 333.1 | 334.4 | 334.5 | 334.8 | 335.6 | 336.2 | 334.9 | 333.5 | 322.4 | 5.86 | 0.5 | 5.78 | 5.31 | 8.532% | 334.92 | 5.9388 | 0.015518 | 5.9586 | 0.99668 | 5.8405 | 339.32 | 336.08
2012-06-07 22:00 | 6.42 | 6.38 | 6.39 | 6.38 | 6.36 | 6.29 | 6.24 | 6.2 | 6 | 5.7 | 327.4 | 327.4 | 327.8 | 327.7 | 327.9 | 327.7 | 327.4 | 328 | 328.2 | 329.3 | 317.6 | 6.3 | 0.5 | 6.21 | 5.19 | 7.937% | 327.655 | 6.2424 | 0.073751 | 6.2828 | 0.99357 | 6.2595 | 429.8 | 420.76
2012-06-07 22:10 | 6.6 | 6.54 | 6.53 | 6.44 | 6.36 | 6.27 | 6.18 | 6.07 | 5.96 | 5.65 | 327.6 | 327.2 | 326.8 | 327.3 | 327.6 | 326.5 | 325.5 | 325.2 | 325.1 | 326.1 | 317.2 | 6.42 | 0.68 | 6.31 | 5.41 | 10.59% | 326.35 | 6.2387 | 0.13361 | 6.257 | 0.99707 | 6.4012 | 456.92 | 452.4
2012-06-07 22:20 | 6.88 | 6.92 | 6.94 | 6.87 | 6.84 | 6.8 | 6.7 | 6.56 | 6.4 | 6.03 | 334.5 | 334 | 334.1 | 334.7 | 335.1 | 335.9 | 336.2 | 336.8 | 337.8 | 337.7 | 325.1 | 6.77 | 0.75 | 6.64 | 5.71 | 11.08% | 335.945 | 6.7029 | 0.13691 | 6.7856 | 0.98782 | 6.6875 | 536.02 | 517.94
2012-06-07 22:30 | 6.71 | 6.71 | 6.66 | 6.67 | 6.7 | 6.7 | 6.67 | 6.56 | 6.38 | 6.06 | 333.1 | 333.2 | 333.4 | 332.7 | 332 | 332 | 331.6 | 331 | 331.2 | 331.9 | 322.7 | 6.8 | 0.47 | 6.69 | 5.6 | 6.912% | 331.94 | 6.5987 | 0.04147 | 6.6957 | 0.98551 | 6.7015 | 542.8 | 520.2
2012-06-07 22:40 | 5.85 | 5.74 | 5.69 | 5.65 | 5.56 | 5.42 | 5.27 | 5.14 | 5.01 | 4.76 | 325.8 | 326.2 | 325.8 | 325.9 | 326.8 | 326.2 | 326.2 | 326.3 | 326.1 | 326.7 | 315.9 | 5.45 | 0.48 | 5.29 | 4.44 | 8.807% | 326.2 | 5.379 | 0.25935 | 5.3982 | 0.99643 | 5.4306 | 272.9 | 269.66
2012-06-07 22:50 | 5.73 | 5.7 | 5.72 | 5.64 | 5.62 | 5.58 | 5.54 | 5.46 | 5.33 | 5.13 | 326 | 325.6 | 325.5 | 325.2 | 324.2 | 323.2 | 322.7 | 323 | 323.5 | 323 | 313.6 | 5.73 | 0.64 | 5.66 | 4.81 | 11.17% | 323.125 | 5.538 | 0.066482 | 5.5743 | 0.99349 | 5.6927 | 318.26 | 311.78
2012-06-07 23:00 | 5.58 | 5.49 | 5.39 | 5.3 | 5.2 | 5.11 | 5.01 | 4.92 | 4.82 | 4.57 | 324.3 | 324.3 | 324 | 323.1 | 323.2 | 322.8 | 322.8 | 323.2 | 322.3 | 320.7 | 312 | 5.1 | 0.84 | 5.01 | 4.46 | 16.47% | 322.8 | 5.0973 | 0.18263 | 5.0956 | 1.0003 | 5.1018 | 216.2 | 216.2
2012-06-07 23:10 | 6.37 | 6.32 | 6.26 | 6.22 | 6.09 | 6.03 | 5.96 | 5.89 | 5.86 | 5.66 | 317.8 | 317.3 | 316.9 | 316 | 315.2 | 314.5 | 314.2 | 314.7 | 315.7 | 316.8 | 305 | 6.19 | 0.86 | 6.18 | 5.61 | 13.89% | 314.455 | 6.0323 | 0.1079 | 6.0199 | 1.0021 | 6.2027 | 404.94 | 407.2
2012-06-07 23:20 | 6.62 | 6.65 | 6.59 | 6.55 | 6.53 | 6.46 | 6.35 | 6.22 | 5.97 | 5.66 | 313.4 | 313.1 | 312.3 | 311.6 | 311.6 | 311.6 | 311.6 | 311.9 | 313 | 313.9 | 304.2 | 6.58 | 0.56 | 6.47 | 5.29 | 8.511% | 311.6 | 6.3605 | 0.15871 | 6.4441 | 0.98703 | 6.4947 | 493.08 | 472.74
2012-06-07 23:30 | 5.96 | 5.94 | 5.82 | 5.8 | 5.74 | 5.67 | 5.53 | 5.34 | 5.14 | 4.77 | 315.8 | 316 | 316.7 | 317 | 317.3 | 317.5 | 318.2 | 319.5 | 320.4 | 320.1 | 309 | 5.72 | 0.92 | 5.62 | 5.02 | 16.08% | 317.605 | 5.5595 | 0.23104 | 5.6497 | 0.98403 | 5.6287 | 316.64 | 302.06
2012-06-07 23:40 | 6.01 | 5.93 | 5.68 | 5.54 | 5.39 | 5.25 | 5.11 | 5.02 | 5 | 4.81 | 312.4 | 312.6 | 312.5 | 312.2 | 312.2 | 312.2 | 312.1 | 310.9 | 309.7 | 308.3 | 303.5 | 5.75 | 0.74 | 5.62 | 5.07 | 12.87% | 312.185 | 5.2902 | 0.24977 | 5.2297 | 1.0116 | 5.8165 | 321.5 | 332.84
2012-06-07 23:50 | 6.76 | 6.71 | 6.62 | 6.44 | 6.2 | 5.97 | 5.75 | 5.56 | 5.46 | 5.16 | 311.4 | 311.1 | 311 | 310.7 | 310.5 | 310.1 | 310.1 | 310.3 | 311.3 | 311.5 | 301.7 | 6.09 | 0.66 | 5.9 | 4.78 | 10.84% | 310.1 | 6.0007 | 0.34697 | 5.938 | 1.0106 | 6.1544 | 382.34 | 395.9
2012-06-08 | 6.56 | 6.49 | 6.35 | 6.21 | 6.07 | 5.82 | 5.53 | 5.23 | 4.94 | 4.62 | 306.9 | 307 | 306.4 | 305.4 | 305.5 | 305.2 | 304.6 | 305 | 305.3 | 304.2 | 296.6 | 5.99 | 0.58 | 5.79 | 4.09 | 9.683% | 305.11 | 5.7436 | 0.47233 | 5.7775 | 0.99413 | 5.9549 | 360.38 | 353.9
2012-06-08 00:10 | 6.36 | 6.29 | 6.15 | 5.96 | 5.67 | 5.39 | 5.06 | 4.74 | 4.47 | 3.84 | 307.3 | 306.8 | 306.1 | 304.9 | 303.9 | 303.3 | 303.1 | 302.9 | 302.2 | 301.8 | 296.1 | 5.47 | 0.48 | 5.24 | 3.7 | 8.775% | 303.27 | 5.3663 | 0.58384 | 5.3414 | 1.0047 | 5.4954 | 276.14 | 281
2012-06-08 00:20 | 6.37 | 6.27 | 6.08 | 5.82 | 5.48 | 5.21 | 4.93 | 4.58 | 4.24 | 3.72 | 307.9 | 307.7 | 306.6 | 305.9 | 305.8 | 305 | 304.1 | 303.3 | 302.9 | 302 | 296.4 | 5.39 | 0.64 | 5.08 | 3.36 | 11.87% | 304.865 | 5.2251 | 0.51048 | 5.1689 | 1.0109 | 5.4485 | 263.18 | 272.9
2012-06-08 00:30 | 6.61 | 6.47 | 6.18 | 5.86 | 5.56 | 5.23 | 4.87 | 4.51 | 4.07 | 3.52 | 306.1 | 305.7 | 304.6 | 303.8 | 302.7 | 300.9 | 299.5 | 299.4 | 298.6 | 298.3 | 292.5 | 5.16 | 0.62 | 4.93 | 3.62 | 12.02% | 300.69 | 5.2365 | 0.65904 | 5.1768 | 1.0115 | 5.2195 | 225.92 | 235.64
2012-06-08 00:40 | 6.51 | 6.43 | 6.22 | 6.06 | 5.78 | 5.4 | 5.07 | 4.69 | 4.4 | 3.9 | 306.7 | 305.9 | 304.4 | 302.9 | 301.9 | 300.5 | 299.1 | 297.8 | 296.1 | 295.2 | 292 | 5.59 | 0.44 | 5.38 | 3.49 | 7.871% | 300.29 | 5.4051 | 0.58272 | 5.3514 | 1.01 | 5.646 | 295.58 | 305.3
2012-06-08 00:50 | 6.58 | 6.38 | 6.03 | 5.68 | 5.34 | 4.98 | 4.73 | 4.55 | 4.26 | 3.82 | 305 | 304.1 | 303 | 302.1 | 301 | 300.1 | 300.3 | 299.5 | 298.2 | 297.7 | 292.4 | 5.02 | 0.65 | 4.72 | 3.4 | 12.95% | 300.13 | 5.1285 | 0.47595 | 4.9434 | 1.0374 | 5.2079 | 203.24 | 234.02
2012-06-08 01:00 | 6.67 | 6.54 | 6.2 | 5.9 | 5.55 | 5.13 | 4.72 | 4.28 | 3.89 | 3.43 | 306 | 305.3 | 303.9 | 302.3 | 300.7 | 299.4 | 298.4 | 298.4 | 298.9 | 299.5 | 294 | 5.25 | 0.76 | 4.93 | 3.53 | 14.48% | 299.25 | 5.1797 | 0.76974 | 5.0691 | 1.0218 | 5.3645 | 240.5 | 258.32
2012-06-08 01:10 | 6.38 | 6.21 | 5.91 | 5.61 | 5.41 | 5.21 | 4.94 | 4.67 | 4.42 | 4.18 | 305 | 304.1 | 302.8 | 301.9 | 300.4 | 298.8 | 298.5 | 298.1 | 298.1 | 297.5 | 291.9 | 5.07 | 0.67 | 4.88 | 3.54 | 13.21% | 298.755 | 5.1935 | 0.49175 | 5.1704 | 1.0045 | 5.0926 | 211.34 | 214.58
2012-06-08 01:20 | 6.81 | 6.71 | 6.51 | 6.29 | 6.02 | 5.73 | 5.45 | 5.07 | 4.75 | 4.11 | 308.6 | 308.1 | 307 | 305.9 | 304.7 | 304.1 | 304.2 | 303.9 | 304.5 | 304.3 | 295.3 | 5.39 | 0.73 | 5.2 | 3.75 | 13.54% | 304.115 | 5.7068 | 0.46297 | 5.689 | 1.0031 | 5.4069 | 263.18 | 266.42
2012-06-08 01:30 | 6.14 | 6.09 | 5.88 | 5.63 | 5.32 | 5.08 | 4.78 | 4.56 | 4.32 | 3.89 | 309.3 | 308.7 | 307.9 | 307 | 306.7 | 306.4 | 305.9 | 305.1 | 304.5 | 304.2 | 297.5 | 4.92 | 0.82 | 4.7 | 3.82 | 16.67% | 306.325 | 5.1072 | 0.56251 | 5.0359 | 1.0142 | 4.9897 | 191.28 | 198.91
2012-06-08 01:40 | 5.42 | 5.24 | 4.87 | 4.51 | 4.3 | 4.12 | 3.89 | 3.69 | 3.58 | 3.29 | 308.2 | 307.8 | 306.8 | 306 | 305.8 | 306.2 | 306 | 306 | 304.2 | 304 | 295 | 4.14 | 0.61 | 3.93 | 3 | 14.73% | 306.17 | 4.1795 | 0.53084 | 4.0862 | 1.0228 | 4.2345 | 106.26 | 116.07
2012-06-08 01:50 | 5.44 | 5.27 | 4.9 | 4.57 | 4.29 | 3.96 | 3.66 | 3.48 | 3.3 | 3.03 | 307.2 | 307 | 306.8 | 306.4 | 307.3 | 307.1 | 306.9 | 306.6 | 305 | 303.8 | 299.5 | 4.63 | 0.69 | 4.48 | 3.06 | 14.9% | 307.07 | 4.0919 | 0.72801 | 3.9156 | 1.045 | 4.8385 | 159.67 | 182.56
2012-06-08 02:00 | 5.01 | 4.93 | 4.79 | 4.61 | 4.41 | 4.26 | 4.04 | 3.88 | 3.8 | 3.64 | 309.5 | 309.2 | 307.7 | 307.1 | 305.5 | 304.1 | 303.1 | 302.8 | 302.4 | 301.8 | 296.2 | 4.5 | 0.46 | 4.33 | 3.34 | 10.22% | 303.95 | 4.2658 | 0.49 | 4.2278 | 1.009 | 4.5405 | 145.5 | 149.86
2012-06-08 02:10 | 5.57 | 5.46 | 5.26 | 5.1 | 4.93 | 4.74 | 4.47 | 4.11 | 3.96 | 3.77 | 309.9 | 309.5 | 309.1 | 308.7 | 308.3 | 308 | 306.7 | 304.9 | 303 | 298.8 | 300.8 | 4.69 | 0.58 | 4.56 | 3.57 | 12.37% | 307.805 | 4.6749 | 0.54197 | 4.7003 | 0.99459 | 4.6646 | 166.21 | 162.94
2012-06-08 02:20 | 6.3 | 6.26 | 6.2 | 6.07 | 5.79 | 5.52 | 5.2 | 4.91 | 4.69 | 4.4 | 307.8 | 307.8 | 306.5 | 306 | 305.1 | 304.2 | 304 | 303.4 | 303.4 | 301.8 | 297.7 | 5.66 | 0.74 | 5.59 | 4.32 | 13.07% | 304.17 | 5.4962 | 0.55186 | 5.473 | 1.0042 | 5.684 | 306.92 | 310.16
2012-06-08 02:30 | 5.84 | 5.77 | 5.7 | 5.51 | 5.32 | 5.2 | 5.09 | 4.92 | 4.74 | 4.51 | 305.8 | 305.6 | 305.4 | 305 | 304.2 | 303.3 | 302.7 | 301.8 | 300.1 | 299.1 | 296.4 | 4.99 | 0.54 | 4.87 | 3.9 | 10.82% | 303.21 | 5.2046 | 0.19758 | 5.1841 | 1.004 | 5.0098 | 198.91 | 201.62
2012-06-08 02:40 | 5.23 | 5.15 | 4.91 | 4.7 | 4.57 | 4.53 | 4.39 | 4.25 | 4.09 | 3.85 | 303.8 | 303.9 | 304.2 | 304.3 | 304 | 304.3 | 304 | 304.1 | 303.7 | 304.2 | 296.5 | 4.73 | 0.68 | 4.69 | 3.87 | 14.38% | 304.255 | 4.497 | 0.2901 | 4.5097 | 0.9972 | 4.7168 | 170.57 | 169.48
2012-06-08 02:50 | 5.68 | 5.61 | 5.45 | 5.34 | 5.27 | 5.23 | 5.17 | 5.03 | 4.83 | 4.68 | 311.4 | 311.2 | 310.2 | 310.4 | 310.8 | 310.4 | 310.7 | 310.7 | 311.6 | 312.7 | 302.8 | 5.24 | 0.66 | 5.14 | 4.42 | 12.6% | 310.445 | 5.1839 | 0.10663 | 5.2214 | 0.99283 | 5.2024 | 238.88 | 232.4
2012-06-08 03:00 | 5.57 | 5.53 | 5.48 | 5.38 | 5.3 | 5.23 | 5.18 | 5.09 | 4.95 | 4.84 | 314.2 | 313.4 | 312.5 | 312.7 | 312.6 | 312.5 | 312.9 | 312 | 312.3 | 312.3 | 302.3 | 5.24 | 0.52 | 5.22 | 4.49 | 9.924% | 312.56 | 5.2221 | 0.088771 | 5.2228 | 0.99987 | 5.2393 | 238.88 | 238.88
2012-06-08 03:10 | 4.77 | 4.72 | 4.63 | 4.55 | 4.5 | 4.46 | 4.47 | 4.36 | 4.21 | 4.13 | 310.4 | 310.4 | 309.5 | 309.2 | 309.2 | 308.9 | 309.7 | 309.2 | 308.2 | 307.5 | 301.1 | 4.61 | 0.66 | 4.59 | 4.51 | 14.32% | 309.02 | 4.4493 | -0.020697 | 4.4614 | 0.99729 | 4.5975 | 157.49 | 156.4
2012-06-08 03:20 | 5.72 | 5.75 | 5.75 | 5.73 | 5.68 | 5.67 | 5.62 | 5.52 | 5.45 | 5.21 | 304.5 | 304.3 | 305.1 | 305.3 | 305.3 | 305.6 | 305.6 | 306 | 306.8 | 306.2 | 299 | 5.71 | 0.56 | 5.67 | 5.09 | 9.807% | 305.6 | 5.6146 | 0.081852 | 5.6628 | 0.99148 | 5.6614 | 315.02 | 306.92
2012-06-08 03:30 | 5.07 | 5.05 | 4.99 | 4.94 | 4.88 | 4.84 | 4.71 | 4.61 | 4.57 | 4.58 | 299 | 299.6 | 299.1 | 298.9 | 298.9 | 298.7 | 297.8 | 297.2 | 297.1 | 295.6 | 292.6 | 4.99 | 0.59 | 4.92 | 4.48 | 11.82% | 298.565 | 4.7908 | 0.2516 | 4.8212 | 0.99371 | 4.9586 | 198.91 | 195.64
2012-06-08 03:40 | 4.42 | 4.39 | 4.3 | 4.29 | 4.21 | 4.11 | 3.98 | 3.83 | 3.72 | 3.63 | 298.6 | 298.3 | 298.5 | 297.1 | 296.8 | 296.9 | 297.4 | 297.3 | 297.3 | 297.9 | 292.3 | 4.29 | 0.66 | 4.2 | 3.82 | 15.38% | 296.975 | 4.0609 | 0.29702 | 4.0911 | 0.99262 | 4.2583 | 122.61 | 119.34
2012-06-08 03:50 | 3.99 | 3.97 | 3.99 | 4.02 | 3.95 | 3.87 | 3.85 | 3.83 | 3.74 | 3.57 | 297.7 | 297.9 | 297.3 | 297 | 296.3 | 295.9 | 295.9 | 296.3 | 296.2 | 296.8 | 288.4 | 3.83 | 0.56 | 3.82 | 3.71 | 14.62% | 295.9 | 3.8786 | 0.047881 | 3.8671 | 1.003 | 3.8413 | 75.53 | 76.44
2012-06-08 04:00 | 3.8 | 3.83 | 3.9 | 3.91 | 3.98 | 4.13 | 4.23 | 4.24 | 4.26 | 4.19 | 295.4 | 295.1 | 295.4 | 295.1 | 294 | 293 | 292.8 | 292.1 | 291.2 | 292.4 | 288 | 4.33 | 0.33 | 4.36 | 4.26 | 7.621% | 292.97 | 4.0974 | -0.22109 | 4.1442 | 0.98871 | 4.2811 | 126.97 | 121.52
2012-06-08 04:10 | 3.6 | 3.6 | 3.65 | 3.64 | 3.69 | 3.82 | 3.86 | 3.84 | 3.79 | 3.76 | 297.5 | 297.7 | 297 | 296.4 | 296.6 | 296.4 | 294.9 | 294.4 | 294.3 | 293.3 | 287.3 | 3.91 | 0.4 | 3.91 | 3.6 | 10.23% | 296.175 | 3.7545 | -0.096261 | 3.8257 | 0.98138 | 3.8372 | 82.81 | 76.44
2012-06-08 04:20 | 4.24 | 4.25 | 4.15 | 4.16 | 4.18 | 4.15 | 4.2 | 4.26 | 4.26 | 4.32 | 312.7 | 312.4 | 312.2 | 311.8 | 311 | 309.2 | 309.2 | 309.2 | 309.2 | 310.6 | 298.7 | 4.01 | 0.63 | 3.97 | 3.91 | 15.71% | 309.2 | 4.2034 | -0.11067 | 4.1571 | 1.0111 | 4.0546 | 92.09 | 96.45
2012-06-08 04:30 | 3.81 | 3.81 | 3.82 | 3.91 | 3.9 | 3.96 | 3.97 | 4.11 | 4.24 | 4.2 | 318.3 | 318.8 | 318.6 | 318.6 | 318 | 318.6 | 319.5 | 319.6 | 319.9 | 319.7 | 304.4 | 4.34 | 0.49 | 4.34 | 4.15 | 11.29% | 318.735 | 3.9988 | -0.023306 | 3.9614 | 1.0094 | 4.3809 | 128.06 | 132.42
2012-06-08 04:40 | 4.33 | 4.28 | 4.19 | 4.16 | 4.18 | 4.21 | 4.11 | 4.08 | 4.08 | 4.13 | 306.5 | 306.5 | 306.7 | 307.2 | 306.5 | 306.2 | 306.5 | 307.6 | 308.1 | 311 | 301.9 | 4.29 | 0.56 | 4.26 | 4.11 | 13.05% | 306.245 | 4.1488 | 0.22215 | 4.1955 | 0.98885 | 4.2422 | 122.61 | 117.16
2012-06-08 04:50 | 4.33 | 4.32 | 4.3 | 4.32 | 4.33 | 4.3 | 4.25 | 4.24 | 4.26 | 4.3 | 308.2 | 308.5 | 308.5 | 308.2 | 308.1 | 309.1 | 309.5 | 309.2 | 309.2 | 309.8 | 299.9 | 4.37 | 0.4 | 4.34 | 4.12 | 9.153% | 309.16 | 4.2876 | 0.10808 | 4.2928 | 0.9988 | 4.3647 | 131.33 | 130.24
2012-06-08 05:00 | 4.22 | 4.18 | 4.15 | 4.15 | 4.11 | 4.13 | 4.11 | 4.1 | 4.09 | 4.18 | 306.5 | 306.3 | 305.4 | 304.8 | 304.4 | 303.7 | 303.3 | 303.1 | 302 | 299.8 | 298.9 | 4.24 | 0.42 | 4.19 | 4.03 | 9.906% | 303.64 | 4.1237 | 0.044859 | 4.1271 | 0.99917 | 4.2365 | 117.16 | 117.16
2012-06-08 05:10 | 3.56 | 3.5 | 3.37 | 3.4 | 3.44 | 3.46 | 3.38 | 3.33 | 3.33 | 3.51 | 299.2 | 299.6 | 300.6 | 301.9 | 303.2 | 302.5 | 302.1 | 301.6 | 302.3 | 303.8 | 291.5 | 3.58 | 0.52 | 3.65 | 3.51 | 14.53% | 302.44 | 3.4009 | 0.21617 | 3.4484 | 0.98621 | 3.5306 | 52.78 | 48.23
2012-06-08 05:20 | 3.86 | 3.89 | 3.92 | 4.02 | 3.96 | 3.97 | 3.96 | 3.9 | 3.88 | 3.88 | 309.4 | 308.7 | 307.7 | 305.7 | 305.2 | 305.4 | 305.1 | 304.9 | 304.9 | 304 | 297.5 | 4.01 | 0.49 | 3.95 | 3.61 | 12.22% | 305.355 | 3.9389 | 0.023306 | 3.9686 | 0.99252 | 3.98 | 92.09 | 89.18
2012-06-08 05:30 | 4.19 | 4.2 | 4.22 | 4.15 | 4.11 | 4.16 | 4.13 | 4.05 | 4.04 | 4.04 | 323.8 | 323.2 | 322.3 | 321.5 | 321.1 | 319.7 | 318.9 | 319.1 | 317.9 | 315.8 | 311 | 4.28 | 0.44 | 4.24 | 3.89 | 10.28% | 319.58 | 4.1183 | 0.066883 | 4.1557 | 0.991 | 4.2415 | 121.52 | 117.16
2012-06-08 05:40 | 3.28 | 3.25 | 3.36 | 3.43 | 3.39 | 3.39 | 3.34 | 3.4 | 3.41 | 3.39 | 318.4 | 318.3 | 319.6 | 319.3 | 319.6 | 320.2 | 320.9 | 321.4 | 321.8 | 321.2 | 308.4 | 3.44 | 0.51 | 3.4 | 3.13 | 14.83% | 320.305 | 3.3822 | 0.13731 | 3.3828 | 0.99982 | 3.4394 | 40.04 | 40.04
2012-06-08 05:50 | 3.51 | 3.5 | 3.5 | 3.55 | 3.62 | 3.6 | 3.58 | 3.63 | 3.62 | 3.49 | 329.2 | 329.2 | 328.3 | 328.1 | 328.5 | 328 | 327.9 | 328.1 | 328.3 | 329.2 | 317.3 | 3.72 | 0.43 | 3.7 | 3.14 | 11.56% | 327.985 | 3.5802 | 0.051482 | 3.5971 | 0.99531 | 3.7025 | 65.52 | 63.7
2012-06-08 06:00 | 3.83 | 3.86 | 3.73 | 3.64 | 3.59 | 3.55 | 3.58 | 3.59 | 3.54 | 3.53 | 316.3 | 316.7 | 315.1 | 316.1 | 316.3 | 316.4 | 315.5 | 316.5 | 317 | 316.1 | 300.8 | 3.72 | 0.57 | 3.68 | 3.52 | 15.32% | 316.265 | 3.608 | -0.077765 | 3.5543 | 1.0151 | 3.7762 | 65.52 | 70.98
2012-06-08 07:00 | 3.76 | 3.69 | 3.56 | 3.54 | 3.5 | 3.52 | 3.53 | 3.45 | 3.37 | 3.33 | 321.6 | 323.2 | 323.7 | 324.1 | 325 | 325.7 | 327.1 | 326.8 | 326.6 | 329.7 | 314.4 | 3.46 | 0.53 | 3.44 | 3.09 | 15.32% | 325.91 | 3.4952 | -0.026216 | 3.5214 | 0.99256 | 3.4343 | 41.86 | 39.13
2012-06-08 07:20 | 3.42 | 3.41 | 3.42 | 3.27 | 3.16 | 3.04 | 2.92 | 2.86 | 2.85 | 2.88 | 339.8 | 344.6 | 346.9 | 344.7 | 342.4 | 342 | 342.5 | 341.6 | 339.8 | 336.2 | 320.4 | 2.89 | 0.94 | 2.85 | 2.6 | 32.53% | 342.075 | 3.0779 | 0.37217 | 3.0225 | 1.0183 | 2.943 | 0 | 0
2012-06-08 07:30 | 3.97 | 4.02 | 4.03 | 3.93 | 3.86 | 3.85 | 3.85 | 3.81 | 3.76 | 3.75 | 302.4 | 302.2 | 301.4 | 301.6 | 301.2 | 301.3 | 301.3 | 300.9 | 300.6 | 300.2 | 296 | 3.8 | 0.46 | 3.83 | 3.24 | 12.11% | 301.3 | 3.867 | 0 | 3.85 | 1.0044 | 3.8168 | 72.8 | 74.62
2012-06-08 07:40 | 3.55 | 3.55 | 3.62 | 3.62 | 3.61 | 3.57 | 3.53 | 3.43 | 3.34 | 3.28 | 297.3 | 297.3 | 298.2 | 298.6 | 298 | 297.4 | 296.6 | 296.6 | 297 | 296.3 | 294.1 | 3.33 | 0.71 | 3.26 | 3.01 | 21.32% | 297.28 | 3.5199 | 0.10412 | 3.5642 | 0.98757 | 3.2886 | 30.03 | 26.39
2012-06-08 08:10 | 2.98 | 2.98 | 2.92 | 2.85 | 2.81 | 2.77 | 2.76 | 2.75 | 2.77 | 2.78 | 319.2 | 320.2 | 322 | 321.2 | 321.2 | 321.9 | 322.9 | 322 | 322.5 | 323.3 | 307.2 | 2.7 | 0.66 | 2.69 | 2.56 | 24.44% | 322.05 | 2.8082 | 0.033421 | 2.7686 | 1.0143 | 2.7387 | 0 | 0
2012-06-08 08:50 | 3.97 | 3.96 | 3.95 | 3.96 | 4.04 | 4.08 | 4.13 | 4.19 | 4.23 | 4.03 | 350.3 | 350.8 | 352 | 352.7 | 352.6 | 352.1 | 351.9 | 351.4 | 350.3 | 350.7 | 340.7 | 4.11 | 0.66 | 4.02 | 3.72 | 16.06% | 352.07 | 4.0809 | -0.11256 | 4.0871 | 0.99848 | 4.1037 | 102.99 | 101.9
2012-06-08 09:40 | 3.32 | 3.34 | 3.41 | 3.41 | 3.4 | 3.35 | 3.22 | 3.17 | 3.25 | 3.23 | 350.2 | 350.3 | 351.2 | 350.8 | 350.4 | 348.5 | 346.8 | 345.7 | 342.1 | 339.8 | 336.6 | 3 | 0.52 | 2.95 | 2.89 | 17.33% | 348.245 | 3.3057 | 0.36575 | 3.3311 | 0.99239 | 2.9772 | 0 | 0
2012-06-14 19:30 | 8.13 | 7.97 | 7.91 | 7.85 | 7.77 | 7.65 | 7.53 | 7.42 | 7.24 | 7.01 | 300.6 | 300.2 | 299.2 | 299.1 | 299.3 | 299.1 | 298.5 | 297.8 | 297.9 | 297 | 290.5 | 7.7 | 0.65 | 7.61 | 6.53 | 8.442% | 299.01 | 7.6074 | 0.14611 | 7.6327 | 0.99668 | 7.6745 | 798.7 | 789.67
2012-06-14 21:50 | 10.4 | 10.21 | 9.99 | 9.74 | 9.59 | 9.31 | 9.04 | 8.68 | 8.29 | 7.46 | 304.7 | 304.2 | 302.9 | 301.8 | 300.6 | 299.9 | 299.1 | 298.3 | 297.9 | 298.4 | 292.1 | 9.54 | 0.88 | 9.35 | 7.24 | 9.224% | 299.78 | 9.2091 | 0.27196 | 9.2708 | 0.99334 | 9.4765 | 1461.74 | 1438.88
2012-06-14 22:00 | 10.68 | 10.44 | 10.02 | 9.63 | 9.22 | 8.89 | 8.64 | 8.3 | 7.98 | 7.28 | 306.4 | 306.3 | 305.1 | 304 | 303.2 | 301.8 | 300.9 | 300.8 | 300.5 | 300.3 | 294.3 | 9.26 | 0.86 | 9.03 | 7.15 | 9.287% | 301.665 | 8.9632 | 0.26359 | 8.8537 | 1.0124 | 9.3745 | 1355.06 | 1396.97
2012-06-14 22:10 | 10.13 | 10.01 | 9.65 | 9.4 | 9.12 | 8.81 | 8.42 | 8.05 | 7.58 | 7.11 | 309 | 308.3 | 306.4 | 305 | 303.6 | 302.6 | 301.4 | 300.9 | 300.8 | 298.9 | 294.6 | 8.85 | 0.73 | 8.59 | 6.25 | 8.249% | 302.42 | 8.7265 | 0.41841 | 8.753 | 0.99697 | 8.8232 | 1200.95 | 1189.94
2012-06-14 22:20 | 9.64 | 9.5 | 9.21 | 8.83 | 8.38 | 8.06 | 7.73 | 7.3 | 7.02 | 6.48 | 305.4 | 304.9 | 303.7 | 303 | 302 | 300.8 | 299.3 | 298.9 | 298.1 | 298 | 292.4 | 8 | 0.63 | 7.78 | 5.95 | 7.875% | 300.575 | 8.0983 | 0.38632 | 8.0119 | 1.0108 | 8.0863 | 889 | 922.03
2012-06-14 22:30 | 10.09 | 9.94 | 9.7 | 9.41 | 9 | 8.66 | 8.3 | 7.94 | 7.6 | 7.02 | 306.2 | 306 | 304.9 | 304 | 302.8 | 302 | 301.3 | 300.4 | 299.5 | 298.8 | 293.2 | 8.68 | 0.85 | 8.4 | 6.8 | 9.793% | 301.895 | 8.6657 | 0.39236 | 8.6075 | 1.0068 | 8.7387 | 1138.56 | 1160.58
2012-06-14 23:00 | 9.62 | 9.48 | 9.03 | 8.65 | 8.39 | 8.09 | 7.82 | 7.54 | 7.21 | 6.66 | 304.4 | 303.7 | 302.7 | 301.6 | 300.4 | 299 | 299 | 298.3 | 297.4 | 297.4 | 291.5 | 8.15 | 0.65 | 8 | 6.2 | 7.975% | 299 | 8.1166 | 0.31368 | 8.0508 | 1.0082 | 8.2167 | 944.05 | 969.74
2012-06-14 23:10 | 9.53 | 9.34 | 8.96 | 8.64 | 8.43 | 8.2 | 7.86 | 7.52 | 7.22 | 6.8 | 301.8 | 301.3 | 299.9 | 299 | 298.2 | 297.6 | 296.7 | 295.8 | 294.7 | 292.8 | 289.4 | 8.4 | 0.71 | 8.29 | 6.39 | 8.452% | 297.465 | 8.1296 | 0.39133 | 8.1504 | 0.99744 | 8.3785 | 1035.8 | 1028.46
2012-06-14 23:20 | 9.57 | 9.44 | 9.15 | 8.86 | 8.59 | 8.27 | 7.9 | 7.6 | 7.26 | 6.84 | 300.6 | 300 | 299 | 298.6 | 298.5 | 298.4 | 297.8 | 297.3 | 296.4 | 295.7 | 289.8 | 8.34 | 0.62 | 8.1 | 6.29 | 7.434% | 298.31 | 8.247 | 0.42298 | 8.2159 | 1.0038 | 8.3715 | 1013.78 | 1024.79
2012-06-14 23:30 | 9.79 | 9.65 | 9.41 | 9.13 | 8.81 | 8.5 | 8.09 | 7.66 | 7.18 | 6.7 | 302.1 | 301.2 | 299.7 | 298.4 | 298.1 | 297 | 295.8 | 295.1 | 294.8 | 294.1 | 288.4 | 8.34 | 0.77 | 8.16 | 5.96 | 9.233% | 296.82 | 8.4109 | 0.45685 | 8.44 | 0.99656 | 8.3113 | 1013.78 | 1002.77
2012-06-14 23:40 | 10.02 | 9.79 | 9.47 | 9.09 | 8.87 | 8.56 | 8.11 | 7.68 | 7.2 | 6.55 | 304.2 | 303.4 | 301.4 | 299.7 | 298.6 | 297.7 | 297.2 | 296.5 | 295.7 | 294 | 289.4 | 8.46 | 0.88 | 8.27 | 6.05 | 10.4% | 297.625 | 8.4386 | 0.49903 | 8.494 | 0.99347 | 8.4048 | 1057.82 | 1035.8
2012-06-14 23:50 | 9.49 | 9.35 | 9.02 | 8.77 | 8.53 | 8.23 | 7.87 | 7.5 | 7.11 | 6.43 | 302.1 | 301.3 | 300.6 | 299.1 | 298 | 297.4 | 296.3 | 295.4 | 294.1 | 292.8 | 289 | 8.4 | 0.72 | 8.2 | 6.3 | 8.571% | 297.235 | 8.1488 | 0.41333 | 8.1774 | 0.9965 | 8.3706 | 1035.8 | 1024.79
2012-06-15 | 8.97 | 8.81 | 8.51 | 8.22 | 7.89 | 7.45 | 7.11 | 6.84 | 6.57 | 6.26 | 299.4 | 297.8 | 296.7 | 295.4 | 294.2 | 293.1 | 292.5 | 291.5 | 290.4 | 288.4 | 284.9 | 7.76 | 0.86 | 7.57 | 5.72 | 11.08% | 293.01 | 7.5383 | 0.43166 | 7.4003 | 1.0186 | 7.9047 | 816.76 | 858.9
2012-06-15 00:10 | 9.13 | 9.02 | 8.78 | 8.51 | 8.28 | 8.1 | 7.89 | 7.62 | 7.23 | 6.65 | 301 | 299.5 | 298.7 | 297 | 296.3 | 295 | 292.5 | 290.7 | 289.6 | 287.7 | 285.3 | 8.26 | 0.72 | 8.07 | 6.08 | 8.717% | 294.625 | 8.0362 | 0.24274 | 8.0696 | 0.99586 | 8.2258 | 984.42 | 973.41
2012-06-15 00:20 | 8.71 | 8.65 | 8.25 | 7.93 | 7.65 | 7.36 | 7.1 | 6.88 | 6.63 | 6.17 | 299.4 | 298.5 | 296.7 | 295.3 | 294.2 | 292.7 | 292 | 291.4 | 290.7 | 290.2 | 283.7 | 7.47 | 0.82 | 7.27 | 5.61 | 10.98% | 292.595 | 7.4107 | 0.33235 | 7.3222 | 1.0121 | 7.5603 | 729.47 | 756.56
2012-06-15 00:30 | 8.17 | 8.06 | 7.79 | 7.47 | 7.1 | 6.81 | 6.57 | 6.38 | 6.1 | 5.76 | 297.3 | 296.2 | 294.5 | 293.2 | 293 | 292.4 | 290.4 | 288.9 | 287.3 | 284.4 | 282.1 | 6.94 | 1 | 6.77 | 5.28 | 14.41% | 292.1 | 6.9017 | 0.33155 | 6.7751 | 1.0187 | 7.0697 | 574.44 | 609.07
2012-06-15 00:40 | 8.16 | 8.04 | 7.74 | 7.44 | 7.1 | 6.85 | 6.54 | 6.3 | 6.09 | 5.49 | 300.9 | 299.9 | 298.1 | 296.5 | 294.8 | 292.8 | 292.4 | 291.9 | 291.8 | 287.2 | 283.5 | 7.16 | 0.92 | 6.99 | 5.39 | 12.85% | 292.74 | 6.8681 | 0.42796 | 6.8047 | 1.0093 | 7.2267 | 636.16 | 657.23
2012-06-15 00:50 | 7.86 | 7.66 | 7.38 | 7.09 | 6.77 | 6.45 | 6.19 | 6.06 | 5.99 | 5.59 | 293.9 | 292.7 | 291.9 | 291.8 | 290.7 | 288.1 | 286.5 | 285.3 | 284.2 | 281.6 | 282.6 | 6.93 | 1.22 | 6.89 | 5.16 | 17.6% | 287.86 | 6.5692 | 0.38022 | 6.4121 | 1.0245 | 7.0998 | 572.18 | 618.1
2012-06-15 01:00 | 6.88 | 6.75 | 6.49 | 6.29 | 6.21 | 6.02 | 5.76 | 5.57 | 5.39 | 5 | 297.6 | 296.3 | 293.9 | 292.1 | 291.1 | 289.9 | 289.4 | 289.1 | 290.1 | 290.6 | 282 | 5.59 | 1.14 | 5.55 | 4.54 | 20.39% | 289.825 | 5.9587 | 0.40799 | 5.982 | 0.9961 | 5.5682 | 295.58 | 292.34
2012-06-15 01:10 | 7.21 | 6.97 | 6.7 | 6.5 | 6.21 | 5.85 | 5.59 | 5.4 | 5.16 | 4.73 | 301 | 301.1 | 300 | 297.4 | 296 | 294.2 | 294 | 293.3 | 292 | 292.5 | 285.2 | 5.85 | 1.08 | 5.68 | 4.53 | 18.46% | 294.17 | 5.9269 | 0.42012 | 5.812 | 1.0198 | 5.9657 | 337.7 | 357.14
2012-06-15 01:20 | 7.91 | 7.76 | 7.4 | 7.1 | 6.78 | 6.51 | 6.19 | 5.93 | 5.6 | 5.3 | 305 | 304.2 | 302.4 | 300.3 | 298 | 295.9 | 293.2 | 291.7 | 290.4 | 289.1 | 287.7 | 6.64 | 1.12 | 6.42 | 4.98 | 16.87% | 295.495 | 6.5135 | 0.46579 | 6.4632 | 1.0078 | 6.6918 | 506.64 | 517.94
2012-06-15 01:30 | 7.13 | 7.01 | 6.72 | 6.5 | 6.26 | 6.05 | 5.73 | 5.35 | 5 | 4.57 | 305.7 | 304.4 | 303.3 | 302.4 | 301.5 | 300 | 299.5 | 297.7 | 295.6 | 290.9 | 289.6 | 6.16 | 0.98 | 5.9 | 4.84 | 15.91% | 299.925 | 5.9624 | 0.50218 | 6.0031 | 0.99322 | 6.1182 | 398.16 | 389.12
2012-06-15 01:40 | 6.97 | 6.86 | 6.66 | 6.37 | 6.14 | 5.87 | 5.58 | 5.3 | 5.02 | 4.66 | 301.8 | 302.3 | 300.8 | 299 | 297.6 | 296.6 | 295.3 | 293.9 | 291 | 288.1 | 288.9 | 5.65 | 0.75 | 5.4 | 4.13 | 13.27% | 296.405 | 5.8598 | 0.4682 | 5.8275 | 1.0055 | 5.6813 | 305.3 | 310.16
2012-06-15 01:50 | 7.09 | 7 | 6.85 | 6.63 | 6.37 | 6.19 | 5.93 | 5.66 | 5.33 | 4.78 | 302.1 | 301.8 | 300.1 | 298.4 | 296.9 | 296.2 | 294.8 | 294.3 | 293.5 | 290.3 | 287.3 | 6.42 | 1.04 | 6.2 | 4.86 | 16.2% | 295.99 | 6.1308 | 0.39654 | 6.1521 | 0.99655 | 6.3978 | 456.92 | 452.4
2012-06-15 02:00 | 6.97 | 6.8 | 6.4 | 6.11 | 5.83 | 5.5 | 5.2 | 5.04 | 4.87 | 4.61 | 301.9 | 301.2 | 300.3 | 298.7 | 298.1 | 297.7 | 296.1 | 294.2 | 291.2 | 287.1 | 291 | 5.87 | 0.91 | 5.75 | 4.93 | 15.5% | 297.46 | 5.5984 | 0.51832 | 5.456 | 1.0261 | 6.0232 | 340.94 | 366.52
2012-06-15 02:10 | 6.46 | 6.3 | 6.18 | 5.98 | 5.78 | 5.41 | 5.16 | 4.91 | 4.63 | 4.27 | 304 | 303.6 | 302.4 | 302.3 | 300.7 | 298.7 | 296.6 | 295.9 | 294.7 | 293.3 | 290.6 | 5.79 | 0.91 | 5.67 | 4.61 | 15.72% | 298.385 | 5.4443 | 0.43721 | 5.3735 | 1.0132 | 5.8663 | 327.98 | 340.94
2012-06-15 02:20 | 6.38 | 6.27 | 6.1 | 5.79 | 5.62 | 5.3 | 5.02 | 4.54 | 4.06 | 3.62 | 303.8 | 303.6 | 302.1 | 300.1 | 299.5 | 298.9 | 298.9 | 299.1 | 300.1 | 298.4 | 291.8 | 5.42 | 0.95 | 5.1 | 3.66 | 17.53% | 298.9 | 5.2461 | 0.50157 | 5.2589 | 0.99756 | 5.4068 | 268.04 | 266.42
2012-06-15 02:30 | 6.28 | 6.17 | 5.94 | 5.6 | 5.42 | 5.24 | 5.02 | 4.79 | 4.49 | 3.93 | 302.4 | 301.6 | 300.5 | 299.7 | 298.9 | 297.6 | 297.7 | 296.5 | 293.6 | 288.7 | 290.8 | 5.55 | 0.85 | 5.35 | 3.97 | 15.32% | 297.615 | 5.2208 | 0.39636 | 5.2079 | 1.0025 | 5.5637 | 289.1 | 290.72
2012-06-15 02:40 | 6.72 | 6.55 | 6.34 | 6.23 | 6.02 | 5.81 | 5.43 | 5.15 | 4.75 | 3.94 | 305.1 | 304.5 | 303.8 | 303.5 | 302.1 | 301.3 | 299.4 | 298.3 | 297.1 | 295.3 | 292.2 | 5.77 | 0.79 | 5.51 | 4.15 | 13.69% | 301.015 | 5.6762 | 0.62507 | 5.754 | 0.98649 | 5.6921 | 324.74 | 311.78
2012-06-15 02:50 | 7.07 | 7.07 | 7 | 6.79 | 6.55 | 6.2 | 5.76 | 5.43 | 5.15 | 4.71 | 304.1 | 303.7 | 303.4 | 302.4 | 301.7 | 300.6 | 299.7 | 297.7 | 296.3 | 295.1 | 292.5 | 6.42 | 1.07 | 6.19 | 4.62 | 16.67% | 300.465 | 6.1435 | 0.68025 | 6.135 | 1.0014 | 6.429 | 456.92 | 459.18
2012-06-15 03:00 | 7.3 | 7.2 | 7.02 | 6.79 | 6.52 | 6.19 | 5.8 | 5.39 | 5.14 | 4.89 | 307.3 | 306.8 | 305.5 | 305.1 | 304.4 | 303.7 | 302.1 | 302.5 | 302.8 | 300.1 | 296.1 | 6.86 | 0.97 | 6.58 | 5.18 | 14.14% | 303.46 | 6.1569 | 0.60138 | 6.1326 | 1.004 | 6.8872 | 556.36 | 563.14
2012-06-15 03:10 | 6.77 | 6.63 | 6.47 | 6.28 | 6.07 | 5.93 | 5.75 | 5.53 | 5.33 | 4.77 | 306.1 | 305.9 | 305.1 | 305.5 | 305.3 | 304.4 | 303.8 | 303.7 | 302.7 | 307.6 | 297.9 | 6.59 | 0.85 | 6.37 | 4.99 | 12.9% | 304.31 | 5.8984 | 0.28485 | 5.9039 | 0.99907 | 6.5839 | 495.34 | 493.08
2012-06-15 03:20 | 6.46 | 6.34 | 6.15 | 6.01 | 5.87 | 5.65 | 5.49 | 5.2 | 4.81 | 4.48 | 306.1 | 306 | 306.7 | 306.8 | 305.9 | 305.3 | 305.3 | 305.6 | 305.3 | 306.3 | 298.3 | 5.93 | 0.89 | 5.78 | 4.82 | 15.01% | 305.3 | 5.6007 | 0.26547 | 5.6268 | 0.99537 | 5.9026 | 350.66 | 345.8
2012-06-15 03:30 | 5.48 | 5.43 | 5.33 | 5.18 | 5.09 | 4.98 | 4.76 | 4.52 | 4.29 | 4.1 | 303.9 | 303.6 | 303.7 | 303 | 303.9 | 304.5 | 305.6 | 306.1 | 307.2 | 309.2 | 295.7 | 5.38 | 0.81 | 5.1 | 4.26 | 15.06% | 304.665 | 4.8788 | 0.41753 | 4.9479 | 0.98604 | 5.3049 | 261.56 | 248.6
2012-06-15 04:50 | 7.4 | 7.45 | 7.57 | 7.6 | 7.72 | 7.75 | 7.73 | 7.76 | 7.76 | 7.47 | 303.9 | 303.7 | 303.7 | 303.2 | 303.1 | 303 | 302.6 | 302.1 | 302.7 | 303.6 | 295 | 8.2 | 0.74 | 8.21 | 7.84 | 9.024% | 302.94 | 7.6812 | 0.023879 | 7.7471 | 0.99149 | 8.1302 | 962.4 | 936.71
2012-06-15 05:00 | 6.89 | 6.92 | 6.96 | 6.99 | 6.97 | 7.01 | 7.03 | 7.04 | 6.9 | 6.49 | 300.3 | 300.3 | 300.2 | 299.3 | 298.9 | 298.8 | 299.5 | 300.1 | 300.5 | 301.6 | 292.3 | 7.46 | 0.88 | 7.43 | 6.82 | 11.8% | 298.905 | 6.9586 | -0.026328 | 7.0129 | 0.99227 | 7.4023 | 726.46 | 708.4
2012-06-15 05:10 | 6.36 | 6.38 | 6.48 | 6.54 | 6.55 | 6.56 | 6.47 | 6.37 | 6.27 | 6.09 | 307.4 | 307.4 | 307.8 | 307.5 | 307.6 | 307.9 | 307.6 | 307.6 | 307.4 | 307.3 | 298.6 | 7.14 | 0.9 | 7.13 | 6.22 | 12.61% | 307.855 | 6.4425 | 0.12766 | 6.547 | 0.98403 | 7.026 | 630.14 | 597.03
2012-06-15 05:20 | 5.89 | 5.99 | 6.11 | 6.2 | 6.23 | 6.25 | 6.23 | 6.22 | 6.07 | 5.85 | 307.7 | 307.3 | 306.9 | 306.6 | 306.4 | 305.9 | 306.3 | 307.1 | 308.5 | 310.5 | 301.3 | 6.77 | 1.06 | 6.75 | 6.39 | 15.66% | 305.96 | 6.1632 | 0.029619 | 6.2471 | 0.98657 | 6.6791 | 536.02 | 515.68
2012-06-15 05:30 | 5.98 | 5.94 | 5.96 | 6.03 | 6.04 | 6.14 | 6.28 | 6.28 | 6.18 | 5.84 | 313.8 | 314.2 | 313.9 | 313.3 | 312.6 | 311.9 | 311.7 | 311.7 | 312.2 | 312.5 | 302.7 | 6.81 | 0.76 | 6.81 | 6.14 | 11.16% | 311.87 | 6.1141 | -0.20834 | 6.1599 | 0.99257 | 6.7594 | 545.06 | 533.76
2012-06-15 05:40 | 6.13 | 6.11 | 6.16 | 6.22 | 6.22 | 6.22 | 6.26 | 6.23 | 6.06 | 5.6 | 308.1 | 308.2 | 307.8 | 307.2 | 306.5 | 305.1 | 305 | 305.9 | 306.3 | 306.9 | 297 | 6.74 | 0.83 | 6.68 | 6.12 | 12.31% | 305.085 | 6.1633 | -0.059237 | 6.2257 | 0.98998 | 6.6725 | 529.24 | 513.42
2012-06-15 05:50 | 6.71 | 6.75 | 6.75 | 6.94 | 7.08 | 7.23 | 7.28 | 7.21 | 7.05 | 6.72 | 309.4 | 309.5 | 309.8 | 309.3 | 309.5 | 309.7 | 309.3 | 308.8 | 307.9 | 308.2 | 302.9 | 7.7 | 0.75 | 7.7 | 7.21 | 9.74% | 309.64 | 7.0611 | -0.063687 | 7.2371 | 0.97567 | 7.5127 | 798.7 | 741.51
2012-06-15 06:00 | 5.75 | 5.83 | 5.87 | 5.99 | 6.03 | 6.08 | 6.03 | 5.93 | 5.73 | 5.38 | 307.8 | 307.9 | 308 | 308.1 | 308.4 | 309.5 | 309.6 | 310.3 | 310.9 | 311.5 | 300.9 | 6.95 | 0.62 | 6.86 | 6.32 | 8.921% | 309.515 | 5.924 | 0.076309 | 6.0728 | 0.97549 | 6.7797 | 576.7 | 538.28
2012-06-15 06:10 | 6.27 | 6.34 | 6.52 | 6.58 | 6.6 | 6.65 | 6.63 | 6.56 | 6.44 | 6.17 | 294.6 | 294.7 | 295 | 295.1 | 295.1 | 294.7 | 294.5 | 294.2 | 293.4 | 291.8 | 285.3 | 6.97 | 0.73 | 6.95 | 6.37 | 10.47% | 294.67 | 6.5412 | 0.027834 | 6.6471 | 0.98406 | 6.8589 | 581.22 | 556.36
2012-06-15 06:20 | 5.89 | 5.96 | 6.03 | 6.13 | 6.2 | 6.19 | 6.14 | 6.11 | 6.07 | 5.98 | 294 | 293.5 | 293.5 | 293 | 293.3 | 293.5 | 293.7 | 293.6 | 293.1 | 291.9 | 286.8 | 6.52 | 1.06 | 6.53 | 6.07 | 16.26% | 293.53 | 6.1136 | 0.074948 | 6.1828 | 0.98881 | 6.447 | 479.52 | 463.7
2012-06-15 06:30 | 5.91 | 5.94 | 6.08 | 6.16 | 6.11 | 6.1 | 6.1 | 5.97 | 5.78 | 5.45 | 297.3 | 297.3 | 297 | 296.2 | 296 | 295.9 | 295.8 | 296.2 | 295.9 | 296.6 | 288.4 | 6.13 | 0.79 | 6.12 | 5.58 | 12.89% | 295.885 | 6.0113 | 0 | 6.1 | 0.98546 | 6.0409 | 391.38 | 371.04
2012-06-15 06:40 | 5.93 | 5.96 | 6.07 | 6.11 | 6.13 | 6.18 | 6.2 | 6.19 | 6.18 | 6.06 | 293.5 | 293.4 | 293.6 | 293.5 | 293.8 | 294.2 | 293.9 | 293.2 | 293.2 | 292.9 | 289.7 | 6.39 | 0.91 | 6.47 | 6.23 | 14.24% | 294.155 | 6.141 | -0.029858 | 6.1829 | 0.99322 | 6.3467 | 450.14 | 441.1
2012-06-15 06:50 | 5.61 | 5.64 | 5.66 | 5.62 | 5.62 | 5.63 | 5.61 | 5.62 | 5.61 | 5.4 | 301.5 | 301.5 | 301.1 | 300.7 | 300.1 | 299.6 | 299.7 | 300.3 | 300.7 | 300.9 | 294 | 5.96 | 0.97 | 6.01 | 5.38 | 16.28% | 299.615 | 5.612 | 0.032886 | 5.6271 | 0.9973 | 5.9439 | 355.52 | 352.28
2012-06-15 07:00 | 5.33 | 5.36 | 5.41 | 5.49 | 5.59 | 5.6 | 5.59 | 5.57 | 5.48 | 5.17 | 306.7 | 306.6 | 307.2 | 307.2 | 306.6 | 306 | 304.8 | 303.9 | 303.8 | 302.5 | 296.2 | 6.13 | 0.79 | 6.15 | 5.68 | 12.89% | 305.82 | 5.5114 | 0.016517 | 5.5986 | 0.98443 | 6.0345 | 391.38 | 368.78
2012-06-15 07:10 | 5.02 | 5.02 | 5.04 | 5.07 | 5.1 | 5.15 | 5.08 | 4.95 | 4.79 | 4.65 | 289.2 | 289.1 | 289.2 | 288.8 | 288.7 | 288.6 | 288.7 | 288.4 | 287.9 | 289.1 | 280.9 | 5.56 | 0.65 | 5.58 | 4.96 | 11.69% | 288.615 | 5.0109 | 0.12647 | 5.1399 | 0.9749 | 5.4204 | 290.72 | 268.04
2012-06-15 07:20 | 5.7 | 5.79 | 5.93 | 5.99 | 6.06 | 6.13 | 6.17 | 6.06 | 5.95 | 5.9 | 295.6 | 295.4 | 294.5 | 293.7 | 293.1 | 292.1 | 290.5 | 290.6 | 291.3 | 291.7 | 287.4 | 6.5 | 0.77 | 6.53 | 6.19 | 11.85% | 291.86 | 6.0272 | -0.060104 | 6.1357 | 0.98232 | 6.3851 | 475 | 450.14
2012-06-15 07:30 | 5.69 | 5.77 | 5.85 | 5.88 | 5.9 | 5.94 | 5.9 | 5.79 | 5.66 | 5.42 | 291.7 | 292.1 | 293.2 | 292.8 | 292 | 291.7 | 291 | 290.1 | 289.6 | 289.6 | 282.6 | 5.91 | 0.66 | 5.88 | 5.32 | 11.17% | 291.595 | 5.8228 | 0.062439 | 5.9343 | 0.98121 | 5.799 | 347.42 | 329.6
2012-06-15 07:40 | 6.39 | 6.4 | 6.45 | 6.47 | 6.53 | 6.53 | 6.5 | 6.49 | 6.46 | 6.41 | 307.6 | 307.9 | 308.4 | 309.3 | 309.3 | 309.4 | 310.1 | 311.1 | 311.7 | 312.9 | 300.5 | 6.72 | 0.84 | 6.72 | 6.37 | 12.5% | 309.505 | 6.482 | 0.042553 | 6.5257 | 0.99331 | 6.675 | 524.72 | 515.68
2012-06-15 07:50 | 6.34 | 6.34 | 6.33 | 6.32 | 6.32 | 6.31 | 6.25 | 6.24 | 6.22 | 5.97 | 299 | 299.1 | 298.7 | 297.9 | 297.8 | 297.9 | 297.9 | 298.7 | 299.7 | 298.9 | 291.2 | 6.41 | 0.93 | 6.44 | 5.78 | 14.51% | 297.9 | 6.2696 | 0.08829 | 6.3014 | 0.99496 | 6.3777 | 454.66 | 447.88
2012-06-15 08:00 | 5.6 | 5.56 | 5.67 | 5.78 | 5.87 | 5.98 | 6.03 | 6.02 | 6.03 | 5.98 | 303.5 | 303.3 | 301.9 | 301.5 | 300.8 | 300.4 | 301.1 | 301.7 | 302.2 | 303.2 | 291.2 | 6.14 | 0.68 | 6.2 | 5.99 | 11.07% | 300.505 | 5.9096 | -0.076945 | 5.9871 | 0.98705 | 6.0605 | 393.64 | 375.56
2012-06-15 08:10 | 5.72 | 5.77 | 5.93 | 6.01 | 6.09 | 6.11 | 6.13 | 6.11 | 6.04 | 5.79 | 293.1 | 293.2 | 293.5 | 293.9 | 294.5 | 294.6 | 294.1 | 293.1 | 292.6 | 291.1 | 284.6 | 6.19 | 1.29 | 6.23 | 5.61 | 20.84% | 294.525 | 6.0379 | -0.030199 | 6.1129 | 0.98773 | 6.1141 | 404.94 | 386.86
2012-06-15 08:20 | 5.83 | 5.84 | 5.97 | 6.04 | 6.07 | 6.06 | 6.01 | 5.94 | 5.81 | 5.48 | 286.3 | 286 | 286.4 | 286.4 | 286.9 | 287 | 286.5 | 285.9 | 285.7 | 287 | 283.5 | 6.06 | 1 | 6.16 | 5.84 | 16.5% | 286.925 | 5.9568 | 0.076562 | 6.0528 | 0.98415 | 5.9639 | 375.56 | 355.52
2012-06-15 08:30 | 6.63 | 6.53 | 6.38 | 6.35 | 6.36 | 6.33 | 6.27 | 6.22 | 6.19 | 6.06 | 297.5 | 297.7 | 298.3 | 298.6 | 298.9 | 299.5 | 300 | 300.5 | 301.3 | 302.5 | 290.1 | 6.64 | 0.93 | 6.68 | 6 | 14.01% | 299.575 | 6.2964 | 0.08801 | 6.3214 | 0.99605 | 6.6138 | 506.64 | 499.86
2012-06-15 08:40 | 6.92 | 6.88 | 6.85 | 6.75 | 6.77 | 6.81 | 6.8 | 6.73 | 6.58 | 6.32 | 297.1 | 298.5 | 298.7 | 299.2 | 299.5 | 300 | 300.1 | 300 | 299.7 | 299.8 | 290.4 | 7.04 | 0.77 | 7.05 | 6.63 | 10.94% | 300.015 | 6.739 | 0.01358 | 6.8086 | 0.98978 | 6.9681 | 600.04 | 581.22
2012-06-15 08:50 | 6.22 | 6.22 | 6.2 | 6.13 | 6.06 | 6.06 | 6.04 | 6 | 5.91 | 5.7 | 300.9 | 301.1 | 301.2 | 301.2 | 300.9 | 300.7 | 300.6 | 299.7 | 299.5 | 299.3 | 289 | 6.07 | 0.82 | 6.13 | 5.49 | 13.51% | 300.685 | 6.0433 | 0.030549 | 6.0571 | 0.99771 | 6.0561 | 377.82 | 375.56
2012-06-15 09:00 | 5.2 | 5.17 | 5.14 | 5.15 | 5.27 | 5.3 | 5.3 | 5.23 | 5.1 | 4.9 | 300.5 | 301.3 | 303.1 | 303.8 | 303.1 | 302.8 | 302.6 | 303.1 | 304.1 | 305.9 | 291.4 | 5.6 | 1.16 | 5.6 | 5.16 | 20.71% | 302.77 | 5.2002 | 0 | 5.3 | 0.98118 | 5.4946 | 297.2 | 279.38
2012-06-15 09:10 | 4.98 | 5.03 | 5.01 | 5.03 | 4.99 | 4.98 | 4.96 | 4.94 | 4.85 | 4.75 | 287.2 | 287.9 | 288.7 | 289.6 | 290.6 | 291.8 | 292.5 | 292.5 | 292.4 | 292 | 284 | 5.49 | 1.13 | 5.42 | 4.77 | 20.58% | 291.905 | 4.9548 | 0.037187 | 4.9771 | 0.99552 | 5.4654 | 279.38 | 276.14
2012-06-15 09:40 | 5.08 | 4.93 | 4.92 | 4.92 | 4.81 | 4.79 | 4.87 | 4.99 | 4.95 | 4.71 | 273.5 | 273.6 | 275 | 275.5 | 276.2 | 276.2 | 276.3 | 277.4 | 277.5 | 276.3 | 266.3 | 4.46 | 1.06 | 4.53 | 4.45 | 23.77% | 276.215 | 4.8827 | -0.15306 | 4.8014 | 1.0169 | 4.5355 | 141.14 | 149.86
2012-06-15 09:50 | 5.8 | 5.88 | 5.9 | 6.03 | 6.13 | 6.12 | 6.14 | 6.13 | 6.05 | 5.89 | 301.6 | 301.3 | 300.8 | 301.1 | 301.5 | 301.1 | 301 | 302.1 | 303.5 | 304.5 | 295.7 | 6.32 | 0.7 | 6.32 | 6 | 11.08% | 301.085 | 6.0596 | -0.03015 | 6.1229 | 0.98967 | 6.2547 | 434.32 | 418.5
2012-06-15 10:10 | 5.24 | 5.3 | 5.28 | 5.31 | 5.31 | 5.27 | 5.27 | 5.27 | 5.21 | 5.21 | 299 | 299.5 | 299.4 | 299.9 | 300.4 | 301.3 | 301.4 | 301.3 | 301.3 | 302.3 | 275.5 | 4.86 | 1.75 | 4.91 | 4.8 | 36.01% | 301.315 | 5.2713 | 0 | 5.27 | 1.0002 | 4.8612 | 184.74 | 184.74
2012-06-15 10:20 | 5.32 | 5.24 | 5.2 | 5.27 | 5.34 | 5.4 | 5.5 | 5.43 | 5.28 | 5.04 | 299.4 | 298.9 | 299.9 | 300.4 | 300.1 | 299.8 | 298.6 | 298.1 | 297 | 296.1 | 282.5 | 5.59 | 0.88 | 5.57 | 4.96 | 15.74% | 299.62 | 5.3321 | -0.16956 | 5.4142 | 0.98483 | 5.5052 | 295.58 | 282.62
2012-06-15 10:40 | 6.55 | 6.58 | 6.58 | 6.62 | 6.63 | 6.57 | 6.51 | 6.38 | 6.23 | 6.2 | 309.1 | 309.5 | 309.8 | 309 | 307.9 | 306.9 | 306.5 | 306.7 | 306.9 | 307.2 | 294.1 | 6.49 | 0.87 | 6.45 | 6.09 | 13.41% | 306.84 | 6.4905 | 0.08478 | 6.5614 | 0.9892 | 6.4199 | 472.74 | 456.92
2012-06-15 10:50 | 4.96 | 4.91 | 4.8 | 4.83 | 4.85 | 4.85 | 4.78 | 4.74 | 4.57 | 4.21 | 296.7 | 297.3 | 296.5 | 295.4 | 295.5 | 296 | 296 | 294.9 | 295.7 | 296.9 | 291.3 | 4.89 | 1.18 | 4.97 | 4.47 | 24.13% | 296 | 4.7562 | 0.13435 | 4.8399 | 0.98271 | 4.8055 | 188.01 | 179.29
2012-06-15 11:00 | 5.71 | 5.7 | 5.67 | 5.64 | 5.67 | 5.71 | 5.67 | 5.66 | 5.65 | 5.54 | 304 | 305 | 306 | 306.9 | 306.7 | 306.7 | 306.5 | 305.9 | 306.4 | 307.5 | 295.1 | 5.75 | 1.21 | 5.74 | 5.3 | 21.04% | 306.67 | 5.6626 | 0.064963 | 5.7043 | 0.99271 | 5.7081 | 321.5 | 315.02
2012-06-15 11:10 | 4.78 | 4.78 | 4.8 | 4.86 | 4.93 | 4.99 | 4.98 | 4.94 | 4.98 | 4.98 | 296 | 295.7 | 296.1 | 294.6 | 294.3 | 293.9 | 294.1 | 294.9 | 295.5 | 296 | 288.9 | 5.05 | 1.05 | 5.09 | 4.98 | 20.79% | 293.93 | 4.9269 | 0.018538 | 4.9886 | 0.98764 | 4.9876 | 208.1 | 198.91
2012-06-15 11:20 | 3.67 | 3.67 | 3.44 | 3.34 | 3.36 | 3.43 | 3.51 | 3.51 | 3.47 | 3.29 | 310.7 | 309.9 | 309.7 | 308.4 | 307.4 | 306.1 | 306 | 305.1 | 303.3 | 300.5 | 296.2 | 3.69 | 1.07 | 3.66 | 3.17 | 29% | 306.085 | 3.4403 | -0.21306 | 3.4413 | 0.9997 | 3.6889 | 62.79 | 62.79
2012-06-15 11:30 | 5.9 | 5.83 | 5.82 | 5.85 | 5.89 | 5.93 | 5.95 | 5.87 | 5.82 | 5.78 | 306.5 | 307.2 | 308.8 | 309.9 | 310.1 | 309.5 | 309.6 | 310.4 | 311.1 | 312.7 | 292.9 | 5.87 | 1.09 | 5.92 | 5.26 | 18.57% | 309.515 | 5.8709 | -0.031114 | 5.9329 | 0.98956 | 5.8087 | 340.94 | 331.22
2012-06-15 11:40 | 5.29 | 5.22 | 5.26 | 5.21 | 5.17 | 5.1 | 5.07 | 5.05 | 4.96 | 4.82 | 295.9 | 296.1 | 296.2 | 298.5 | 300.6 | 300.8 | 300 | 299.5 | 300.3 | 301.1 | 292.7 | 5.21 | 1.23 | 5.19 | 4.7 | 23.61% | 300.68 | 5.1006 | 0.054519 | 5.0957 | 1.001 | 5.215 | 234.02 | 235.64
2012-06-15 11:50 | 4.1 | 4.16 | 4.25 | 4.23 | 4.19 | 4.23 | 4.26 | 4.3 | 4.26 | 4.09 | 278.7 | 281.2 | 283.9 | 286.7 | 287.2 | 286.2 | 286.1 | 285.9 | 285.1 | 288 | 278.8 | 4.51 | 1.61 | 4.46 | 4.22 | 35.7% | 286.185 | 4.2322 | -0.065308 | 4.2343 | 0.9995 | 4.5078 | 146.59 | 146.59
2012-06-15 12:00 | 4.4 | 4.44 | 4.47 | 4.43 | 4.45 | 4.52 | 4.55 | 4.59 | 4.61 | 4.38 | 328.3 | 328 | 329.9 | 329.4 | 329.8 | 331.7 | 334 | 336.1 | 335.8 | 335.3 | 319.8 | 4.47 | 1.28 | 4.34 | 4.27 | 28.64% | 332.045 | 4.5038 | -0.061131 | 4.5243 | 0.99547 | 4.4497 | 142.23 | 140.05
2012-06-15 12:20 | 4.18 | 4.21 | 4.24 | 4.27 | 4.27 | 4.26 | 4.34 | 4.45 | 4.4 | 4.13 | 296.4 | 297.9 | 299.7 | 300 | 300.2 | 300.3 | 300.5 | 301.5 | 301.3 | 298.9 | 290.2 | 4.42 | 1.03 | 4.42 | 4.39 | 23.3% | 300.33 | 4.3065 | -0.17193 | 4.2714 | 1.0082 | 4.4564 | 136.78 | 141.14
2012-06-15 12:30 | 4.84 | 4.92 | 5 | 4.97 | 5.01 | 5.1 | 5.15 | 5.16 | 5.05 | 4.86 | 335.9 | 336.5 | 336.8 | 337.1 | 337.5 | 338.2 | 339 | 338.9 | 338.3 | 339.6 | 327.8 | 5.35 | 1.13 | 5.32 | 4.97 | 21.12% | 338.32 | 5.0494 | -0.090157 | 5.1071 | 0.98869 | 5.2895 | 256.7 | 246.98
2012-06-15 12:40 | 5.27 | 5.21 | 5.19 | 5.24 | 5.31 | 5.42 | 5.41 | 5.4 | 5.33 | 5.15 | 305.4 | 304.8 | 304.2 | 304.7 | 305.8 | 306.9 | 307.3 | 307.3 | 308.1 | 308.5 | 301.9 | 5.41 | 0.7 | 5.48 | 5.29 | 12.94% | 306.96 | 5.3196 | 0.017066 | 5.4186 | 0.98174 | 5.3112 | 266.42 | 250.22
2012-06-15 13:00 | 3.83 | 3.87 | 3.85 | 3.99 | 4.03 | 4.04 | 4.04 | 4.02 | 3.94 | 3.73 | 282.5 | 283.1 | 284.3 | 284.6 | 285.5 | 285.1 | 286.2 | 285.6 | 285.7 | 286.4 | 287.7 | 4.12 | 0.99 | 4.14 | 3.79 | 24.03% | 285.265 | 3.9749 | 0 | 4.04 | 0.98388 | 4.0536 | 104.08 | 96.45
2012-06-15 13:10 | 3.09 | 2.99 | 2.94 | 2.94 | 2.94 | 2.98 | 3.04 | 3.13 | 3.17 | 3.14 | 299.2 | 300.6 | 302.8 | 305.5 | 307.5 | 309.6 | 310.8 | 312.1 | 313.6 | 315 | 301.9 | 3.12 | 0.9 | 3.17 | 3.1 | 28.85% | 309.78 | 3.0223 | -0.18421 | 2.9885 | 1.0113 | 3.1553 | 10.92 | 14.56
2012-06-15 13:40 | 2.95 | 3.05 | 3.05 | 3.11 | 3.19 | 3.25 | 3.33 | 3.33 | 3.35 | 3.32 | 321.6 | 321.8 | 321 | 322.4 | 322.8 | 321.9 | 322.6 | 322.1 | 321.3 | 322 | 316.9 | 3.27 | 0.93 | 3.27 | 3.45 | 28.44% | 322.005 | 3.2365 | -0.22472 | 3.2613 | 0.99238 | 3.2451 | 24.57 | 22.75
2012-06-15 14:10 | 3.44 | 3.4 | 3.41 | 3.45 | 3.36 | 3.32 | 3.38 | 3.47 | 3.41 | 3.23 | 318.2 | 318.7 | 318.8 | 318.8 | 317 | 315.7 | 315.8 | 315.5 | 315.1 | 314.3 | 312.7 | 3.53 | 0.72 | 3.5 | 3.4 | 20.4% | 315.715 | 3.3886 | -0.16551 | 3.3285 | 1.0181 | 3.5937 | 48.23 | 53.69
2012-06-15 14:40 | 2.78 | 2.76 | 2.87 | 2.84 | 2.85 | 2.73 | 2.66 | 2.61 | 2.6 | 2.53 | 2.6 | 5.9 | 6.5 | 7.2 | 8.4 | 7.3 | 5.4 | 2.8 | 0.5 | 360 | 348.5 | 2.45 | 0.73 | 2.43 | 2.38 | 29.8% | 7.015 | 2.7234 | 0.24004 | 2.7199 | 1.0013 | 2.4532 | 0 | 0
2012-06-15 15:30 | 3.37 | 3.26 | 3.31 | 3.48 | 3.65 | 3.69 | 3.68 | 3.63 | 3.72 | 3.68 | 339.8 | 341.2 | 344.6 | 348.8 | 350.6 | 350.4 | 349.3 | 349.9 | 349.5 | 349.9 | 334.1 | 3.85 | 0.69 | 3.84 | 3.87 | 17.92% | 350.235 | 3.5966 | 0.025077 | 3.6886 | 0.97506 | 3.754 | 77.35 | 68.25
2012-06-15 15:40 | 2.35 | 2.31 | 2.31 | 2.34 | 2.32 | 2.4 | 2.4 | 2.4 | 2.48 | 2.48 | 321.3 | 321.2 | 323.7 | 327.1 | 330.1 | 331.8 | 332.4 | 334.1 | 336.8 | 340.3 | 316.8 | 2.43 | 0.5 | 2.32 | 2.64 | 20.58% | 331.89 | 2.3763 | 0 | 2.4 | 0.99012 | 2.406 | 0 | 0
2012-06-15 15:50 | 2.61 | 2.63 | 2.77 | 2.91 | 3 | 3.06 | 3.01 | 2.94 | 2.94 | 2.82 | 308.1 | 307.8 | 309.2 | 310.6 | 311.3 | 311.6 | 313.4 | 316.7 | 320.1 | 325.4 | 313 | 2.74 | 0.79 | 2.78 | 2.82 | 28.83% | 311.87 | 2.9271 | 0.15224 | 3.0528 | 0.95883 | 2.6272 | 0 | 0
2012-06-15 16:20 | 2.47 | 2.42 | 2.42 | 2.31 | 2.18 | 2.15 | 2.04 | 1.96 | 1.91 | 1.87 | 340.3 | 341 | 342.7 | 344.6 | 345.8 | 345.1 | 347.8 | 349.8 | 346.6 | 351.4 | 354.3 | 1.92 | 0.72 | 1.8 | 1.78 | 37.5% | 345.505 | 2.1409 | 0.48532 | 2.1339 | 1.0033 | 1.9263 | 0 | 0
2012-06-15 16:30 | 2.31 | 2.32 | 2.38 | 2.46 | 2.59 | 2.6 | 2.54 | 2.55 | 2.58 | 2.41 | 336.6 | 339.7 | 342 | 347.4 | 349.7 | 351.9 | 352.2 | 350.1 | 349.8 | 350.2 | 323.9 | 2.56 | 0.8 | 2.49 | 2.59 | 31.25% | 351.945 | 2.5145 | 0.21575 | 2.5913 | 0.97035 | 2.4841 | 0 | 0
2012-06-15 17:40 | 3.31 | 3.18 | 3.23 | 3.25 | 3.33 | 3.34 | 3.32 | 3.35 | 3.32 | 3.24 | 71.5 | 73.2 | 73.5 | 75.5 | 76.2 | 76.7 | 76.5 | 74.8 | 71.2 | 69.1 | 68.77 | 3.23 | 0.54 | 3.25 | 3.19 | 16.72% | 76.67 | 3.2958 | 0.055502 | 3.3371 | 0.9876 | 3.19 | 20.93 | 17.29
2012-06-16 16:10 | 8.1 | 8.03 | 7.94 | 7.86 | 7.73 | 7.67 | 7.64 | 7.59 | 7.5 | 7.23 | 148.8 | 148.3 | 147.2 | 146.3 | 146.1 | 146.2 | 146.7 | 146.9 | 146.8 | 145.6 | 142.3 | 7.77 | 1.61 | 7.76 | 6.89 | 20.72% | 146.275 | 7.6901 | 0.036216 | 7.6657 | 1.0032 | 7.7947 | 819.77 | 825.79
2012-06-16 16:20 | 8.68 | 8.59 | 8.39 | 8.21 | 8.08 | 7.85 | 7.63 | 7.44 | 7.28 | 7.01 | 147.9 | 147.1 | 145.9 | 145.7 | 145.9 | 146.6 | 147.5 | 147.9 | 148.1 | 148.2 | 144 | 7.65 | 1.58 | 7.59 | 6.79 | 20.65% | 146.735 | 7.8363 | 0.26268 | 7.8181 | 1.0023 | 7.6678 | 783.65 | 789.67
2012-06-16 17:00 | 6.86 | 6.77 | 6.67 | 6.6 | 6.57 | 6.49 | 6.33 | 6.13 | 5.97 | 5.81 | 153.2 | 152.8 | 151.1 | 150 | 149.8 | 150 | 150.2 | 150 | 150.1 | 150.7 | 147.1 | 5.97 | 0.94 | 5.93 | 5.49 | 15.75% | 150.03 | 6.385 | 0.23068 | 6.4668 | 0.98735 | 5.8945 | 357.14 | 344.18
2012-06-16 18:40 | 6.85 | 6.73 | 6.49 | 6.25 | 6.01 | 5.74 | 5.45 | 5.23 | 5.09 | 4.83 | 157.5 | 157.3 | 157.1 | 157.2 | 157.7 | 157.8 | 158.5 | 159 | 159.3 | 159.1 | 148.4 | 5.7 | 0.76 | 5.66 | 5.01 | 13.33% | 157.905 | 5.7738 | 0.47909 | 5.6975 | 1.0134 | 5.7763 | 313.4 | 326.36
2012-06-16 18:50 | 6.61 | 6.5 | 6.38 | 6.31 | 6.21 | 6.08 | 5.92 | 5.69 | 5.46 | 5.16 | 153 | 153.1 | 154.7 | 155.4 | 155.5 | 155.1 | 154.3 | 154 | 153.4 | 152 | 146.8 | 6.09 | 1.07 | 5.91 | 5.03 | 17.57% | 154.98 | 5.9958 | 0.24644 | 6.0568 | 0.98992 | 6.0286 | 382.34 | 368.78
2012-06-16 19:00 | 6.8 | 6.66 | 6.41 | 6.16 | 5.97 | 5.9 | 5.86 | 5.67 | 5.35 | 5.02 | 156.7 | 156.7 | 157.2 | 156.6 | 155.8 | 155.6 | 155.8 | 155.5 | 155.1 | 155.3 | 147.4 | 6.16 | 1.01 | 6.14 | 4.9 | 16.4% | 155.63 | 5.9008 | 0.062864 | 5.8943 | 1.0011 | 6.1668 | 398.16 | 400.42
2012-06-16 19:10 | 6.49 | 6.34 | 6.07 | 5.84 | 5.62 | 5.45 | 5.26 | 5.03 | 4.82 | 4.48 | 167 | 167 | 167.6 | 168.3 | 168.3 | 167.8 | 166.8 | 165.5 | 164.4 | 161.8 | 158.4 | 5.18 | 0.87 | 5.03 | 4.39 | 16.8% | 167.65 | 5.452 | 0.32791 | 5.4224 | 1.0055 | 5.2083 | 229.16 | 234.02
2012-06-16 19:20 | 5.77 | 5.7 | 5.66 | 5.62 | 5.59 | 5.49 | 5.37 | 5.21 | 5.06 | 4.82 | 156.3 | 156.2 | 155.6 | 154.6 | 153.5 | 153.2 | 153.4 | 152.5 | 151.3 | 149.5 | 144.6 | 5.63 | 0.79 | 5.62 | 4.9 | 14.03% | 153.23 | 5.412 | 0.20423 | 5.4726 | 0.98891 | 5.5676 | 302.06 | 292.34
2012-06-16 19:30 | 5.69 | 5.67 | 5.58 | 5.47 | 5.42 | 5.36 | 5.25 | 5.14 | 5.11 | 5.04 | 154 | 154 | 153.5 | 152.6 | 152.1 | 151.8 | 150.4 | 149.2 | 148.1 | 146.4 | 146.8 | 5.12 | 0.93 | 5.11 | 4.67 | 18.16% | 151.59 | 5.3281 | 0.19162 | 5.3441 | 0.997 | 5.1047 | 219.44 | 216.2
2012-06-16 19:40 | 6.09 | 6.05 | 5.91 | 5.62 | 5.42 | 5.25 | 5.1 | 4.97 | 4.89 | 4.78 | 159.9 | 159.6 | 158.7 | 156.9 | 155.9 | 155.9 | 155.6 | 155 | 154.6 | 154 | 150.1 | 4.68 | 1.09 | 4.62 | 4.52 | 23.29% | 155.855 | 5.3185 | 0.26787 | 5.2282 | 1.0173 | 4.7608 | 165.12 | 173.84
2012-06-16 19:50 | 5.97 | 5.84 | 5.54 | 5.24 | 4.95 | 4.74 | 4.61 | 4.5 | 4.48 | 4.4 | 164.5 | 164.1 | 163.3 | 162.5 | 163.3 | 163.7 | 164 | 163.8 | 163.5 | 163.4 | 157.1 | 4.3 | 0.7 | 4.29 | 4.71 | 16.28% | 163.745 | 4.8977 | 0.25699 | 4.7212 | 1.0374 | 4.4608 | 123.7 | 141.14
2012-06-16 20:00 | 5.41 | 5.27 | 5.1 | 4.9 | 4.7 | 4.57 | 4.45 | 4.31 | 4.16 | 4.19 | 161.8 | 160.5 | 158.7 | 155.9 | 153.8 | 152.8 | 153.8 | 155.6 | 155.8 | 155.4 | 150.3 | 4.61 | 0.64 | 4.53 | 4.31 | 13.88% | 152.95 | 4.6068 | 0.24589 | 4.5526 | 1.0119 | 4.6648 | 157.49 | 162.94
2012-06-16 20:10 | 5.83 | 5.75 | 5.42 | 5.25 | 5.11 | 4.98 | 4.97 | 4.88 | 4.73 | 4.64 | 166.6 | 166.9 | 167 | 168.1 | 167.6 | 167.1 | 167.6 | 167.8 | 167.1 | 166.8 | 158.2 | 4.88 | 0.87 | 4.85 | 4.85 | 17.83% | 167.175 | 5.0612 | 0.018575 | 4.9786 | 1.0166 | 4.961 | 186.92 | 195.64
2012-06-16 20:20 | 6.92 | 6.71 | 6.37 | 6.17 | 6.11 | 6.04 | 5.96 | 5.84 | 5.8 | 5.57 | 173.5 | 173.7 | 174.4 | 174.4 | 175 | 176.4 | 177.9 | 178.8 | 180.5 | 177.8 | 164.9 | 5.92 | 1.19 | 5.98 | 5.74 | 20.1% | 176.625 | 6.0437 | 0.12321 | 6.0285 | 1.0025 | 5.935 | 349.04 | 350.66
2012-06-16 20:30 | 5.89 | 5.78 | 5.54 | 5.24 | 4.93 | 4.64 | 4.45 | 4.36 | 4.4 | 4.38 | 162.9 | 162.7 | 163.4 | 164.1 | 164.3 | 164.8 | 166.6 | 168.3 | 169.1 | 169.8 | 159.2 | 4.02 | 0.6 | 4.14 | 4.5 | 14.93% | 165.07 | 4.8307 | 0.38637 | 4.6123 | 1.0473 | 4.2103 | 93.18 | 113.89
2012-06-16 20:40 | 6.37 | 6.2 | 5.83 | 5.47 | 5.16 | 4.8 | 4.49 | 4.25 | 4.11 | 3.97 | 164.4 | 163.8 | 163.3 | 162.8 | 161.7 | 161.4 | 161.9 | 162.6 | 163.9 | 164 | 156.9 | 3.97 | 0.66 | 4.01 | 4.11 | 16.62% | 161.475 | 4.9401 | 0.61696 | 4.7543 | 1.0391 | 4.1251 | 88.27 | 105.17
2012-06-16 20:50 | 6.79 | 6.65 | 6.36 | 6.12 | 5.88 | 5.65 | 5.46 | 5.22 | 4.95 | 4.63 | 157.1 | 156.9 | 155.7 | 154.3 | 154.2 | 154.3 | 154.3 | 153.8 | 153.1 | 152.8 | 145.9 | 5.92 | 0.84 | 5.79 | 4.64 | 14.19% | 154.3 | 5.6804 | 0.3161 | 5.6224 | 1.0103 | 5.9811 | 349.04 | 358.76
2012-06-16 21:00 | 6.67 | 6.63 | 6.46 | 6.23 | 6.07 | 5.91 | 5.71 | 5.48 | 5.21 | 4.86 | 153.6 | 153.4 | 152.9 | 152.3 | 152.4 | 153.3 | 153.4 | 153.3 | 153.4 | 152.9 | 142.9 | 6.33 | 0.81 | 6.2 | 4.72 | 12.8% | 153.315 | 5.8678 | 0.31814 | 5.8809 | 0.99776 | 6.3159 | 436.58 | 434.32
2012-06-16 21:10 | 6.32 | 6.25 | 6.19 | 6.04 | 5.87 | 5.67 | 5.49 | 5.3 | 5 | 4.56 | 154.9 | 154.9 | 154.9 | 154.6 | 154.2 | 154.1 | 155.1 | 155.4 | 154.4 | 153.5 | 146.1 | 6.08 | 0.88 | 6.08 | 4.89 | 14.47% | 154.25 | 5.6405 | 0.29812 | 5.6439 | 0.99941 | 6.0764 | 380.08 | 380.08
2012-06-16 21:20 | 6.17 | 6.18 | 6.1 | 5.99 | 5.8 | 5.66 | 5.53 | 5.4 | 5.26 | 5.05 | 154.6 | 154.7 | 154.8 | 154.8 | 154.4 | 154.1 | 153.4 | 153.1 | 153.2 | 153.7 | 145.6 | 5.95 | 0.94 | 5.85 | 5.1 | 15.8% | 153.995 | 5.6705 | 0.21472 | 5.6412 | 1.0052 | 5.9809 | 353.9 | 358.76
2012-06-16 21:40 | 5.53 | 5.44 | 5.3 | 5.09 | 4.87 | 4.67 | 4.47 | 4.24 | 4.03 | 3.75 | 153.8 | 153.6 | 154.8 | 155.8 | 156.1 | 155.8 | 156.6 | 157.7 | 158.4 | 158.8 | 149.6 | 4.98 | 1.02 | 4.86 | 3.83 | 20.48% | 155.92 | 4.6804 | 0.40448 | 4.6408 | 1.0085 | 5.0224 | 197.82 | 203.24
2012-06-16 21:50 | 5.82 | 5.67 | 5.5 | 5.37 | 5.18 | 4.98 | 4.69 | 4.41 | 4.2 | 3.9 | 155.6 | 156.2 | 157.6 | 157.9 | 157.6 | 157.2 | 156.5 | 157.3 | 157.2 | 156.7 | 145.5 | 5.37 | 0.88 | 5.23 | 4.05 | 16.39% | 157.095 | 4.92 | 0.55443 | 4.9374 | 0.99647 | 5.3511 | 259.94 | 256.7
2012-06-16 22:10 | 6.63 | 6.53 | 6.44 | 6.38 | 6.28 | 6.05 | 5.72 | 5.38 | 5.07 | 4.72 | 152.8 | 152.7 | 152 | 152.2 | 152 | 152.1 | 151.6 | 151 | 150.3 | 148.6 | 142.4 | 6.46 | 0.67 | 6.31 | 4.68 | 10.37% | 152.025 | 5.9038 | 0.51832 | 6.0016 | 0.98371 | 6.3547 | 465.96 | 441.1
2012-06-16 22:20 | 6.84 | 6.87 | 6.89 | 6.84 | 6.71 | 6.58 | 6.51 | 6.3 | 5.86 | 5.31 | 154.9 | 154.8 | 154.3 | 153.8 | 152.8 | 151.5 | 151 | 150.5 | 149.7 | 148.1 | 142.2 | 7.23 | 0.67 | 7.09 | 5.43 | 9.267% | 151.425 | 6.4913 | 0.098835 | 6.5699 | 0.98803 | 7.1435 | 657.23 | 630.14
2012-06-16 22:40 | 6.46 | 6.48 | 6.51 | 6.42 | 6.38 | 6.36 | 6.27 | 6.03 | 5.76 | 5.11 | 153.3 | 152.5 | 151.8 | 150.9 | 149.9 | 148.4 | 147.9 | 147.4 | 146 | 144.2 | 141.2 | 6.72 | 0.66 | 6.76 | 5.24 | 9.821% | 148.325 | 6.2062 | 0.1317 | 6.347 | 0.97781 | 6.5709 | 524.72 | 490.82
2012-06-16 22:50 | 5.68 | 5.61 | 5.54 | 5.53 | 5.59 | 5.63 | 5.57 | 5.4 | 5.31 | 5.08 | 156.6 | 156.1 | 154.7 | 154.4 | 153.3 | 152.4 | 151.5 | 150.6 | 148.5 | 145.4 | 145.4 | 5.95 | 0.89 | 5.94 | 5.08 | 14.96% | 152.265 | 5.4922 | 0.099011 | 5.6214 | 0.97702 | 5.8133 | 353.9 | 331.22
2012-06-16 23:00 | 5.38 | 5.35 | 5.37 | 5.39 | 5.35 | 5.33 | 5.25 | 5.14 | 5.04 | 4.83 | 155.3 | 153.9 | 152.5 | 151.5 | 151.1 | 150.8 | 150.8 | 149.3 | 147.5 | 145.8 | 146.2 | 5.52 | 0.81 | 5.54 | 4.83 | 14.67% | 150.8 | 5.2471 | 0.13975 | 5.3185 | 0.98659 | 5.446 | 284.24 | 272.9
2012-06-16 23:10 | 5.51 | 5.47 | 5.49 | 5.47 | 5.42 | 5.43 | 5.42 | 5.28 | 5.1 | 4.79 | 151.7 | 151.2 | 150.2 | 149.3 | 147.9 | 146.6 | 145.8 | 145 | 144 | 142.5 | 141.1 | 5.76 | 0.6 | 5.79 | 4.69 | 10.42% | 146.48 | 5.3455 | 0.017034 | 5.4286 | 0.98469 | 5.6718 | 323.12 | 308.54
2012-06-16 23:20 | 5.72 | 5.73 | 5.74 | 5.67 | 5.67 | 5.59 | 5.41 | 5.12 | 4.85 | 4.43 | 154.9 | 154.5 | 152.4 | 150.9 | 150.9 | 150.8 | 148.9 | 146.6 | 144.7 | 142.7 | 140.5 | 5.94 | 0.65 | 5.83 | 4.33 | 10.94% | 150.515 | 5.4079 | 0.30246 | 5.5638 | 0.97198 | 5.7735 | 352.28 | 324.74
2012-06-16 23:30 | 5.56 | 5.55 | 5.48 | 5.56 | 5.57 | 5.5 | 5.36 | 5.21 | 5.15 | 4.7 | 159 | 158.4 | 156.9 | 155.1 | 154.2 | 153.3 | 152.8 | 152.3 | 150.4 | 148.5 | 145.5 | 5.73 | 0.81 | 5.8 | 4.69 | 14.14% | 153.225 | 5.3775 | 0.23827 | 5.4797 | 0.98135 | 5.6231 | 318.26 | 300.44
2012-06-16 23:40 | 4.94 | 4.88 | 4.85 | 5 | 5.07 | 5.13 | 5.05 | 4.94 | 4.82 | 4.48 | 159.6 | 158.4 | 155.7 | 154.2 | 152.6 | 151.1 | 149.7 | 147.6 | 146.9 | 145.5 | 144.9 | 5.26 | 0.5 | 5.28 | 4.54 | 9.506% | 150.89 | 4.9518 | 0.14524 | 5.1185 | 0.96744 | 5.0888 | 242.12 | 214.58
2012-06-16 23:50 | 5.38 | 5.23 | 4.99 | 4.92 | 4.79 | 4.64 | 4.5 | 4.45 | 4.39 | 4.13 | 166.6 | 166.2 | 164.4 | 162.7 | 162 | 161.3 | 160.1 | 158.3 | 158.1 | 155.8 | 158.8 | 4.57 | 0.7 | 4.56 | 4.31 | 15.32% | 161.12 | 4.6658 | 0.28312 | 4.6197 | 1.01 | 4.6156 | 153.13 | 158.58
2012-06-17 12:10 | 2.82 | 2.75 | 2.64 | 2.48 | 2.41 | 2.34 | 2.35 | 2.43 | 2.48 | 2.39 | 193.4 | 192.9 | 191.9 | 191.2 | 188.5 | 185.7 | 184.5 | 183.5 | 184.1 | 182.3 | 190.1 | 2.38 | 0.84 | 2.03 | 1.86 | 35.29% | 185.52 | 2.4496 | -0.039407 | 2.3414 | 1.0462 | 2.49 | 0 | 0
2012-06-17 13:30 | 2.58 | 2.54 | 2.47 | 2.36 | 2.34 | 2.36 | 2.35 | 2.25 | 2.15 | 2.15 | 196.2 | 194.5 | 193.4 | 193.5 | 194 | 194.4 | 193.6 | 192.3 | 191.1 | 190.4 | 191.8 | 2.06 | 0.43 | 1.79 | 1.98 | 20.87% | 194.28 | 2.3268 | 0.03924 | 2.3586 | 0.98653 | 2.0322 | 0 | 0
2012-06-17 13:40 | 3.16 | 3.09 | 2.93 | 2.83 | 2.79 | 2.77 | 2.77 | 2.75 | 2.71 | 2.66 | 186.7 | 186 | 188.7 | 192.7 | 194.8 | 195.4 | 197 | 197.7 | 197 | 195.4 | 184.4 | 2.81 | 0.67 | 2.47 | 2.28 | 23.84% | 195.64 | 2.7926 | 0 | 2.77 | 1.0082 | 2.8329 | 0 | 0
2012-06-17 14:50 | 3.57 | 3.51 | 3.53 | 3.53 | 3.53 | 3.55 | 3.55 | 3.55 | 3.49 | 3.37 | 215.3 | 215.6 | 213.8 | 214.4 | 213.7 | 213.3 | 213.4 | 213.9 | 214.7 | 212.5 | 206.4 | 3.64 | 0.42 | 3.21 | 3.09 | 11.54% | 213.315 | 3.5237 | 0 | 3.55 | 0.99259 | 3.613 | 58.24 | 55.51
2012-06-17 15:00 | 3.18 | 3.19 | 3.07 | 3.05 | 3.06 | 3 | 2.99 | 3 | 2.99 | 2.88 | 201.4 | 201.3 | 199.8 | 200.3 | 200 | 200.5 | 200.7 | 200.4 | 200.6 | 199.8 | 193.7 | 3.04 | 0.49 | 2.44 | 2.44 | 16.12% | 200.53 | 3.0226 | 0.030855 | 2.9986 | 1.008 | 3.0643 | 3.64 | 5.46
2012-06-17 15:10 | 3.19 | 3.09 | 3.05 | 3.03 | 3 | 2.92 | 2.86 | 2.86 | 2.83 | 2.76 | 202.4 | 202.7 | 202.6 | 201.9 | 202.6 | 202.3 | 201.1 | 200.7 | 199.8 | 198.3 | 195.2 | 2.95 | 0.34 | 2.49 | 2.34 | 11.53% | 202.12 | 2.9317 | 0.19186 | 2.9113 | 1.007 | 2.9707 | 0 | 0
2012-06-17 15:50 | 2.36 | 2.37 | 2.4 | 2.42 | 2.44 | 2.42 | 2.4 | 2.34 | 2.27 | 2.09 | 199.3 | 200.3 | 200.2 | 198.7 | 198.5 | 196.4 | 193.4 | 193.5 | 194.1 | 193.7 | 182 | 2.36 | 0.93 | 2.06 | 1.83 | 39.41% | 195.95 | 2.3688 | 0.076689 | 2.4171 | 0.98 | 2.3128 | 0 | 0
2012-06-17 16:00 | 2.74 | 2.78 | 2.78 | 2.73 | 2.71 | 2.67 | 2.63 | 2.6 | 2.58 | 2.56 | 218.9 | 218.6 | 217 | 214.1 | 209.5 | 207.7 | 209.3 | 210.1 | 211.4 | 213.1 | 192.8 | 2.57 | 1.04 | 2.29 | 2.35 | 40.47% | 207.94 | 2.6592 | 0.13949 | 2.6642 | 0.99811 | 2.5651 | 0 | 0
2012-06-17 16:10 | 2.96 | 2.99 | 3.11 | 3.15 | 3.11 | 3.06 | 3.02 | 3.03 | 3.09 | 3.11 | 201.7 | 201.6 | 202.4 | 203.1 | 203.3 | 203.2 | 202.7 | 203.6 | 203.4 | 200.5 | 199.4 | 3.44 | 0.69 | 2.99 | 2.9 | 20.06% | 203.125 | 3.0772 | 0.12159 | 3.0542 | 1.0075 | 3.4658 | 40.04 | 42.77
2012-06-17 16:30 | 2.22 | 2.16 | 2.19 | 2.11 | 2.14 | 2.16 | 2.12 | 2.08 | 2 | 1.83 | 198.6 | 198.7 | 199.1 | 198.8 | 197.9 | 198.3 | 199.5 | 200.6 | 202.5 | 201.3 | 195.8 | 2.18 | 0.36 | 1.88 | 1.71 | 16.51% | 198.48 | 2.1024 | 0.17273 | 2.1542 | 0.97592 | 2.1275 | 0 | 0
2012-06-17 16:40 | 2.32 | 2.28 | 2.25 | 2.26 | 2.24 | 2.2 | 2.2 | 2.21 | 2.23 | 2.21 | 208 | 207.2 | 206.9 | 206.5 | 205.8 | 204.7 | 204.5 | 204.8 | 204.8 | 201.4 | 198.9 | 2.12 | 0.45 | 1.88 | 1.91 | 21.23% | 204.67 | 2.2271 | 0 | 2.2 | 1.0123 | 2.1461 | 0 | 0
2012-06-17 17:10 | 2.71 | 2.65 | 2.62 | 2.56 | 2.56 | 2.61 | 2.6 | 2.56 | 2.48 | 2.42 | 219.1 | 218.2 | 218 | 216.4 | 214 | 212.8 | 213 | 211.8 | 210.9 | 208.9 | 205.2 | 2.62 | 0.95 | 2.34 | 2.19 | 36.26% | 212.83 | 2.5635 | 0.035474 | 2.6086 | 0.98271 | 2.5747 | 0 | 0
2012-06-17 17:20 | 3.39 | 3.38 | 3.44 | 3.54 | 3.5 | 3.47 | 3.47 | 3.48 | 3.46 | 3.42 | 212.1 | 211.1 | 211.5 | 212.2 | 212.6 | 213.4 | 214.2 | 214.4 | 215.5 | 215.2 | 203.5 | 3.47 | 0.45 | 3.06 | 3.04 | 12.97% | 213.52 | 3.4722 | 0 | 3.47 | 1.0006 | 3.4722 | 42.77 | 42.77
2012-06-17 21:50 | 6.49 | 6.5 | 6.59 | 6.6 | 6.61 | 6.57 | 6.45 | 6.26 | 6.07 | 5.56 | 296.4 | 295.2 | 293.6 | 292.4 | 290.8 | 288.9 | 286.5 | 283.8 | 280.3 | 273.7 | 280.4 | 6.61 | 0.54 | 6.59 | 5.53 | 8.169% | 288.54 | 6.3891 | 0.17035 | 6.5527 | 0.97503 | 6.445 | 499.86 | 461.44
2012-06-17 22:00 | 6.19 | 6.14 | 6.06 | 5.96 | 5.91 | 5.88 | 5.83 | 5.78 | 5.68 | 5.34 | 300.9 | 300.2 | 299 | 297.6 | 296.3 | 295.3 | 294 | 293 | 291.9 | 289.7 | 287.9 | 6.07 | 0.41 | 6.06 | 5.17 | 6.755% | 295.105 | 5.8487 | 0.078916 | 5.8728 | 0.9959 | 6.0451 | 377.82 | 373.3
2012-06-17 22:10 | 6.78 | 6.69 | 6.68 | 6.62 | 6.55 | 6.47 | 6.34 | 6.17 | 5.94 | 5.53 | 303.1 | 302.9 | 302.8 | 302.4 | 302 | 301.5 | 301.2 | 300.6 | 299.8 | 297.3 | 295 | 6.75 | 0.4 | 6.62 | 5.27 | 5.926% | 301.455 | 6.3691 | 0.18757 | 6.4512 | 0.98727 | 6.6641 | 531.5 | 511.16
2012-06-17 22:20 | 6.64 | 6.61 | 6.49 | 6.25 | 6.08 | 5.92 | 5.73 | 5.51 | 5.23 | 4.85 | 302.6 | 303.1 | 302.6 | 302.5 | 302.3 | 301.9 | 301.5 | 300.8 | 300.1 | 298.7 | 294.1 | 6.27 | 0.59 | 6.07 | 4.91 | 9.41% | 301.84 | 5.883 | 0.30145 | 5.8924 | 0.99841 | 6.26 | 423.02 | 420.76
2012-06-18 00:50 | 6.89 | 6.79 | 6.51 | 6.31 | 6.08 | 5.79 | 5.48 | 5.02 | 4.54 | 3.87 | 309.4 | 308.4 | 307.7 | 306.6 | 306.4 | 305.8 | 305.1 | 304.7 | 304.6 | 304.3 | 295.7 | 6.16 | 0.98 | 5.87 | 4.15 | 15.91% | 305.695 | 5.7087 | 0.50851 | 5.7445 | 0.99376 | 6.1216 | 398.16 | 389.12
2012-06-18 01:00 | 7.28 | 7.16 | 6.97 | 6.77 | 6.6 | 6.37 | 6.07 | 5.69 | 5.2 | 4.6 | 308.3 | 307.4 | 306 | 304.9 | 303.7 | 302.8 | 302.2 | 302.3 | 302.9 | 302.3 | 295.1 | 6.33 | 1 | 5.99 | 4.59 | 15.8% | 302.71 | 6.2436 | 0.44579 | 6.3261 | 0.98695 | 6.2474 | 436.58 | 418.5
2012-06-18 01:10 | 7.85 | 7.69 | 7.36 | 7.09 | 6.8 | 6.48 | 6.25 | 5.94 | 5.51 | 4.87 | 309.1 | 308.7 | 308.3 | 307.1 | 306 | 305.6 | 305.9 | 306.5 | 307.4 | 307.3 | 298 | 6.8 | 0.99 | 6.58 | 5.39 | 14.56% | 305.645 | 6.5077 | 0.33396 | 6.4465 | 1.0095 | 6.8645 | 542.8 | 556.36
2012-06-18 01:20 | 7.32 | 7.14 | 6.89 | 6.57 | 6.26 | 5.97 | 5.69 | 5.39 | 5.1 | 4.77 | 306.3 | 306.1 | 306.2 | 306.3 | 306.1 | 306.1 | 305.1 | 304.3 | 304 | 304.8 | 295.5 | 6.21 | 1.12 | 6.04 | 4.75 | 18.04% | 305.95 | 6.0137 | 0.44391 | 5.9291 | 1.0143 | 6.2986 | 409.46 | 429.8
2012-06-18 01:30 | 7.85 | 7.63 | 7.33 | 7.04 | 6.74 | 6.52 | 6.16 | 5.7 | 5.28 | 5.01 | 301.1 | 300.8 | 300.2 | 300.2 | 300.2 | 299.8 | 298.5 | 297.4 | 296.9 | 297 | 291.7 | 6.7 | 1.21 | 6.58 | 5.36 | 18.06% | 299.605 | 6.437 | 0.52487 | 6.4672 | 0.99534 | 6.6687 | 520.2 | 513.42
2012-06-18 01:40 | 7.91 | 7.79 | 7.47 | 7.21 | 6.92 | 6.68 | 6.48 | 6.3 | 6.09 | 5.58 | 299.3 | 298.4 | 297 | 295.6 | 294.3 | 293 | 291.8 | 291.5 | 291 | 290.2 | 287.6 | 7.07 | 1.1 | 6.92 | 5.57 | 15.56% | 292.82 | 6.7363 | 0.2809 | 6.651 | 1.0128 | 7.1607 | 609.07 | 636.16
2012-06-18 01:50 | 7.74 | 7.66 | 7.48 | 7.29 | 6.98 | 6.64 | 6.42 | 6.24 | 5.93 | 5.56 | 301.8 | 300.8 | 298.7 | 297.3 | 296.5 | 296 | 294.8 | 293.7 | 293.6 | 293.2 | 292.2 | 6.99 | 1.05 | 6.79 | 5.65 | 15.02% | 295.82 | 6.7147 | 0.31136 | 6.608 | 1.0161 | 7.1029 | 585.74 | 618.1
2012-06-18 02:00 | 7.9 | 7.75 | 7.5 | 7.26 | 7.01 | 6.66 | 6.34 | 6.01 | 5.72 | 5.31 | 306.7 | 306 | 305.6 | 305.4 | 305.2 | 304.4 | 303 | 301.6 | 301.3 | 301 | 296.4 | 6.72 | 0.78 | 6.45 | 5.36 | 11.61% | 304.19 | 6.6634 | 0.45503 | 6.6132 | 1.0076 | 6.7711 | 524.72 | 536.02
2012-06-18 02:10 | 7.59 | 7.46 | 7.15 | 6.79 | 6.49 | 6.18 | 5.87 | 5.49 | 5.1 | 4.77 | 303.4 | 303 | 302.6 | 302.6 | 302.5 | 302.5 | 302.6 | 302.9 | 303 | 302.8 | 293.8 | 6.42 | 1 | 6.2 | 5.16 | 15.58% | 302.515 | 6.1993 | 0.47557 | 6.1346 | 1.0105 | 6.4877 | 456.92 | 472.74
2012-06-18 02:20 | 6.89 | 6.79 | 6.66 | 6.44 | 6.2 | 5.97 | 5.72 | 5.41 | 4.96 | 4.39 | 303.2 | 302.5 | 301.2 | 300.3 | 299.4 | 298.7 | 298.9 | 298.8 | 298.3 | 297.8 | 292.7 | 6.26 | 1.09 | 6.08 | 4.81 | 17.41% | 298.73 | 5.9127 | 0.39531 | 5.9335 | 0.99648 | 6.238 | 420.76 | 416.24
2012-06-18 02:30 | 7.09 | 6.96 | 6.73 | 6.43 | 6.2 | 6.03 | 5.93 | 5.72 | 5.51 | 5.39 | 304.6 | 304.3 | 303.6 | 303 | 302.6 | 302.4 | 301.9 | 301.1 | 299.7 | 298.2 | 296 | 6.27 | 0.97 | 6.01 | 5.23 | 15.47% | 302.325 | 6.0906 | 0.15454 | 6.0156 | 1.0125 | 6.3482 | 423.02 | 441.1
2012-06-18 02:40 | 7.73 | 7.63 | 7.45 | 7.27 | 7.09 | 6.84 | 6.57 | 6.34 | 6.13 | 5.76 | 305.2 | 304.8 | 304.5 | 304.7 | 304.8 | 305.2 | 305.2 | 305.7 | 306.6 | 307.4 | 297.1 | 6.75 | 0.9 | 6.55 | 5.43 | 13.33% | 305.2 | 6.8132 | 0.37217 | 6.8006 | 1.0018 | 6.7624 | 531.5 | 533.76
2012-06-18 02:50 | 7.24 | 7.18 | 7.15 | 7.12 | 7.03 | 6.95 | 6.87 | 6.73 | 6.52 | 6.12 | 306.3 | 306.2 | 306.7 | 306.8 | 306.5 | 306.3 | 305.7 | 304.9 | 304.4 | 303.6 | 296.4 | 6.77 | 0.82 | 6.66 | 5.66 | 12.11% | 306.21 | 6.8834 | 0.10699 | 6.9385 | 0.99206 | 6.7162 | 536.02 | 524.72
2012-06-18 03:00 | 8.18 | 8.08 | 7.89 | 7.67 | 7.42 | 7.16 | 6.99 | 6.84 | 6.61 | 6.15 | 307.1 | 306.8 | 306.5 | 306.5 | 306.4 | 306.4 | 306.4 | 306 | 304.9 | 303.6 | 298.9 | 7.41 | 0.78 | 7.27 | 5.95 | 10.53% | 306.4 | 7.2196 | 0.22206 | 7.1354 | 1.0118 | 7.4975 | 711.41 | 738.5
2012-06-18 03:10 | 7.13 | 7.03 | 6.86 | 6.74 | 6.6 | 6.37 | 6.23 | 6.04 | 5.76 | 5.33 | 306.7 | 306.1 | 305.2 | 304.6 | 304.3 | 304.1 | 303.5 | 303.2 | 302.9 | 302 | 297.3 | 6.7 | 1.06 | 6.53 | 5.6 | 15.82% | 304.01 | 6.3605 | 0.20536 | 6.3498 | 1.0017 | 6.7113 | 520.2 | 522.46
2012-06-18 03:20 | 6.58 | 6.49 | 6.28 | 6.04 | 5.93 | 5.83 | 5.66 | 5.44 | 5.27 | 5.04 | 306.4 | 306 | 305.9 | 306.2 | 306.4 | 305.9 | 304.8 | 303.9 | 303.5 | 302.5 | 299.3 | 6.29 | 0.91 | 6.17 | 5.44 | 14.47% | 305.735 | 5.7809 | 0.27347 | 5.8053 | 0.99579 | 6.2635 | 427.54 | 420.76
2012-06-18 03:30 | 5.28 | 5.2 | 5.07 | 4.95 | 4.76 | 4.58 | 4.37 | 4.19 | 3.97 | 3.74 | 307.7 | 308.1 | 308.6 | 308.8 | 308.6 | 307.5 | 306.9 | 307.7 | 309.7 | 312.4 | 299.3 | 4.68 | 0.75 | 4.55 | 3.8 | 16.03% | 307.41 | 4.5623 | 0.43373 | 4.5493 | 1.0029 | 4.6933 | 165.12 | 166.21
2012-06-18 03:40 | 4.96 | 4.88 | 4.74 | 4.6 | 4.5 | 4.39 | 4.22 | 3.98 | 3.76 | 3.5 | 308.1 | 308.1 | 308 | 307.1 | 306.9 | 306.8 | 306.1 | 305.6 | 305.4 | 304.5 | 295.6 | 4.67 | 0.68 | 4.45 | 3.48 | 14.56% | 306.695 | 4.3154 | 0.36496 | 4.3652 | 0.98858 | 4.6167 | 164.03 | 158.58
2012-06-18 03:50 | 5.69 | 5.6 | 5.4 | 5.27 | 5.13 | 5.01 | 4.86 | 4.71 | 4.48 | 4.08 | 307.6 | 307 | 305.8 | 305.1 | 304.2 | 303.1 | 302.4 | 302.4 | 302.3 | 301.4 | 295.3 | 5.14 | 0.59 | 5.01 | 3.93 | 11.48% | 302.995 | 4.973 | 0.2809 | 4.9882 | 0.99694 | 5.1243 | 222.68 | 219.44
2012-06-18 04:00 | 5.68 | 5.67 | 5.58 | 5.4 | 5.26 | 5.15 | 5.02 | 4.84 | 4.61 | 4.26 | 307 | 306.7 | 306.5 | 306.4 | 306.3 | 305.9 | 305.3 | 304.5 | 304 | 304 | 296.5 | 5.14 | 0.51 | 5.08 | 4.46 | 9.922% | 305.81 | 5.1136 | 0.23626 | 5.1312 | 0.99658 | 5.1224 | 222.68 | 219.44
2012-06-18 04:10 | 5.35 | 5.31 | 5.2 | 5.13 | 5.04 | 4.89 | 4.72 | 4.57 | 4.47 | 4.31 | 304.1 | 303.9 | 303.4 | 302.8 | 302.1 | 301.6 | 301.1 | 300.7 | 300.3 | 301.1 | 294.6 | 4.78 | 0.75 | 4.68 | 4.24 | 15.69% | 301.525 | 4.8575 | 0.32698 | 4.8653 | 0.99841 | 4.7724 | 176.02 | 174.93
2012-06-18 04:20 | 5.31 | 5.29 | 5.24 | 5.23 | 5.26 | 5.23 | 5.13 | 4.96 | 4.77 | 4.48 | 304.2 | 304.5 | 304.1 | 302.6 | 301.4 | 300.6 | 299.9 | 298.6 | 298.1 | 297.8 | 291.9 | 5.32 | 0.74 | 5.23 | 4.68 | 13.91% | 300.495 | 5.0959 | 0.1784 | 5.2156 | 0.97706 | 5.198 | 251.84 | 232.4
2012-06-18 04:30 | 6.09 | 6.07 | 6.05 | 5.98 | 5.94 | 5.9 | 5.78 | 5.71 | 5.63 | 5.41 | 306 | 305.7 | 304.9 | 304 | 302.2 | 300.9 | 301.1 | 302.1 | 302.7 | 301.5 | 295.4 | 6.11 | 0.79 | 6.01 | 5.11 | 12.93% | 300.93 | 5.8371 | 0.18989 | 5.8827 | 0.99225 | 6.0626 | 386.86 | 375.56
2012-06-18 04:40 | 5.94 | 5.85 | 5.7 | 5.59 | 5.49 | 5.39 | 5.27 | 5.19 | 5.1 | 4.84 | 309.1 | 308.7 | 307.9 | 306.8 | 305.8 | 305.3 | 304.4 | 302.8 | 301.6 | 300.3 | 298.1 | 5.57 | 0.65 | 5.42 | 4.78 | 11.67% | 305.165 | 5.3793 | 0.20806 | 5.3726 | 1.0012 | 5.5769 | 292.34 | 293.96
2012-06-18 04:50 | 6.36 | 6.34 | 6.24 | 6.15 | 6.03 | 5.89 | 5.76 | 5.62 | 5.41 | 5.15 | 308.9 | 308.6 | 307.6 | 306.6 | 305.9 | 305.8 | 306.2 | 305.8 | 305.4 | 305.7 | 297.2 | 5.87 | 0.74 | 5.77 | 4.95 | 12.61% | 305.86 | 5.86 | 0.20625 | 5.8712 | 0.99809 | 5.8588 | 340.94 | 339.32
2012-06-18 05:00 | 6.22 | 6.27 | 6.32 | 6.29 | 6.32 | 6.31 | 6.31 | 6.25 | 6.15 | 5.84 | 305 | 305 | 304.6 | 304.2 | 304 | 303.8 | 303.6 | 303.6 | 303.4 | 302.6 | 295.5 | 6.18 | 0.72 | 6.15 | 5.4 | 11.65% | 303.77 | 6.2565 | 0 | 6.31 | 0.99152 | 6.1276 | 402.68 | 391.38
2012-06-18 05:10 | 6.61 | 6.63 | 6.61 | 6.57 | 6.54 | 6.5 | 6.44 | 6.41 | 6.34 | 6.24 | 294.7 | 294.6 | 294.1 | 293.4 | 293 | 292.8 | 292.8 | 292.6 | 292.8 | 293.1 | 286.3 | 6.87 | 0.92 | 6.81 | 6.17 | 13.39% | 292.8 | 6.4782 | 0.085698 | 6.4914 | 0.99797 | 6.8561 | 558.62 | 556.36
2012-06-18 05:20 | 6.45 | 6.48 | 6.56 | 6.65 | 6.72 | 6.77 | 6.81 | 6.79 | 6.74 | 6.59 | 301 | 300.5 | 299.7 | 299.2 | 299.2 | 299 | 299.2 | 299.8 | 300.6 | 301.6 | 291.5 | 6.62 | 0.78 | 6.66 | 6.63 | 11.78% | 299.03 | 6.7086 | -0.054439 | 6.7757 | 0.9901 | 6.5544 | 502.12 | 486.3
2012-06-18 05:30 | 5.96 | 5.94 | 5.91 | 5.93 | 5.93 | 5.94 | 5.94 | 5.96 | 6 | 5.91 | 300.9 | 300.7 | 300.2 | 299.9 | 299.6 | 300.1 | 300.6 | 301.3 | 301.8 | 302.5 | 290 | 5.94 | 0.65 | 6 | 5.95 | 10.94% | 300.175 | 5.9426 | 0 | 5.94 | 1.0004 | 5.9426 | 352.28 | 352.28
2012-06-18 05:40 | 6.53 | 6.52 | 6.55 | 6.58 | 6.53 | 6.47 | 6.41 | 6.35 | 6.23 | 5.89 | 294.1 | 293.7 | 292.9 | 292.4 | 291.7 | 291.4 | 290.9 | 290.2 | 290.2 | 291.4 | 283.8 | 6.6 | 0.9 | 6.61 | 6.36 | 13.64% | 291.325 | 6.4199 | 0.086097 | 6.4614 | 0.99359 | 6.5577 | 497.6 | 488.56
2012-06-18 05:50 | 6.89 | 6.93 | 7 | 7.07 | 7.08 | 7.08 | 7.08 | 7.07 | 6.96 | 6.76 | 301.1 | 301.3 | 300.7 | 300.1 | 299.4 | 298.7 | 298.3 | 298.1 | 297.9 | 297.8 | 290.5 | 7.12 | 0.69 | 7.13 | 6.78 | 9.691% | 298.64 | 7.0294 | 0 | 7.08 | 0.99286 | 7.0692 | 624.12 | 609.07
2012-06-18 06:00 | 7.48 | 7.48 | 7.53 | 7.5 | 7.55 | 7.61 | 7.69 | 7.78 | 7.79 | 7.58 | 295.5 | 295.3 | 294.7 | 293.6 | 292.8 | 292.3 | 291.9 | 291.5 | 291.3 | 290.7 | 285.2 | 7.67 | 0.7 | 7.77 | 7.36 | 9.126% | 292.24 | 7.6287 | -0.096639 | 7.6214 | 1.001 | 7.6773 | 789.67 | 792.68
2012-06-18 06:10 | 6.69 | 6.72 | 6.74 | 6.7 | 6.68 | 6.63 | 6.56 | 6.52 | 6.45 | 6.32 | 302.4 | 302 | 301.2 | 300.2 | 299.6 | 299 | 297.8 | 297 | 296.4 | 295.8 | 292.8 | 6.76 | 0.62 | 6.7 | 6.2 | 9.172% | 298.82 | 6.596 | 0.098086 | 6.6199 | 0.99639 | 6.7356 | 533.76 | 529.24
2012-06-18 06:20 | 7.06 | 7.03 | 7.04 | 7.02 | 7.01 | 7.03 | 7.06 | 6.99 | 6.83 | 6.57 | 298.3 | 298.3 | 297.8 | 297.7 | 298 | 298 | 298.1 | 298.4 | 298.5 | 298.9 | 291.4 | 7.17 | 0.94 | 7.21 | 6.8 | 13.11% | 298.015 | 6.9777 | -0.039351 | 7.0343 | 0.99195 | 7.1123 | 639.17 | 621.11
2012-06-18 06:30 | 6.71 | 6.74 | 6.81 | 6.81 | 6.83 | 6.85 | 6.84 | 6.78 | 6.72 | 6.51 | 303.8 | 303.5 | 303.4 | 303.1 | 302.8 | 303 | 303.1 | 303.5 | 303.6 | 304.5 | 296.7 | 6.69 | 0.87 | 6.66 | 5.98 | 13% | 303.015 | 6.7886 | 0.0135 | 6.8486 | 0.99124 | 6.6314 | 517.94 | 504.38
2012-06-18 06:40 | 7.29 | 7.26 | 7.22 | 7.21 | 7.2 | 7.13 | 7.02 | 6.94 | 6.83 | 6.67 | 297.4 | 297.1 | 296.8 | 296.5 | 296.9 | 297.4 | 297.6 | 297.5 | 297.6 | 297.6 | 290 | 7.08 | 0.65 | 7 | 6.17 | 9.181% | 297.43 | 7.0653 | 0.14368 | 7.1141 | 0.99314 | 7.0314 | 612.08 | 597.03
2012-06-18 06:50 | 7.4 | 7.45 | 7.55 | 7.61 | 7.59 | 7.55 | 7.54 | 7.54 | 7.52 | 7.28 | 295.3 | 295.4 | 295.8 | 296.3 | 296.7 | 296.9 | 296.8 | 296.7 | 296.6 | 297 | 289.5 | 7.87 | 0.71 | 7.95 | 7.24 | 9.022% | 296.885 | 7.5378 | 0.012248 | 7.5486 | 0.99857 | 7.8587 | 849.87 | 846.86
2012-06-18 07:00 | 7.59 | 7.57 | 7.52 | 7.51 | 7.46 | 7.43 | 7.41 | 7.37 | 7.34 | 7.24 | 294.2 | 294.3 | 294.8 | 295.5 | 295.4 | 295.4 | 295.6 | 296 | 296.5 | 297.7 | 290.5 | 7.72 | 0.72 | 7.67 | 7.38 | 9.326% | 295.43 | 7.4277 | 0.024908 | 7.4271 | 1.0001 | 7.7206 | 804.72 | 804.72
2012-06-18 07:10 | 7.39 | 7.37 | 7.31 | 7.26 | 7.12 | 7 | 7.01 | 7.02 | 6.94 | 6.74 | 301.2 | 301.3 | 302 | 302.8 | 303.2 | 303.6 | 303.8 | 304.7 | 305.4 | 305.3 | 294 | 7.35 | 1.02 | 7.3 | 6.75 | 13.88% | 303.63 | 7.0818 | -0.013192 | 7.0014 | 1.0115 | 7.4344 | 693.35 | 717.43
2012-06-18 07:20 | 7.74 | 7.72 | 7.72 | 7.75 | 7.77 | 7.75 | 7.68 | 7.61 | 7.5 | 7.2 | 295.3 | 295.1 | 294.4 | 294.1 | 294 | 293.8 | 293.2 | 292.3 | 291.2 | 289.3 | 286.8 | 7.79 | 0.8 | 7.74 | 6.91 | 10.27% | 293.71 | 7.6592 | 0.083846 | 7.7399 | 0.98957 | 7.7087 | 825.79 | 801.71
2012-06-18 07:30 | 7.69 | 7.71 | 7.69 | 7.64 | 7.61 | 7.61 | 7.56 | 7.52 | 7.42 | 7.16 | 300.2 | 300.4 | 300.4 | 300.6 | 301.3 | 301.6 | 301.5 | 301.7 | 301.9 | 302 | 296.3 | 7.76 | 0.79 | 7.72 | 6.87 | 10.18% | 301.585 | 7.5612 | 0.060916 | 7.6028 | 0.99453 | 7.7176 | 816.76 | 804.72
2012-06-18 07:40 | 7.88 | 7.88 | 7.96 | 8.08 | 8.07 | 7.98 | 7.94 | 7.86 | 7.76 | 7.55 | 300.7 | 300.7 | 299.9 | 298.9 | 298.5 | 298.7 | 298.6 | 298.7 | 298.9 | 299.2 | 291.7 | 8.23 | 1.04 | 8.26 | 7.55 | 12.64% | 298.685 | 7.9274 | 0.046437 | 7.9743 | 0.99413 | 8.1817 | 973.41 | 955.06
2012-06-18 07:50 | 7.74 | 7.76 | 7.86 | 7.9 | 7.91 | 7.88 | 7.82 | 7.7 | 7.54 | 7.24 | 298.8 | 298.7 | 297.9 | 297 | 296.9 | 296.6 | 296.8 | 296.9 | 296.9 | 298.2 | 292.7 | 7.86 | 0.66 | 7.9 | 7.33 | 8.397% | 296.63 | 7.7726 | 0.070632 | 7.8714 | 0.98745 | 7.7614 | 846.86 | 816.76
2012-06-18 08:00 | 8.03 | 8.07 | 8.12 | 8.11 | 8.11 | 8.17 | 8.2 | 8.18 | 8.08 | 7.73 | 299.3 | 299.1 | 299.1 | 299.8 | 300.5 | 300.5 | 300.5 | 300.4 | 300.2 | 299.8 | 292.2 | 8.54 | 0.98 | 8.5 | 7.67 | 11.48% | 300.5 | 8.1161 | -0.03387 | 8.1743 | 0.99288 | 8.4792 | 1087.18 | 1065.16
2012-06-18 08:10 | 7.84 | 7.84 | 7.88 | 7.97 | 8.04 | 8.06 | 8.09 | 8.15 | 8.1 | 7.92 | 299.2 | 299.2 | 299.4 | 299.4 | 299.1 | 299.1 | 299.1 | 299 | 299.1 | 300.1 | 291.6 | 8.41 | 0.85 | 8.42 | 7.64 | 10.11% | 299.1 | 8.0322 | -0.034332 | 8.0643 | 0.99602 | 8.3765 | 1039.47 | 1028.46
2012-06-18 08:20 | 8.81 | 8.81 | 8.79 | 8.82 | 8.85 | 8.83 | 8.76 | 8.72 | 8.68 | 8.54 | 300.8 | 300.7 | 300.8 | 300.8 | 300.4 | 300.1 | 299.9 | 300.1 | 300.4 | 301.2 | 292.6 | 8.79 | 0.95 | 8.78 | 7.7 | 10.81% | 300.07 | 8.7683 | 0.07355 | 8.8199 | 0.99414 | 8.7385 | 1178.93 | 1160.58
2012-06-18 08:30 | 7.26 | 7.22 | 7.16 | 7.14 | 7.2 | 7.21 | 7.19 | 7.19 | 7.22 | 7.18 | 307.3 | 306.8 | 306.8 | 306.4 | 305.6 | 305.2 | 305.2 | 305.1 | 305 | 305 | 294.6 | 7.26 | 1.22 | 7.18 | 6.59 | 16.8% | 305.2 | 7.1893 | 0.025669 | 7.2071 | 0.99752 | 7.242 | 666.26 | 660.24
2012-06-18 08:40 | 8.03 | 8.06 | 8.12 | 8.27 | 8.37 | 8.36 | 8.3 | 8.2 | 8.11 | 8.03 | 297.9 | 298 | 297.8 | 297.3 | 296.9 | 296.7 | 296.5 | 296.5 | 296.7 | 297 | 289.7 | 8.34 | 1.35 | 8.35 | 7.65 | 16.19% | 296.67 | 8.2341 | 0.066562 | 8.3514 | 0.98596 | 8.2229 | 1013.78 | 969.74
2012-06-18 08:50 | 7.81 | 7.82 | 7.89 | 7.97 | 8.05 | 8.06 | 7.98 | 7.9 | 7.81 | 7.76 | 300 | 300.3 | 300.3 | 299.8 | 299.7 | 299.2 | 298.5 | 298.1 | 298 | 297.9 | 295.8 | 8.25 | 1.23 | 8.27 | 7.8 | 14.91% | 299.095 | 7.9391 | 0.09218 | 8.0485 | 0.98641 | 8.1379 | 980.75 | 940.38
2012-06-18 09:00 | 8.18 | 8.15 | 8.14 | 8.07 | 8.03 | 8.01 | 8 | 8 | 7.97 | 7.9 | 294.4 | 294.4 | 294.6 | 295 | 295 | 294.6 | 294.6 | 294.7 | 295 | 294.9 | 286.7 | 7.74 | 1.09 | 7.77 | 7.54 | 14.08% | 294.6 | 8.0266 | 0.011544 | 8.0086 | 1.0023 | 7.7574 | 810.74 | 816.76
2012-06-18 09:10 | 7.59 | 7.52 | 7.46 | 7.47 | 7.49 | 7.54 | 7.49 | 7.42 | 7.35 | 7.16 | 306 | 306.7 | 307.4 | 307.5 | 307.6 | 307.7 | 308 | 307.8 | 307.2 | 307.9 | 297.8 | 7.47 | 1.18 | 7.46 | 7.01 | 15.8% | 307.745 | 7.4493 | 0.061484 | 7.5328 | 0.98892 | 7.3872 | 729.47 | 705.39
2012-06-18 09:20 | 7.62 | 7.59 | 7.54 | 7.55 | 7.57 | 7.57 | 7.48 | 7.32 | 7.16 | 6.84 | 294.4 | 294.6 | 294.8 | 294.9 | 295.2 | 295.5 | 295.9 | 295.7 | 295.7 | 296.6 | 290.4 | 7.86 | 1.13 | 7.84 | 7.22 | 14.38% | 295.56 | 7.434 | 0.11052 | 7.557 | 0.98371 | 7.732 | 846.86 | 807.73
2012-06-18 09:30 | 7.02 | 7.03 | 6.99 | 6.96 | 7 | 6.97 | 7.01 | 7.08 | 7.07 | 7.03 | 303.3 | 303.4 | 304 | 304.1 | 304.6 | 305.2 | 305.4 | 304.9 | 305.1 | 304.8 | 299.1 | 7.32 | 1.61 | 7.28 | 6.97 | 21.99% | 305.23 | 7.0133 | -0.052881 | 6.9757 | 1.0054 | 7.3595 | 684.32 | 696.36
2012-06-18 09:40 | 7.05 | 7.02 | 7.06 | 7.13 | 7.12 | 7.02 | 6.92 | 6.78 | 6.65 | 6.55 | 305.5 | 305.4 | 305.5 | 305.3 | 304.8 | 304.3 | 303.5 | 303.1 | 303.2 | 303.1 | 295.7 | 7.31 | 0.96 | 7.28 | 6.66 | 13.13% | 304.18 | 6.9375 | 0.13258 | 7.0056 | 0.99028 | 7.2389 | 681.31 | 660.24
2012-06-18 09:50 | 7.81 | 7.74 | 7.7 | 7.72 | 7.72 | 7.66 | 7.57 | 7.43 | 7.29 | 7.15 | 301.1 | 301.1 | 300.7 | 299.8 | 299.6 | 299.7 | 300.7 | 301.8 | 302.6 | 304.2 | 294.5 | 7.56 | 1.24 | 7.5 | 6.83 | 16.4% | 299.85 | 7.5677 | 0.10922 | 7.647 | 0.98962 | 7.4815 | 756.56 | 732.48
2012-06-18 10:00 | 7.6 | 7.54 | 7.56 | 7.57 | 7.55 | 7.48 | 7.44 | 7.41 | 7.37 | 7.26 | 304.8 | 305 | 305.5 | 305.6 | 305.9 | 306.1 | 305.8 | 305.8 | 306 | 306.5 | 295.2 | 7.7 | 0.86 | 7.63 | 6.88 | 11.17% | 306.055 | 7.472 | 0.04955 | 7.4743 | 0.99969 | 7.6976 | 798.7 | 798.7
2012-06-18 10:10 | 7.14 | 7.07 | 6.97 | 6.95 | 7 | 7.03 | 7.1 | 7.15 | 7.07 | 6.79 | 300.3 | 300.5 | 300 | 299.5 | 299.5 | 299.5 | 299.8 | 300.1 | 300.8 | 303.2 | 290.8 | 7.12 | 1.09 | 7.09 | 6.56 | 15.31% | 299.545 | 7.0298 | -0.09156 | 7.04 | 0.99855 | 7.1097 | 624.12 | 621.11
2012-06-18 10:20 | 7.2 | 7.15 | 7.11 | 7.05 | 6.97 | 6.89 | 6.78 | 6.72 | 6.75 | 6.5 | 288.3 | 288.2 | 287.5 | 287.3 | 287.5 | 287.6 | 287.7 | 288.1 | 288.7 | 289.3 | 282.4 | 6.59 | 0.86 | 6.64 | 6.09 | 13.05% | 287.615 | 6.8831 | 0.14872 | 6.8741 | 1.0013 | 6.5986 | 495.34 | 497.6
2012-06-18 10:30 | 7.15 | 7.15 | 7.15 | 7.12 | 7.08 | 7.03 | 7 | 7.07 | 7.08 | 6.81 | 324.3 | 324.4 | 323.8 | 323.9 | 324 | 323.8 | 323.3 | 323.1 | 323.6 | 324 | 310.4 | 6.9 | 0.84 | 6.89 | 6.27 | 12.17% | 323.725 | 7.0625 | 0.03952 | 7.0257 | 1.0052 | 6.9362 | 565.4 | 574.44
2012-06-18 10:40 | 6.96 | 6.91 | 6.8 | 6.69 | 6.66 | 6.64 | 6.63 | 6.61 | 6.52 | 6.34 | 308.6 | 307.9 | 307.9 | 308 | 308.3 | 308.6 | 308.8 | 308.5 | 308 | 309 | 294.1 | 6.85 | 1.06 | 6.85 | 6.04 | 15.47% | 308.63 | 6.643 | 0.013928 | 6.6386 | 1.0007 | 6.8546 | 554.1 | 554.1
2012-06-18 10:50 | 7.49 | 7.42 | 7.3 | 7.27 | 7.29 | 7.31 | 7.29 | 7.27 | 7.19 | 7 | 295.2 | 294.9 | 294.9 | 294.8 | 294.3 | 293.3 | 292.6 | 292.4 | 292.8 | 294.2 | 287.1 | 7.41 | 0.82 | 7.43 | 6.95 | 11.07% | 293.195 | 7.2664 | 0.025318 | 7.3071 | 0.99442 | 7.3687 | 711.41 | 699.37
2012-06-18 11:00 | 6.86 | 6.72 | 6.66 | 6.54 | 6.41 | 6.45 | 6.5 | 6.52 | 6.52 | 6.41 | 286.4 | 287 | 287.5 | 287.7 | 287.9 | 288.5 | 289.2 | 289.6 | 289.2 | 288.7 | 282.1 | 6.8 | 0.86 | 6.77 | 5.87 | 12.65% | 288.605 | 6.5131 | -0.071359 | 6.4571 | 1.0087 | 6.8589 | 542.8 | 556.36
2012-06-18 11:10 | 7.42 | 7.3 | 7.29 | 7.21 | 7.09 | 7.03 | 7 | 7.01 | 6.97 | 6.92 | 295.9 | 295.3 | 295.2 | 295.8 | 296.3 | 296.3 | 295.9 | 295.3 | 295.1 | 295.5 | 286.8 | 7.14 | 0.72 | 7.17 | 6.52 | 10.08% | 296.24 | 7.0805 | 0.03952 | 7.0257 | 1.0078 | 7.1957 | 630.14 | 648.2
2012-06-18 11:20 | 7.1 | 7.03 | 6.97 | 6.95 | 6.94 | 6.93 | 6.89 | 6.8 | 6.64 | 6.27 | 290.2 | 290.2 | 290.2 | 290.4 | 290.3 | 289.8 | 290 | 290.4 | 291 | 291 | 283.5 | 6.72 | 0.91 | 6.64 | 5.81 | 13.54% | 289.83 | 6.8519 | 0.053494 | 6.9243 | 0.98955 | 6.6498 | 524.72 | 508.9
2012-06-18 11:30 | 6.94 | 6.86 | 6.78 | 6.75 | 6.73 | 6.64 | 6.52 | 6.46 | 6.39 | 6.28 | 299.1 | 299.2 | 298.5 | 297.2 | 296.2 | 295.9 | 295.8 | 295.4 | 295.4 | 295.6 | 291.4 | 6.67 | 1.09 | 6.62 | 5.79 | 16.34% | 295.885 | 6.6015 | 0.16853 | 6.6227 | 0.9968 | 6.6486 | 513.42 | 508.9
2012-06-18 11:40 | 6.03 | 6 | 5.99 | 5.99 | 6.08 | 6.13 | 6.08 | 5.96 | 5.93 | 5.94 | 302.4 | 302.4 | 302.1 | 302.5 | 303.2 | 304.2 | 304.4 | 304 | 303.6 | 304.1 | 295.6 | 6.09 | 1.11 | 6.11 | 5.76 | 18.23% | 304.23 | 6.0204 | 0.075684 | 6.1228 | 0.98327 | 5.9881 | 382.34 | 360.38
2012-06-18 11:50 | 7.04 | 6.95 | 6.8 | 6.69 | 6.73 | 6.79 | 6.77 | 6.75 | 6.73 | 6.65 | 312.9 | 313 | 312.4 | 311.7 | 311.7 | 311.8 | 311.5 | 311 | 311 | 310.5 | 301.5 | 6.78 | 1 | 6.74 | 6.52 | 14.75% | 311.755 | 6.7552 | 0.02726 | 6.7871 | 0.99529 | 6.7481 | 538.28 | 531.5
2012-06-18 12:00 | 6.87 | 6.78 | 6.72 | 6.68 | 6.56 | 6.47 | 6.4 | 6.34 | 6.29 | 6.19 | 309.1 | 309.6 | 309.4 | 308.9 | 308.8 | 308 | 307.5 | 307.3 | 307.5 | 308.8 | 299.4 | 6.41 | 1.03 | 6.35 | 5.73 | 16.07% | 307.925 | 6.4872 | 0.10052 | 6.4599 | 1.0042 | 6.4371 | 454.66 | 461.44
2012-06-18 12:10 | 7.5 | 7.45 | 7.39 | 7.37 | 7.33 | 7.31 | 7.29 | 7.2 | 7.02 | 6.63 | 313.8 | 313.7 | 314.7 | 314.6 | 314.6 | 314.6 | 314.5 | 314.6 | 314.9 | 315.1 | 301.6 | 7.36 | 1.05 | 7.24 | 6.58 | 14.27% | 314.585 | 7.2491 | 0.025318 | 7.3071 | 0.99206 | 7.3016 | 696.36 | 678.3
2012-06-18 12:20 | 7.73 | 7.68 | 7.64 | 7.64 | 7.64 | 7.61 | 7.49 | 7.42 | 7.3 | 7.15 | 320.3 | 320.6 | 320.5 | 320.6 | 320.9 | 321.2 | 322 | 323 | 323.9 | 325.9 | 315.2 | 7.84 | 0.79 | 7.74 | 7.28 | 10.08% | 321.32 | 7.5187 | 0.14688 | 7.5927 | 0.99026 | 7.7636 | 840.84 | 816.76
2012-06-18 12:30 | 6.52 | 6.47 | 6.5 | 6.42 | 6.3 | 6.16 | 6.03 | 6.05 | 6.07 | 6.05 | 325.7 | 325.4 | 325.7 | 325.1 | 324.1 | 323.7 | 322.9 | 323 | 322.9 | 323.3 | 309.6 | 6.33 | 1.37 | 6.29 | 6.03 | 21.64% | 323.58 | 6.2143 | 0.19711 | 6.1412 | 1.0119 | 6.4053 | 436.58 | 454.66
2012-06-18 12:40 | 6.84 | 6.86 | 6.74 | 6.75 | 6.8 | 6.85 | 6.88 | 6.98 | 7.02 | 6.97 | 318.6 | 317.9 | 317.2 | 316.5 | 316.4 | 317.3 | 317.5 | 317.4 | 317.3 | 317.7 | 308.7 | 7.07 | 0.94 | 7.06 | 6.81 | 13.3% | 317.33 | 6.8708 | -0.040383 | 6.8543 | 1.0024 | 7.087 | 609.07 | 615.09
2012-06-18 12:50 | 7.55 | 7.56 | 7.48 | 7.41 | 7.33 | 7.29 | 7.25 | 7.25 | 7.2 | 7.04 | 305.3 | 305.8 | 305.5 | 305.2 | 304.2 | 303.7 | 303.5 | 303.3 | 302.9 | 303.2 | 294.5 | 7.85 | 1.24 | 7.84 | 7.04 | 15.8% | 303.67 | 7.3075 | 0.050845 | 7.2843 | 1.0032 | 7.875 | 843.85 | 852.88
2012-06-18 13:00 | 7.55 | 7.47 | 7.35 | 7.37 | 7.44 | 7.46 | 7.4 | 7.31 | 7.23 | 7.06 | 318.4 | 318.9 | 320.3 | 320.2 | 320.1 | 320.6 | 321.3 | 322 | 322.5 | 324.5 | 309.3 | 7.59 | 1.2 | 7.6 | 7.07 | 15.81% | 320.705 | 7.3566 | 0.074625 | 7.4514 | 0.98728 | 7.4934 | 765.59 | 735.49
2012-06-19 01:50 | 4.37 | 4.26 | 4.16 | 4 | 3.88 | 3.72 | 3.68 | 3.64 | 3.63 | 3.68 | 162.1 | 161.2 | 160 | 160.3 | 160.4 | 158.9 | 157.2 | 154.5 | 151.4 | 147.2 | 150.2 | 3.59 | 0.72 | 3.62 | 3.71 | 20.06% | 158.645 | 3.8182 | 0.099904 | 3.7142 | 1.028 | 3.6904 | 53.69 | 62.79
2012-06-19 02:00 | 4.43 | 4.28 | 4.04 | 3.86 | 3.68 | 3.52 | 3.46 | 3.43 | 3.45 | 3.45 | 169.6 | 168.9 | 167.3 | 164.6 | 161.3 | 159.1 | 157.2 | 156 | 153.7 | 149.6 | 152.9 | 3.15 | 0.52 | 3.22 | 3.38 | 16.51% | 158.815 | 3.6396 | 0.15887 | 3.5113 | 1.0365 | 3.265 | 13.65 | 24.57
2012-06-19 02:10 | 3.91 | 3.8 | 3.58 | 3.33 | 3.15 | 2.97 | 2.85 | 2.77 | 2.81 | 2.97 | 171.5 | 170.8 | 169.7 | 168.4 | 165.9 | 163 | 160.9 | 158.6 | 156 | 152.5 | 156.2 | 2.61 | 0.32 | 2.57 | 2.87 | 12.26% | 162.685 | 3.092 | 0.38113 | 2.9525 | 1.0472 | 2.7333 | 0 | 0
2012-06-19 02:30 | 3.31 | 3.21 | 3.13 | 3.17 | 3.13 | 3.06 | 3.01 | 3.01 | 2.95 | 2.88 | 160.7 | 159.8 | 157.5 | 155.8 | 155.1 | 154.5 | 153.5 | 151.7 | 149.6 | 144.8 | 145.7 | 3.09 | 0.3 | 3.08 | 2.82 | 9.709% | 154.35 | 3.0578 | 0.15224 | 3.0528 | 1.0016 | 3.0951 | 8.19 | 9.1
2012-06-20 07:10 | 10.04 | 10.05 | 10.08 | 10.08 | 10.04 | 9.95 | 9.87 | 9.83 | 9.66 | 9.31 | 295.7 | 295.7 | 295.7 | 295.4 | 294.8 | 294.8 | 295.2 | 295.8 | 296.1 | 296.1 | 289.9 | 10.45 | 1.39 | 10.44 | 9.34 | 13.3% | 294.86 | 9.9013 | 0.0746 | 9.9385 | 0.99625 | 10.4109 | 1757.15 | 1746.47
2012-06-20 07:20 | 10.42 | 10.44 | 10.46 | 10.4 | 10.4 | 10.38 | 10.25 | 10.05 | 9.8 | 9.38 | 296.8 | 296.7 | 296.8 | 296.3 | 295.9 | 295.6 | 295.4 | 295.1 | 294.7 | 294.7 | 289.9 | 10.8 | 1.52 | 10.79 | 9.35 | 14.07% | 295.57 | 10.2148 | 0.11647 | 10.3613 | 0.98586 | 10.6473 | 1850.6 | 1810.55
2012-06-20 07:30 | 10.85 | 10.73 | 10.59 | 10.46 | 10.42 | 10.34 | 10.21 | 10.02 | 9.86 | 9.67 | 302.7 | 302.7 | 302.7 | 303 | 303.1 | 303.2 | 303.6 | 304 | 304.4 | 304.1 | 295.5 | 10.48 | 1.02 | 10.42 | 9.38 | 9.733% | 303.26 | 10.2595 | 0.11692 | 10.3213 | 0.99401 | 10.4172 | 1765.16 | 1749.14
2012-06-20 07:40 | 9.19 | 9.15 | 9.11 | 9.05 | 8.97 | 8.92 | 8.83 | 8.69 | 8.5 | 8.26 | 304.5 | 304.3 | 304.4 | 304.4 | 304.5 | 304.6 | 303.9 | 303.3 | 303 | 303.2 | 295.2 | 8.95 | 1.51 | 8.89 | 8.11 | 16.87% | 304.495 | 8.847 | 0.093712 | 8.907 | 0.99326 | 8.8896 | 1237.65 | 1215.63
2012-06-20 07:50 | 9.01 | 9.02 | 8.97 | 8.9 | 8.83 | 8.76 | 8.69 | 8.66 | 8.64 | 8.45 | 300.3 | 300.3 | 300.3 | 300.1 | 300.2 | 300.9 | 301.7 | 302.4 | 302.9 | 303.5 | 293.2 | 9.22 | 1.05 | 9.14 | 8.27 | 11.39% | 301.02 | 8.7664 | 0.07414 | 8.7499 | 1.0019 | 9.2373 | 1339.82 | 1347.44
2012-06-20 08:00 | 10.96 | 10.93 | 10.9 | 10.85 | 10.79 | 10.67 | 10.49 | 10.4 | 10.34 | 10.19 | 304.3 | 304 | 303.6 | 303.1 | 303.1 | 303.4 | 303.4 | 303.1 | 302.7 | 302.3 | 297 | 11.1 | 1.23 | 11.07 | 10.4 | 11.08% | 303.4 | 10.6208 | 0.15722 | 10.644 | 0.99782 | 11.0757 | 1912.4 | 1910.72
2012-06-20 08:10 | 10.51 | 10.46 | 10.31 | 10.09 | 9.96 | 9.87 | 9.75 | 9.59 | 9.42 | 9.04 | 309.7 | 309.2 | 308.6 | 308.3 | 308.4 | 308.4 | 308.5 | 308.6 | 308.7 | 308.5 | 297 | 9.93 | 1.24 | 9.81 | 8.84 | 12.49% | 308.415 | 9.8386 | 0.11304 | 9.8527 | 0.99857 | 9.9158 | 1610.33 | 1606.52
2012-06-20 08:20 | 9.85 | 9.78 | 9.74 | 9.72 | 9.68 | 9.6 | 9.49 | 9.37 | 9.2 | 8.95 | 295.5 | 295.4 | 295.2 | 295.3 | 295.4 | 295.6 | 295.8 | 295.6 | 295.6 | 296.7 | 288.4 | 9.62 | 1.16 | 9.53 | 8.53 | 12.06% | 295.63 | 9.5224 | 0.1065 | 9.5842 | 0.99356 | 9.558 | 1492.22 | 1469.36
2012-06-20 08:30 | 9.63 | 9.62 | 9.63 | 9.66 | 9.63 | 9.58 | 9.57 | 9.57 | 9.46 | 9.15 | 288.3 | 287.6 | 286.6 | 286.3 | 285.7 | 285.2 | 285.2 | 285.3 | 285.1 | 284.6 | 279.6 | 10.03 | 1.5 | 10.14 | 9.58 | 14.96% | 285.2 | 9.5632 | 0.0096512 | 9.5786 | 0.99839 | 10.0139 | 1645.01 | 1639.67
2012-06-20 08:40 | 9.99 | 9.93 | 9.86 | 9.9 | 9.94 | 9.92 | 9.87 | 9.86 | 9.91 | 9.78 | 293.8 | 293.4 | 292.7 | 292.1 | 291.3 | 290.3 | 289.7 | 289.4 | 288.5 | 288 | 284.6 | 10.16 | 1.3 | 10.25 | 9.48 | 12.8% | 290.21 | 9.8879 | 0.046695 | 9.9128 | 0.99749 | 10.1345 | 1679.72 | 1671.71
2012-06-20 08:50 | 10.31 | 10.3 | 10.23 | 10.15 | 10.05 | 10.02 | 10.11 | 10.13 | 10.05 | 9.87 | 294.8 | 294.3 | 293.7 | 293.5 | 293.7 | 294.1 | 294.4 | 294.5 | 294.5 | 294.5 | 287.4 | 10.32 | 1.47 | 10.29 | 9.12 | 14.24% | 294.145 | 10.098 | -0.082632 | 10.0328 | 1.0065 | 10.387 | 1722.44 | 1741.13
2012-06-20 09:00 | 10.21 | 10.24 | 10.29 | 10.3 | 10.3 | 10.32 | 10.33 | 10.27 | 10.13 | 9.77 | 299.8 | 299.6 | 299.5 | 299.5 | 299.7 | 299.8 | 300 | 300.3 | 300.3 | 300.6 | 292.6 | 10.42 | 1.43 | 10.42 | 9.75 | 13.72% | 299.83 | 10.2507 | -0.0089501 | 10.3214 | 0.99315 | 10.3486 | 1749.14 | 1730.45
2012-06-20 09:10 | 10.52 | 10.48 | 10.42 | 10.29 | 10.21 | 10.15 | 10.08 | 10.03 | 9.93 | 9.65 | 297.6 | 297.5 | 297.5 | 297.7 | 297.5 | 296.9 | 296.1 | 295 | 294.2 | 293.9 | 289 | 10.34 | 1.01 | 10.36 | 9.29 | 9.768% | 296.78 | 10.139 | 0.063952 | 10.1399 | 0.99991 | 10.3391 | 1727.78 | 1727.78
2012-06-20 09:20 | 10.11 | 10.01 | 9.99 | 9.98 | 10.09 | 10.18 | 10.22 | 10.18 | 10.17 | 10.06 | 299.4 | 299.6 | 299.3 | 299.1 | 298.8 | 298.6 | 298.7 | 298.7 | 298.8 | 298.3 | 290.9 | 10.15 | 0.94 | 10.25 | 9.45 | 9.261% | 298.615 | 10.1143 | -0.036239 | 10.1857 | 0.99299 | 10.0788 | 1677.05 | 1658.36
2012-06-20 09:30 | 10.58 | 10.6 | 10.69 | 10.78 | 10.86 | 10.79 | 10.69 | 10.6 | 10.59 | 10.32 | 292.7 | 292.3 | 292.2 | 292.5 | 292.8 | 293.1 | 293.3 | 293.4 | 293.9 | 294.7 | 286.8 | 10.92 | 1.07 | 10.95 | 9.95 | 9.799% | 293.13 | 10.6911 | 0.086043 | 10.7756 | 0.99215 | 10.8343 | 1882.64 | 1858.61
2012-06-20 09:40 | 10.06 | 10.04 | 10.05 | 10.06 | 10.07 | 10.06 | 10.02 | 9.93 | 9.83 | 9.41 | 289.4 | 289.2 | 289.3 | 289.9 | 290.4 | 290.9 | 291.1 | 291.1 | 291.1 | 291.1 | 282.8 | 10.05 | 0.81 | 10.15 | 9.1 | 8.06% | 290.93 | 9.9746 | 0.036817 | 10.0543 | 0.99207 | 9.9703 | 1650.35 | 1625.57
2012-06-20 09:50 | 11.06 | 11.07 | 11.15 | 11.17 | 11.16 | 11.14 | 11.12 | 11.01 | 10.84 | 10.6 | 298.7 | 298.6 | 298.6 | 298.7 | 298.8 | 298.9 | 299 | 299.2 | 299.5 | 300.2 | 291.4 | 11.12 | 1.68 | 11.16 | 10.19 | 15.11% | 298.915 | 11.0589 | 0.016606 | 11.1371 | 0.99298 | 11.0419 | 1914.08 | 1907.36
2012-06-20 10:00 | 10.76 | 10.74 | 10.61 | 10.62 | 10.61 | 10.58 | 10.51 | 10.45 | 10.36 | 10.19 | 298 | 297.9 | 298.1 | 298.3 | 298.6 | 298.9 | 299.4 | 299.6 | 299.9 | 301.6 | 291.2 | 10.4 | 1.33 | 10.49 | 9.85 | 12.79% | 298.975 | 10.5244 | 0.061344 | 10.5699 | 0.99569 | 10.3552 | 1743.8 | 1733.12
2012-06-20 10:10 | 10.53 | 10.56 | 10.58 | 10.55 | 10.53 | 10.54 | 10.53 | 10.49 | 10.31 | 9.97 | 290.7 | 290.7 | 290.6 | 290.5 | 290.8 | 291.2 | 291.7 | 292.1 | 292 | 291.3 | 286.8 | 10.71 | 1.65 | 10.74 | 9.71 | 15.41% | 291.275 | 10.4785 | 0.0087717 | 10.5386 | 0.9943 | 10.649 | 1826.57 | 1810.55
2012-06-20 10:20 | 10.47 | 10.52 | 10.52 | 10.45 | 10.4 | 10.37 | 10.48 | 10.59 | 10.52 | 10.26 | 288.8 | 288.6 | 288.5 | 288.7 | 288.7 | 288.3 | 288.2 | 287.9 | 287.4 | 287.2 | 284.2 | 11.05 | 1.18 | 11.07 | 10.33 | 10.68% | 288.285 | 10.464 | -0.097508 | 10.3857 | 1.0075 | 11.1333 | 1908.2 | 1914.92
2012-06-20 10:30 | 9.94 | 9.86 | 9.73 | 9.73 | 9.78 | 9.82 | 9.8 | 9.67 | 9.47 | 9.12 | 297.2 | 297.2 | 296.8 | 296.9 | 297 | 297.3 | 297.9 | 298.4 | 299.1 | 299.7 | 291.5 | 9.72 | 0.93 | 9.77 | 8.93 | 9.568% | 297.39 | 9.6937 | 0.01884 | 9.8171 | 0.98742 | 9.5978 | 1530.32 | 1484.6
2012-06-20 10:40 | 10.99 | 10.94 | 10.81 | 10.65 | 10.52 | 10.37 | 10.37 | 10.41 | 10.29 | 10.12 | 297.7 | 298.3 | 298.6 | 298.5 | 298.1 | 297.8 | 298.1 | 298.4 | 298.2 | 298.6 | 291.1 | 10.92 | 1.14 | 10.84 | 9.62 | 10.44% | 297.845 | 10.4816 | 0 | 10.37 | 1.0108 | 11.0376 | 1882.64 | 1907.36
2012-06-20 10:50 | 9.55 | 9.66 | 9.65 | 9.63 | 9.63 | 9.59 | 9.57 | 9.49 | 9.32 | 9.04 | 294.8 | 294.2 | 293.8 | 293.3 | 292.7 | 292.5 | 293 | 292.9 | 293.5 | 293.8 | 284.8 | 9.98 | 1.47 | 10.01 | 8.95 | 14.73% | 292.575 | 9.5317 | 0.019292 | 9.5871 | 0.99422 | 9.9223 | 1629.38 | 1606.52
2012-06-20 11:00 | 8.85 | 8.84 | 8.76 | 8.67 | 8.57 | 8.54 | 8.52 | 8.4 | 8.34 | 8.22 | 291.2 | 291.3 | 291.4 | 291.5 | 291.6 | 291.9 | 292.3 | 292.7 | 293.3 | 294.2 | 286.2 | 8.91 | 1.21 | 8.97 | 8.34 | 13.58% | 291.96 | 8.5349 | 0.021667 | 8.5371 | 0.99974 | 8.9077 | 1222.97 | 1222.97
2012-06-20 11:10 | 9.52 | 9.5 | 9.44 | 9.32 | 9.22 | 9.12 | 9.06 | 8.99 | 8.85 | 8.46 | 291.9 | 291.8 | 292.1 | 292.5 | 292.2 | 292 | 292 | 292.2 | 292.4 | 294 | 284.9 | 9.25 | 0.97 | 9.26 | 8.16 | 10.49% | 292 | 9.1199 | 0.060997 | 9.1114 | 1.0009 | 9.2586 | 1351.25 | 1355.06
2012-06-20 11:20 | 10.27 | 10.26 | 10.28 | 10.21 | 10.22 | 10.21 | 10.21 | 10.21 | 10.22 | 10.04 | 300.5 | 301 | 301.3 | 301.6 | 301.9 | 302.1 | 302.4 | 302.8 | 303.5 | 304.2 | 293 | 9.99 | 1.3 | 10.03 | 9.43 | 13.01% | 302.145 | 10.2124 | 0 | 10.21 | 1.0002 | 9.9923 | 1633.19 | 1633.19
2012-06-20 11:30 | 9.99 | 10.04 | 10.13 | 10.12 | 10.11 | 10.05 | 9.93 | 9.79 | 9.64 | 9.29 | 291.3 | 291.1 | 291.1 | 290.9 | 291 | 291 | 290.7 | 290 | 289.6 | 289.5 | 284.1 | 10.06 | 1.24 | 10.06 | 8.65 | 12.33% | 290.955 | 9.9353 | 0.111 | 10.0327 | 0.99029 | 9.9623 | 1653.02 | 1621.76
2012-06-20 11:40 | 10.04 | 10.01 | 9.96 | 9.95 | 9.91 | 9.9 | 9.86 | 9.75 | 9.65 | 9.23 | 302.1 | 301.8 | 301.4 | 300.9 | 300.7 | 300.8 | 301.3 | 302.1 | 302.6 | 302.7 | 294.3 | 10.35 | 0.9 | 10.26 | 9.06 | 8.696% | 300.875 | 9.8282 | 0.037413 | 9.8943 | 0.99332 | 10.2809 | 1730.45 | 1711.76
2012-06-20 11:50 | 10.54 | 10.44 | 10.36 | 10.36 | 10.41 | 10.42 | 10.29 | 10.12 | 9.93 | 9.67 | 308.3 | 308 | 307.9 | 308.3 | 308.7 | 309.1 | 309.3 | 309.5 | 309.7 | 310.2 | 301.9 | 10.62 | 1.12 | 10.56 | 9.78 | 10.55% | 309.13 | 10.2499 | 0.11602 | 10.4013 | 0.98544 | 10.4654 | 1802.54 | 1762.49
2012-06-20 12:00 | 10.33 | 10.32 | 10.24 | 10.05 | 9.88 | 9.78 | 9.73 | 9.63 | 9.47 | 9.17 | 311.8 | 311.7 | 311.7 | 312.4 | 312.8 | 313.1 | 313.1 | 313.4 | 313.7 | 313.5 | 304.6 | 10.16 | 1.16 | 10.08 | 9.46 | 11.42% | 313.1 | 9.8078 | 0.047365 | 9.7728 | 1.0036 | 10.1964 | 1679.72 | 1690.4
2012-06-20 12:10 | 11.35 | 11.32 | 11.26 | 11.19 | 11.08 | 10.94 | 10.79 | 10.63 | 10.45 | 9.98 | 307.7 | 307.9 | 308.3 | 308.6 | 309 | 309.1 | 309.3 | 309.8 | 310.4 | 311.9 | 301.6 | 11.08 | 1.2 | 10.94 | 9.9 | 10.83% | 309.13 | 10.8748 | 0.12758 | 10.9184 | 0.99601 | 11.0358 | 1910.72 | 1907.36
2012-06-20 12:20 | 10.89 | 10.84 | 10.83 | 10.89 | 10.86 | 10.83 | 10.69 | 10.48 | 10.25 | 9.92 | 309.3 | 309.1 | 309.3 | 309.5 | 309.6 | 309.9 | 310.4 | 311.2 | 311.9 | 314.1 | 301 | 10.83 | 1.25 | 10.64 | 9.46 | 11.54% | 309.975 | 10.6587 | 0.12024 | 10.8098 | 0.98602 | 10.6785 | 1858.61 | 1818.56
2012-06-20 12:30 | 10.76 | 10.75 | 10.65 | 10.57 | 10.41 | 10.33 | 10.24 | 10.03 | 9.87 | 9.73 | 289.7 | 289.5 | 289.5 | 290.1 | 290.6 | 290.4 | 290 | 289.5 | 289.6 | 291 | 283.3 | 10.67 | 1.14 | 10.62 | 9.86 | 10.68% | 290.34 | 10.2877 | 0.080865 | 10.3171 | 0.99716 | 10.6397 | 1815.89 | 1807.88
2012-06-20 12:40 | 10.89 | 10.89 | 10.9 | 10.93 | 10.91 | 10.83 | 10.79 | 10.78 | 10.69 | 10.3 | 314.6 | 314.5 | 314.4 | 314.5 | 314.4 | 314.3 | 314.1 | 314.2 | 314.6 | 314.8 | 304.2 | 10.8 | 1.59 | 10.72 | 9.99 | 14.72% | 314.27 | 10.807 | 0.034194 | 10.8243 | 0.99841 | 10.7828 | 1850.6 | 1845.26
2012-06-20 12:50 | 10.24 | 10.19 | 10.2 | 10.22 | 10.14 | 10.03 | 9.95 | 9.88 | 9.77 | 9.44 | 312.7 | 312.9 | 313.4 | 313.2 | 313 | 312.9 | 312.7 | 312.2 | 311.6 | 311.7 | 302.2 | 10.32 | 1.41 | 10.26 | 9.51 | 13.66% | 312.87 | 10.0014 | 0.074002 | 10.0185 | 0.9983 | 10.3024 | 1722.44 | 1717.1
2012-06-20 13:00 | 9.49 | 9.47 | 9.48 | 9.49 | 9.51 | 9.54 | 9.57 | 9.57 | 9.46 | 9.02 | 305.2 | 305.4 | 305.4 | 305 | 304.2 | 303.6 | 303.3 | 302.8 | 302.4 | 301.7 | 295.6 | 9.76 | 1.33 | 9.73 | 8.81 | 13.63% | 303.555 | 9.4905 | -0.029014 | 9.5443 | 0.99436 | 9.7049 | 1545.56 | 1522.7
2012-06-20 13:10 | 12.88 | 12.81 | 12.72 | 12.65 | 12.58 | 12.49 | 12.38 | 12.21 | 12.13 | 11.94 | 312.9 | 313.2 | 313.1 | 312.7 | 312.2 | 312.3 | 312.8 | 312.9 | 312.7 | 312.3 | 302.9 | 13.04 | 1.74 | 13.02 | 12.12 | 13.34% | 312.375 | 12.4374 | 0.081746 | 12.4742 | 0.99706 | 13.0016 | 1999.04 | 1999
2012-06-20 13:20 | 12.12 | 12.05 | 11.89 | 11.68 | 11.53 | 11.47 | 11.47 | 11.44 | 11.25 | 10.86 | 302.3 | 302.3 | 302.6 | 303.2 | 303.9 | 304.2 | 304.7 | 305.4 | 306.5 | 307.5 | 294.4 | 11.5 | 1.74 | 11.43 | 10.76 | 15.13% | 304.275 | 11.5117 | 0 | 11.47 | 1.0036 | 11.5418 | 1946 | 1949.36
2012-06-20 13:30 | 13.48 | 13.53 | 13.52 | 13.42 | 13.32 | 13.18 | 13.09 | 13.04 | 12.97 | 12.75 | 306 | 306 | 306.3 | 306.4 | 306.2 | 305.8 | 305.8 | 305.6 | 305.6 | 306.3 | 295.4 | 13 | 1.37 | 12.92 | 11.67 | 10.54% | 305.8 | 13.2025 | 0.063319 | 13.1671 | 1.0027 | 13.0349 | 1999 | 1999.03
2012-06-20 13:40 | 12.38 | 12.36 | 12.34 | 12.32 | 12.29 | 12.21 | 12.1 | 11.97 | 11.88 | 11.61 | 297.7 | 297.4 | 296.7 | 296.1 | 295.6 | 295.3 | 295.1 | 295.1 | 295.2 | 295.2 | 288.4 | 12.46 | 1.39 | 12.52 | 11.38 | 11.16% | 295.27 | 12.1365 | 0.083629 | 12.1942 | 0.99527 | 12.401 | 1993.06 | 1992.4
2012-06-20 13:50 | 12.25 | 12.18 | 12.04 | 11.83 | 11.69 | 11.58 | 11.46 | 11.3 | 11.18 | 11.03 | 298.4 | 298.4 | 298.1 | 298.1 | 298 | 297.5 | 297.3 | 297 | 296.3 | 295.2 | 289 | 12.08 | 1.35 | 12.04 | 10.8 | 11.18% | 297.47 | 11.5743 | 0.096261 | 11.5627 | 1.001 | 12.0921 | 1988.88 | 1988.99
2012-06-20 14:00 | 12.64 | 12.62 | 12.49 | 12.52 | 12.61 | 12.72 | 12.76 | 12.75 | 12.73 | 12.45 | 301.2 | 301.2 | 301.1 | 300.9 | 300.7 | 300.5 | 300.3 | 300 | 299.8 | 300.2 | 293.2 | 12.99 | 1.44 | 13.07 | 12.11 | 11.09% | 300.47 | 12.6496 | -0.029014 | 12.7257 | 0.99402 | 12.9123 | 1998.89 | 1998.01
2012-06-20 14:10 | 12.82 | 12.81 | 12.75 | 12.64 | 12.41 | 12.23 | 12.13 | 11.96 | 11.7 | 11.2 | 304.7 | 304.7 | 304.4 | 304.5 | 304.4 | 304.1 | 304 | 304 | 304.1 | 304 | 296.7 | 12.41 | 1.29 | 12.26 | 11.2 | 10.39% | 304.085 | 12.2272 | 0.075871 | 12.2156 | 1.0009 | 12.4218 | 1992.51 | 1992.62
2012-06-20 14:20 | 11.43 | 11.43 | 11.4 | 11.31 | 11.25 | 11.15 | 11.04 | 10.84 | 10.62 | 10.28 | 306.9 | 306.6 | 306.5 | 306 | 305.3 | 304.8 | 304.5 | 304.3 | 303.6 | 303.5 | 298.3 | 11.43 | 1.05 | 11.37 | 10.2 | 9.186% | 304.755 | 11.0588 | 0.091619 | 11.1342 | 0.99323 | 11.3526 | 1940.12 | 1933.4
2012-06-20 14:30 | 10.95 | 10.89 | 10.76 | 10.67 | 10.64 | 10.64 | 10.55 | 10.38 | 10.26 | 10.18 | 307.8 | 307.9 | 308.5 | 309.3 | 309.8 | 310.2 | 310 | 309.6 | 309.6 | 310.5 | 300.4 | 10.67 | 1.3 | 10.64 | 9.92 | 12.18% | 310.17 | 10.5501 | 0.078499 | 10.6271 | 0.99276 | 10.5927 | 1815.89 | 1794.53
2012-06-20 14:40 | 9.44 | 9.44 | 9.43 | 9.37 | 9.23 | 9.06 | 8.96 | 8.92 | 8.87 | 8.83 | 305.8 | 305.7 | 305.5 | 305.6 | 305.8 | 306.1 | 306.4 | 306.4 | 306.5 | 307.2 | 298.7 | 9.29 | 1.41 | 9.26 | 8.85 | 15.18% | 306.145 | 9.1128 | 0.10256 | 9.0456 | 1.0074 | 9.359 | 1366.49 | 1393.16
2012-06-20 14:50 | 10.34 | 10.32 | 10.26 | 10.17 | 10.01 | 9.79 | 9.66 | 9.55 | 9.38 | 9.2 | 305.9 | 305.9 | 305.6 | 305.4 | 305 | 304.9 | 304.9 | 305.2 | 305.3 | 304.7 | 297 | 9.93 | 1.45 | 9.8 | 8.78 | 14.6% | 304.9 | 9.817 | 0.12353 | 9.7713 | 1.0047 | 9.9765 | 1610.33 | 1629.38
2012-06-20 15:00 | 9.62 | 9.67 | 9.74 | 9.75 | 9.76 | 9.71 | 9.58 | 9.48 | 9.4 | 9.32 | 299.6 | 299.4 | 299.1 | 298.8 | 298.4 | 298 | 297.6 | 297.2 | 296.9 | 296.5 | 291 | 9.96 | 1.03 | 9.91 | 9.2 | 10.34% | 297.94 | 9.6155 | 0.12456 | 9.6913 | 0.99218 | 9.8821 | 1621.76 | 1591.28
2012-06-20 15:10 | 10.32 | 10.25 | 10.19 | 10.1 | 10.04 | 10.05 | 10.06 | 10.1 | 10.16 | 9.99 | 300.2 | 300.2 | 299.9 | 299.9 | 300.1 | 300.3 | 300.9 | 301.2 | 301.3 | 301.8 | 292.7 | 10.55 | 1.66 | 10.52 | 9.98 | 15.73% | 300.39 | 10.0974 | -0.0091904 | 10.0514 | 1.0046 | 10.5982 | 1783.85 | 1797.2
2012-06-20 15:20 | 10.71 | 10.7 | 10.7 | 10.62 | 10.44 | 10.26 | 10.18 | 10.11 | 10.03 | 9.93 | 303.6 | 303.5 | 303.2 | 303 | 303.3 | 303.3 | 303.1 | 302.9 | 303 | 303.3 | 297.4 | 10.52 | 1.61 | 10.47 | 9.86 | 15.3% | 303.27 | 10.3225 | 0.072337 | 10.2485 | 1.0072 | 10.596 | 1775.84 | 1797.2
2012-06-20 15:30 | 10.65 | 10.64 | 10.65 | 10.67 | 10.65 | 10.61 | 10.58 | 10.59 | 10.63 | 10.44 | 299 | 298.9 | 298.7 | 298 | 297.2 | 296.9 | 297 | 297.6 | 298 | 298.2 | 291.8 | 10.92 | 1.17 | 10.92 | 9.99 | 10.71% | 296.915 | 10.6141 | 0.026166 | 10.6057 | 1.0008 | 10.9286 | 1882.64 | 1885.31
2012-06-20 15:40 | 9.63 | 9.57 | 9.48 | 9.44 | 9.39 | 9.31 | 9.3 | 9.35 | 9.34 | 9.25 | 310.9 | 311.1 | 311.5 | 311.5 | 311.1 | 310.7 | 310.3 | 310.2 | 309.7 | 307.7 | 296.7 | 9.51 | 1.37 | 9.45 | 8.91 | 14.41% | 310.64 | 9.3706 | 0.0099312 | 9.3086 | 1.0067 | 9.5733 | 1450.31 | 1473.17
2012-06-20 15:50 | 11.23 | 11.2 | 11.05 | 10.83 | 10.62 | 10.51 | 10.39 | 10.2 | 10.01 | 9.81 | 300.1 | 300.1 | 300.3 | 300.7 | 300.9 | 301.2 | 300.9 | 300.3 | 299.6 | 299.7 | 291.3 | 10.9 | 1.78 | 10.88 | 9.53 | 16.33% | 301.155 | 10.5054 | 0.10612 | 10.4927 | 1.0012 | 10.9132 | 1877.3 | 1879.97
2012-06-20 16:00 | 10.81 | 10.82 | 10.84 | 10.9 | 10.97 | 11.04 | 11.04 | 10.96 | 10.83 | 10.6 | 303.2 | 303.1 | 302.8 | 302.5 | 302.2 | 301.7 | 301 | 300.5 | 300 | 299.5 | 292.9 | 11.11 | 1.61 | 11.1 | 10.21 | 14.49% | 301.595 | 10.921 | 0 | 11.04 | 0.98922 | 10.9902 | 1913.24 | 1901.33
2012-06-20 16:10 | 10.58 | 10.54 | 10.47 | 10.46 | 10.45 | 10.41 | 10.33 | 10.21 | 9.99 | 9.6 | 300.4 | 300.5 | 301.1 | 301.2 | 301.2 | 300.8 | 300.3 | 299.8 | 299.2 | 298.4 | 293 | 10.41 | 1.01 | 10.36 | 9.18 | 9.702% | 300.725 | 10.3037 | 0.07129 | 10.3985 | 0.99089 | 10.3151 | 1746.47 | 1722.44
2012-06-20 16:20 | 9.91 | 9.82 | 9.77 | 9.81 | 9.82 | 9.77 | 9.65 | 9.53 | 9.41 | 9.25 | 308.6 | 308.2 | 307.6 | 307.4 | 307.3 | 307.2 | 307.2 | 307 | 306.9 | 306.7 | 300.1 | 10.05 | 1.67 | 9.95 | 9.29 | 16.62% | 307.2 | 9.6652 | 0.11421 | 9.7527 | 0.99103 | 9.9599 | 1650.35 | 1621.76
2012-06-20 16:30 | 12.24 | 12.24 | 12.14 | 12.06 | 12.01 | 11.94 | 11.86 | 11.82 | 11.71 | 11.34 | 297.4 | 297.4 | 297.3 | 296.6 | 296 | 295.5 | 295.3 | 295.2 | 295.4 | 296.1 | 289.3 | 12.33 | 1.18 | 12.36 | 10.93 | 9.57% | 295.47 | 11.9126 | 0.062124 | 11.9285 | 0.99867 | 12.3136 | 1991.63 | 1991.41
2012-06-20 16:40 | 13.78 | 13.73 | 13.59 | 13.46 | 13.27 | 13.1 | 12.93 | 12.74 | 12.49 | 12.15 | 302.1 | 302 | 301.7 | 301.4 | 301.3 | 301.3 | 301.4 | 301.6 | 301.7 | 302 | 295.1 | 13.4 | 1.17 | 13.26 | 11.89 | 8.731% | 301.315 | 13.061 | 0.12071 | 13.0755 | 0.99889 | 13.3851 | 1999.4 | 1999.39
2012-06-20 16:50 | 11.72 | 11.64 | 11.6 | 11.52 | 11.48 | 11.39 | 11.3 | 11.17 | 11 | 10.52 | 301.4 | 301.2 | 301.4 | 301.4 | 301.4 | 301 | 300.8 | 300.7 | 300.9 | 301.5 | 294.1 | 11.6 | 1.64 | 11.44 | 10.55 | 14.14% | 300.97 | 11.3202 | 0.073309 | 11.3771 | 0.995 | 11.5421 | 1954.4 | 1949.36
2012-06-20 17:00 | 11.56 | 11.54 | 11.51 | 11.38 | 11.28 | 11.15 | 11.02 | 10.91 | 10.77 | 10.49 | 303.3 | 303.2 | 303.3 | 303 | 302.7 | 302.6 | 302.3 | 301.8 | 301.3 | 301.4 | 295.3 | 11.48 | 1.5 | 11.43 | 10.16 | 13.07% | 302.555 | 11.1242 | 0.10838 | 11.1313 | 0.99937 | 11.4727 | 1944.32 | 1943.48
2012-06-20 17:10 | 10.35 | 10.32 | 10.16 | 10.12 | 10.1 | 9.97 | 9.82 | 9.72 | 9.66 | 9.43 | 303.5 | 303.6 | 303.4 | 303 | 302.9 | 302.9 | 302.7 | 302.8 | 303.1 | 303.4 | 293.8 | 10.01 | 1.41 | 9.99 | 8.71 | 14.09% | 302.87 | 9.9254 | 0.14009 | 9.9484 | 0.99769 | 9.9869 | 1639.67 | 1633.19
2012-06-20 17:20 | 10.5 | 10.48 | 10.53 | 10.59 | 10.62 | 10.6 | 10.53 | 10.45 | 10.26 | 9.88 | 296.3 | 296.2 | 296.1 | 296.6 | 297 | 297.1 | 296.9 | 296.9 | 296.8 | 297 | 287.7 | 10.54 | 1.53 | 10.48 | 9.39 | 14.52% | 297.07 | 10.4804 | 0.061228 | 10.5899 | 0.98965 | 10.4309 | 1781.18 | 1751.81
2012-06-20 17:30 | 12.32 | 12.32 | 12.38 | 12.4 | 12.37 | 12.25 | 12.06 | 11.86 | 11.7 | 11.28 | 297.3 | 297.1 | 296.6 | 296.5 | 296.2 | 295.8 | 295.7 | 295.6 | 295.7 | 296.2 | 290.3 | 12.48 | 0.86 | 12.42 | 11.02 | 6.891% | 295.785 | 12.1097 | 0.14445 | 12.2226 | 0.99076 | 12.3647 | 1993.28 | 1991.96
2012-06-20 17:40 | 11.3 | 11.28 | 11.21 | 11.11 | 10.98 | 10.84 | 10.72 | 10.58 | 10.52 | 10.22 | 299.3 | 299.5 | 299.7 | 300 | 300.1 | 299.6 | 299.3 | 299.4 | 299.9 | 301.1 | 291.4 | 11.07 | 1.4 | 11.07 | 9.98 | 12.65% | 299.555 | 10.8332 | 0.10287 | 10.8227 | 1.001 | 11.0808 | 1909.88 | 1910.72
2012-06-20 17:50 | 10.24 | 10.13 | 9.99 | 10.01 | 10.08 | 10.12 | 10.08 | 9.97 | 9.91 | 9.71 | 301 | 301.3 | 301.8 | 302.3 | 302.1 | 301.8 | 301.6 | 301.5 | 301.5 | 302.1 | 290.5 | 10.48 | 1.08 | 10.45 | 9.23 | 10.31% | 301.77 | 10.0155 | 0.036598 | 10.1143 | 0.99023 | 10.3777 | 1765.16 | 1738.46
2012-06-20 18:00 | 10.97 | 10.92 | 10.79 | 10.59 | 10.47 | 10.36 | 10.21 | 10.04 | 9.87 | 9.73 | 304 | 304.1 | 304.1 | 304.5 | 304.7 | 304.9 | 305 | 304.7 | 304.3 | 304.9 | 294.7 | 9.81 | 1.16 | 9.79 | 8.64 | 11.82% | 304.915 | 10.3245 | 0.13478 | 10.3384 | 0.99866 | 9.7968 | 1564.61 | 1560.8
2012-06-20 18:10 | 9.81 | 9.82 | 9.88 | 9.91 | 9.87 | 9.84 | 9.8 | 9.79 | 9.79 | 9.69 | 302.5 | 302.4 | 302.9 | 303.2 | 303.1 | 302.7 | 302.3 | 302.2 | 302.5 | 302.7 | 293.3 | 9.61 | 0.93 | 9.68 | 9.1 | 9.677% | 302.64 | 9.8296 | 0.037642 | 9.8343 | 0.99952 | 9.6054 | 1488.41 | 1488.41
2012-06-20 18:20 | 10.08 | 10.02 | 9.91 | 9.79 | 9.72 | 9.65 | 9.55 | 9.51 | 9.45 | 9.23 | 302.7 | 302.9 | 302.9 | 302.6 | 302.4 | 302.6 | 302.9 | 303.3 | 303.2 | 303.1 | 292.2 | 9.34 | 1.56 | 9.37 | 8.34 | 16.7% | 302.645 | 9.6441 | 0.096261 | 9.6356 | 1.0009 | 9.3482 | 1385.54 | 1389.35
2012-06-20 18:30 | 10.78 | 10.73 | 10.63 | 10.49 | 10.36 | 10.2 | 10.05 | 9.98 | 9.89 | 9.6 | 302.7 | 302.4 | 302.3 | 302.5 | 303 | 303.3 | 303 | 302.2 | 301.7 | 302 | 293.8 | 10.26 | 1.17 | 10.22 | 9.46 | 11.4% | 303.255 | 10.2125 | 0.13691 | 10.1784 | 1.0034 | 10.2944 | 1706.42 | 1714.43
2012-06-20 18:40 | 9.54 | 9.54 | 9.43 | 9.31 | 9.2 | 9.04 | 8.92 | 8.8 | 8.66 | 8.42 | 311 | 311.1 | 311 | 310.8 | 310.8 | 311.2 | 311.5 | 311.4 | 311.2 | 312.1 | 303.1 | 9.41 | 1.15 | 9.31 | 8.52 | 12.22% | 311.245 | 9.0382 | 0.12349 | 9.0227 | 1.0017 | 9.4262 | 1412.21 | 1419.83
2012-06-20 18:50 | 9.14 | 9.09 | 8.96 | 8.86 | 8.79 | 8.67 | 8.64 | 8.66 | 8.62 | 8.47 | 306.4 | 306.3 | 306 | 305.8 | 305.2 | 304.2 | 303.5 | 302.7 | 302.5 | 303.8 | 298.1 | 8.89 | 1.77 | 8.78 | 8.27 | 19.91% | 304.095 | 8.7367 | 0.032031 | 8.6657 | 1.0082 | 8.9628 | 1215.63 | 1241.32
2012-06-20 19:00 | 10.52 | 10.54 | 10.51 | 10.45 | 10.32 | 10.15 | 10.05 | 9.92 | 9.71 | 9.37 | 303.7 | 303.7 | 304.1 | 304.1 | 304.3 | 305.2 | 305.7 | 305.6 | 305.1 | 305.6 | 296.1 | 10.07 | 1.33 | 10.01 | 8.79 | 13.21% | 305.275 | 10.1321 | 0.091496 | 10.1356 | 0.99965 | 10.0665 | 1655.69 | 1655.69
2012-06-20 19:10 | 12.06 | 11.99 | 11.86 | 11.71 | 11.53 | 11.43 | 11.3 | 11.14 | 11.04 | 10.87 | 306.7 | 306.7 | 306.7 | 306.7 | 306.4 | 306.2 | 306.1 | 306.3 | 306.3 | 305.6 | 299.1 | 11.93 | 1.53 | 11.82 | 10.74 | 12.82% | 306.185 | 11.4206 | 0.10571 | 11.4113 | 1.0008 | 11.9397 | 1982.12 | 1982.96
2012-06-20 19:20 | 9.47 | 9.42 | 9.36 | 9.28 | 9.23 | 9.21 | 9.18 | 9.13 | 9.03 | 8.64 | 302.7 | 302.6 | 302.7 | 302.6 | 302.7 | 302.4 | 302 | 301.9 | 302.1 | 303 | 293.2 | 9.7 | 1.54 | 9.6 | 8.5 | 15.88% | 302.34 | 9.1814 | 0.03015 | 9.2057 | 0.99736 | 9.6744 | 1522.7 | 1511.27
2012-06-20 19:30 | 11.69 | 11.59 | 11.45 | 11.37 | 11.33 | 11.23 | 11.06 | 10.9 | 10.69 | 10.26 | 300.3 | 300.2 | 300.1 | 300.5 | 300.5 | 300.5 | 300.6 | 300.4 | 300.2 | 300.2 | 292.8 | 11.28 | 1.38 | 11.22 | 9.87 | 12.23% | 300.515 | 11.1223 | 0.14096 | 11.2055 | 0.99258 | 11.1963 | 1927.52 | 1920.8
2012-06-20 19:40 | 12.57 | 12.49 | 12.37 | 12.24 | 12.07 | 11.85 | 11.62 | 11.42 | 11.25 | 10.96 | 303.1 | 302.7 | 302.1 | 301.8 | 301.9 | 302.2 | 302.7 | 303.2 | 303.7 | 304.5 | 294.2 | 12.08 | 1.3 | 11.99 | 10.28 | 10.76% | 302.275 | 11.8136 | 0.18112 | 11.8168 | 0.99974 | 12.0768 | 1988.88 | 1988.88
2012-06-20 19:50 | 12.07 | 12.01 | 11.91 | 11.77 | 11.59 | 11.36 | 11.12 | 10.96 | 10.85 | 10.46 | 302.8 | 302.5 | 302.3 | 302.5 | 302.8 | 303.1 | 303.6 | 303.6 | 303.2 | 302.2 | 294.8 | 11.69 | 1.09 | 11.51 | 9.56 | 9.324% | 303.175 | 11.3455 | 0.19732 | 11.3253 | 1.0018 | 11.7108 | 1961.96 | 1963.64
2012-06-20 20:00 | 10.16 | 10.08 | 9.9 | 9.73 | 9.66 | 9.55 | 9.37 | 9.15 | 8.9 | 8.6 | 300.9 | 300.7 | 300 | 299.3 | 298.7 | 298.2 | 297.6 | 297.1 | 297.4 | 297.9 | 290.6 | 9.73 | 1.11 | 9.71 | 8.14 | 11.41% | 298.11 | 9.4501 | 0.17584 | 9.524 | 0.99224 | 9.6545 | 1534.13 | 1503.65
2012-06-20 20:10 | 9.41 | 9.27 | 9.02 | 8.82 | 8.65 | 8.5 | 8.34 | 8.15 | 7.97 | 7.58 | 302.8 | 302.5 | 301.9 | 301.2 | 300.7 | 299.9 | 299.2 | 298.5 | 298.1 | 298.1 | 291.5 | 8.64 | 0.85 | 8.49 | 7.04 | 9.838% | 299.795 | 8.4818 | 0.17561 | 8.4769 | 1.0006 | 8.645 | 1123.88 | 1123.88
2012-06-20 20:20 | 9.86 | 9.77 | 9.64 | 9.47 | 9.27 | 9.08 | 8.86 | 8.59 | 8.37 | 8.01 | 310.3 | 310.1 | 309.4 | 308.3 | 307.3 | 306.3 | 305.5 | 305.2 | 305 | 304 | 298.3 | 9.2 | 0.92 | 8.96 | 7.45 | 10% | 306.18 | 9.0221 | 0.22666 | 9.0481 | 0.99712 | 9.1735 | 1332.2 | 1320.77
2012-06-20 20:30 | 10.81 | 10.74 | 10.52 | 10.34 | 10.05 | 9.81 | 9.57 | 9.35 | 9.04 | 8.35 | 312.5 | 312.1 | 311.2 | 310.7 | 310.3 | 310 | 309.6 | 309.6 | 309.7 | 309.3 | 301.9 | 10.15 | 0.97 | 9.97 | 8.39 | 9.557% | 309.94 | 9.7896 | 0.22889 | 9.7752 | 1.0015 | 10.1649 | 1677.05 | 1679.72
2012-06-20 20:40 | 9.11 | 9.01 | 8.92 | 8.76 | 8.57 | 8.36 | 8.06 | 7.77 | 7.52 | 7.08 | 309.2 | 308.8 | 308.1 | 307.2 | 306.1 | 305.5 | 305 | 304.8 | 305.2 | 305 | 297.7 | 8.34 | 0.89 | 8.18 | 6.89 | 10.67% | 305.425 | 8.2638 | 0.33771 | 8.3163 | 0.99368 | 8.2873 | 1013.78 | 995.43
2012-06-20 20:50 | 9.19 | 9.06 | 8.86 | 8.68 | 8.51 | 8.27 | 7.99 | 7.69 | 7.34 | 6.92 | 308.2 | 307.6 | 306.8 | 305.7 | 305 | 304.7 | 304.1 | 303.5 | 303.2 | 303.6 | 297.1 | 8.18 | 0.9 | 8.03 | 6.4 | 11% | 304.61 | 8.1837 | 0.31829 | 8.2293 | 0.99446 | 8.1347 | 955.06 | 936.71
2012-06-20 21:00 | 10.61 | 10.5 | 10.29 | 9.99 | 9.77 | 9.54 | 9.24 | 8.95 | 8.62 | 7.97 | 307.1 | 306.7 | 305.8 | 304.9 | 304.3 | 303.6 | 303 | 302.6 | 301.9 | 301.6 | 295.5 | 9.63 | 0.73 | 9.44 | 7.37 | 7.58% | 303.51 | 9.4687 | 0.29526 | 9.4964 | 0.99709 | 9.6019 | 1496.03 | 1484.6
2012-06-20 21:10 | 9.78 | 9.69 | 9.5 | 9.29 | 9.11 | 8.97 | 8.8 | 8.54 | 8.22 | 7.63 | 301.6 | 301.3 | 300.9 | 300.2 | 299.4 | 298.5 | 297.4 | 296.7 | 295.9 | 294.6 | 289.6 | 9.04 | 0.58 | 8.86 | 7.11 | 6.416% | 298.335 | 8.8926 | 0.17682 | 8.9454 | 0.9941 | 8.9866 | 1271.24 | 1252.33
2012-06-20 21:20 | 9.6 | 9.51 | 9.34 | 9.24 | 9.14 | 8.97 | 8.79 | 8.63 | 8.41 | 7.75 | 299.1 | 298.6 | 297.8 | 297 | 296.3 | 295.5 | 294.9 | 293.9 | 293.1 | 292.1 | 286.7 | 9.26 | 0.84 | 9.14 | 7.53 | 9.071% | 295.41 | 8.8988 | 0.18732 | 8.944 | 0.99495 | 9.2132 | 1355.06 | 1336.01
2012-06-20 21:30 | 9.72 | 9.6 | 9.38 | 9.16 | 8.99 | 8.76 | 8.49 | 8.21 | 7.84 | 7.09 | 297.2 | 296.7 | 295.6 | 294.3 | 293.3 | 292.4 | 291.7 | 290.9 | 290.1 | 290 | 285.2 | 8.8 | 0.81 | 8.67 | 7.03 | 9.205% | 292.295 | 8.6657 | 0.28931 | 8.7208 | 0.99369 | 8.7444 | 1182.6 | 1160.58
2012-06-20 21:40 | 10.98 | 10.86 | 10.6 | 10.27 | 9.96 | 9.7 | 9.4 | 9.1 | 8.86 | 8.35 | 300.1 | 299.8 | 299 | 297.8 | 296.9 | 296.3 | 295.6 | 294.3 | 292.7 | 290.9 | 287.8 | 10.1 | 0.8 | 9.89 | 7.76 | 7.921% | 296.195 | 9.6905 | 0.29032 | 9.6564 | 1.0035 | 10.1356 | 1663.7 | 1674.38
2012-06-20 21:50 | 11.4 | 11.24 | 10.91 | 10.62 | 10.3 | 9.92 | 9.56 | 9.22 | 8.93 | 8.32 | 300.9 | 300.8 | 300.6 | 300.2 | 299.5 | 298.9 | 298.3 | 297.7 | 297.2 | 296.3 | 290.6 | 10.03 | 0.88 | 9.83 | 7.69 | 8.774% | 298.81 | 9.9258 | 0.34159 | 9.8676 | 1.0059 | 10.0891 | 1645.01 | 1661.03
2012-06-20 22:00 | 10.71 | 10.55 | 10.24 | 9.95 | 9.67 | 9.42 | 9.18 | 8.83 | 8.44 | 7.93 | 302.8 | 302.5 | 301.9 | 301.3 | 300.9 | 300.7 | 300.8 | 300.6 | 300.4 | 300.1 | 293.3 | 9.53 | 0.92 | 9.29 | 7.15 | 9.654% | 300.715 | 9.3887 | 0.23849 | 9.3852 | 1.0004 | 9.5335 | 1457.93 | 1457.93
2012-06-20 22:10 | 11.36 | 11.16 | 10.75 | 10.35 | 9.98 | 9.61 | 9.3 | 8.95 | 8.59 | 8.09 | 304.5 | 303.9 | 303.1 | 302.5 | 302 | 301.3 | 300.5 | 300.1 | 300.2 | 299.9 | 293.5 | 10.1 | 0.87 | 9.98 | 7.76 | 8.614% | 301.18 | 9.6653 | 0.30301 | 9.565 | 1.0105 | 10.206 | 1663.7 | 1693.07
2012-06-20 22:20 | 11.04 | 11 | 10.82 | 10.6 | 10.31 | 10 | 9.68 | 9.38 | 9.07 | 8.51 | 304.3 | 303.8 | 302.7 | 301.9 | 301.4 | 300.8 | 300.3 | 299.7 | 299.6 | 300.2 | 293.3 | 10.13 | 0.83 | 9.91 | 8.02 | 8.193% | 300.725 | 9.9663 | 0.30055 | 9.9535 | 1.0013 | 10.143 | 1671.71 | 1674.38
2012-06-20 22:30 | 11.85 | 11.78 | 11.61 | 11.4 | 11.16 | 10.89 | 10.56 | 10.19 | 9.73 | 8.99 | 309.4 | 309.1 | 308.5 | 307.9 | 307.4 | 307.1 | 306.5 | 305.9 | 306.1 | 306.5 | 298.7 | 11.09 | 0.82 | 10.77 | 8.15 | 7.394% | 307.01 | 10.7662 | 0.28436 | 10.8421 | 0.993 | 11.0124 | 1911.56 | 1904.84
2012-06-20 22:40 | 11.13 | 11.01 | 10.8 | 10.61 | 10.37 | 10.01 | 9.51 | 9.07 | 8.71 | 8.12 | 305.5 | 305.1 | 304.5 | 303.6 | 302.7 | 302.2 | 302.1 | 302.1 | 301.6 | 301 | 293.5 | 10.03 | 1.05 | 9.74 | 7.63 | 10.47% | 302.185 | 9.8674 | 0.47351 | 9.9368 | 0.99302 | 9.96 | 1645.01 | 1621.76
2012-06-20 22:50 | 10.51 | 10.33 | 9.94 | 9.53 | 9.22 | 8.93 | 8.63 | 8.31 | 7.98 | 7.35 | 300.5 | 300.2 | 299.6 | 299.2 | 298.4 | 297.5 | 296.6 | 295.5 | 294 | 291.8 | 289 | 9.01 | 0.9 | 8.8 | 6.96 | 9.989% | 297.365 | 8.9405 | 0.31578 | 8.8864 | 1.0061 | 9.0649 | 1259.81 | 1278.86
2012-06-20 23:00 | 11.04 | 10.95 | 10.85 | 10.66 | 10.37 | 10 | 9.6 | 9.18 | 8.7 | 7.98 | 296.7 | 296.3 | 295.3 | 294.6 | 294 | 293 | 292.1 | 291.4 | 290.7 | 288.9 | 285.2 | 10.13 | 0.63 | 9.93 | 7.88 | 6.219% | 292.865 | 9.891 | 0.37724 | 9.9417 | 0.9949 | 10.0783 | 1671.71 | 1658.36
2012-06-20 23:10 | 10.61 | 10.54 | 10.47 | 10.36 | 10.2 | 10.01 | 9.77 | 9.52 | 9.21 | 8.58 | 292.6 | 292.4 | 291.7 | 290.8 | 289.8 | 289.1 | 288.4 | 287.5 | 286.6 | 285.3 | 280.8 | 9.98 | 0.66 | 9.84 | 7.89 | 6.613% | 288.995 | 9.8963 | 0.22426 | 9.9753 | 0.99208 | 9.901 | 1629.38 | 1598.9
2012-06-20 23:20 | 10.56 | 10.44 | 10.15 | 9.85 | 9.54 | 9.27 | 9 | 8.67 | 8.29 | 7.77 | 294 | 293.6 | 292.8 | 292 | 291.4 | 290.7 | 289.8 | 289.3 | 289 | 288.3 | 282.5 | 9.24 | 0.99 | 9.07 | 7.46 | 10.71% | 290.565 | 9.2509 | 0.27315 | 9.2308 | 1.0022 | 9.2601 | 1347.44 | 1355.06
2012-06-20 23:30 | 11.11 | 10.94 | 10.61 | 10.33 | 10.04 | 9.7 | 9.43 | 9.19 | 8.91 | 8.34 | 299.8 | 299.5 | 298.7 | 297.8 | 297 | 296.3 | 295.7 | 295 | 294.5 | 292.8 | 289 | 10.05 | 0.83 | 9.8 | 7.42 | 8.259% | 296.21 | 9.7387 | 0.26087 | 9.6608 | 1.0081 | 10.1309 | 1650.35 | 1671.71
2012-06-20 23:40 | 10.24 | 10.17 | 10.04 | 9.92 | 9.74 | 9.52 | 9.32 | 9.11 | 8.91 | 8.31 | 303.4 | 303 | 302 | 301.2 | 300.5 | 300.1 | 299.6 | 299.3 | 298.7 | 297.9 | 292 | 10.02 | 0.62 | 9.88 | 7.86 | 6.188% | 300.025 | 9.4801 | 0.19621 | 9.4911 | 0.99885 | 10.0084 | 1642.34 | 1639.67
2012-06-20 23:50 | 9.59 | 9.49 | 9.28 | 9.1 | 8.97 | 8.81 | 8.65 | 8.43 | 8.18 | 7.55 | 302.7 | 302.4 | 301.7 | 301.4 | 301.2 | 300.2 | 299.4 | 298.7 | 298.1 | 297.2 | 291.7 | 8.94 | 0.58 | 8.83 | 7.22 | 6.488% | 300.08 | 8.7489 | 0.16937 | 8.7869 | 0.99567 | 8.9013 | 1233.98 | 1219.3
2012-06-21 | 9.15 | 9.02 | 8.81 | 8.62 | 8.44 | 8.21 | 8.03 | 7.91 | 7.7 | 7.14 | 297.4 | 297.2 | 296.5 | 295.7 | 295.1 | 294.8 | 294.5 | 293.8 | 293 | 291.6 | 286.6 | 8.35 | 0.64 | 8.23 | 6.76 | 7.665% | 294.755 | 8.2276 | 0.20486 | 8.184 | 1.0053 | 8.3945 | 1017.45 | 1032.13
2012-06-21 00:10 | 9.46 | 9.39 | 9.23 | 9.07 | 8.85 | 8.6 | 8.32 | 8.03 | 7.72 | 7.21 | 300.2 | 300.1 | 299.7 | 299.4 | 299.4 | 298.9 | 298.4 | 298.3 | 297.9 | 295.9 | 290.5 | 8.56 | 0.59 | 8.37 | 6.66 | 6.893% | 298.825 | 8.5329 | 0.30588 | 8.5593 | 0.99691 | 8.5336 | 1094.52 | 1083.51
2012-06-21 00:20 | 8.98 | 8.95 | 8.88 | 8.77 | 8.6 | 8.4 | 8.19 | 7.92 | 7.6 | 6.95 | 303 | 302.7 | 302.1 | 301.2 | 300.4 | 299.6 | 298.7 | 297.7 | 297.3 | 296.9 | 291.3 | 8.56 | 0.47 | 8.38 | 6.43 | 5.491% | 299.465 | 8.3046 | 0.23396 | 8.3696 | 0.99224 | 8.4936 | 1094.52 | 1068.83
2012-06-21 00:30 | 9.15 | 9.12 | 9.03 | 8.88 | 8.68 | 8.43 | 8.19 | 7.93 | 7.61 | 7.02 | 306.6 | 306.4 | 306.1 | 305.3 | 304.4 | 303.5 | 302.7 | 301.7 | 300.8 | 299.1 | 295.7 | 8.49 | 0.46 | 8.28 | 6.34 | 5.418% | 303.38 | 8.3668 | 0.26691 | 8.3952 | 0.99661 | 8.4613 | 1068.83 | 1057.82
2012-06-21 00:40 | 9.01 | 8.95 | 8.8 | 8.7 | 8.57 | 8.36 | 8.12 | 7.8 | 7.44 | 6.85 | 303.5 | 303.2 | 302.6 | 302.1 | 301.3 | 300.4 | 299.8 | 299.3 | 298.1 | 296 | 292.2 | 8.43 | 0.41 | 8.23 | 6.38 | 4.864% | 300.31 | 8.2316 | 0.26917 | 8.3252 | 0.98875 | 8.3352 | 1046.81 | 1013.78
2012-06-21 00:50 | 9.14 | 9.04 | 8.84 | 8.61 | 8.34 | 8.07 | 7.78 | 7.5 | 7.19 | 6.56 | 297.4 | 297.4 | 297.6 | 297.3 | 296.6 | 296.1 | 295.3 | 294.4 | 294.2 | 294.2 | 288.2 | 8.17 | 0.57 | 8 | 6.09 | 6.977% | 295.98 | 8.0394 | 0.33819 | 8.0278 | 1.0014 | 8.1818 | 951.39 | 955.06
2012-06-21 01:00 | 10.69 | 10.51 | 10.2 | 9.87 | 9.53 | 9.15 | 8.8 | 8.54 | 8.21 | 7.48 | 296.3 | 296 | 295.3 | 294.7 | 294 | 293.4 | 292.8 | 292 | 291.1 | 290.2 | 284.5 | 8.99 | 1.06 | 8.82 | 6.79 | 11.79% | 293.31 | 9.1867 | 0.36042 | 9.099 | 1.0096 | 9.0767 | 1252.33 | 1286.48
2012-06-21 01:10 | 10.69 | 10.46 | 10.09 | 9.83 | 9.59 | 9.22 | 8.95 | 8.73 | 8.49 | 7.96 | 293.8 | 293.1 | 292 | 291.5 | 291.1 | 289.8 | 287.8 | 285.9 | 284.4 | 283.7 | 280.1 | 9.62 | 1.08 | 9.45 | 7.56 | 11.23% | 289.5 | 9.2632 | 0.27466 | 9.1808 | 1.009 | 9.7063 | 1492.22 | 1526.51
2012-06-21 01:20 | 9.89 | 9.78 | 9.62 | 9.42 | 9.17 | 8.83 | 8.5 | 8.18 | 7.85 | 7.37 | 298.3 | 297.9 | 297.2 | 296.7 | 296.2 | 295.4 | 294.6 | 294 | 293.4 | 292.7 | 287 | 9.41 | 0.99 | 9.27 | 7.48 | 10.52% | 295.28 | 8.7896 | 0.35198 | 8.7819 | 1.0009 | 9.4182 | 1412.21 | 1416.02
2012-06-21 01:30 | 9.5 | 9.32 | 9.01 | 8.66 | 8.28 | 7.9 | 7.57 | 7.27 | 7.03 | 6.64 | 303.6 | 303.3 | 302.9 | 302.5 | 302.2 | 301.5 | 301.1 | 300.9 | 301.1 | 301.6 | 293.1 | 8.28 | 0.9 | 8.03 | 6.46 | 10.87% | 301.44 | 7.9879 | 0.39431 | 7.8519 | 1.0173 | 8.4235 | 991.76 | 1043.14
2012-06-21 01:40 | 9.89 | 9.8 | 9.56 | 9.3 | 8.97 | 8.62 | 8.29 | 7.92 | 7.52 | 6.88 | 306 | 305.8 | 305.5 | 305.1 | 304.4 | 303.8 | 303.6 | 303.3 | 302.7 | 302.5 | 295.5 | 8.95 | 0.55 | 8.66 | 6.37 | 6.145% | 303.77 | 8.6013 | 0.36072 | 8.5719 | 1.0034 | 8.9807 | 1237.65 | 1248.66
2012-06-21 01:50 | 9.88 | 9.76 | 9.54 | 9.28 | 9.01 | 8.69 | 8.35 | 8.03 | 7.65 | 6.83 | 302.8 | 302.5 | 302 | 301.4 | 300.8 | 300.3 | 299.8 | 299.5 | 299.3 | 298.8 | 292.6 | 8.88 | 0.6 | 8.68 | 6.38 | 6.757% | 300.225 | 8.6408 | 0.36882 | 8.6405 | 1 | 8.8803 | 1211.96 | 1211.96
2012-06-21 02:00 | 10.15 | 9.99 | 9.72 | 9.45 | 9.18 | 8.92 | 8.66 | 8.32 | 7.95 | 7.4 | 303 | 302.8 | 302.4 | 302.1 | 301.4 | 300.9 | 301 | 301 | 300.8 | 300.1 | 293.3 | 9.22 | 0.58 | 9.04 | 6.84 | 6.291% | 300.915 | 8.8826 | 0.27336 | 8.8823 | 1 | 9.2203 | 1339.82 | 1339.82
2012-06-21 02:10 | 10.12 | 9.98 | 9.69 | 9.39 | 9.08 | 8.84 | 8.59 | 8.28 | 7.9 | 7.26 | 303.4 | 302.8 | 301.9 | 301.3 | 300.9 | 300.8 | 300.9 | 300.8 | 300.2 | 299.7 | 293.6 | 8.97 | 0.87 | 8.85 | 7.17 | 9.699% | 300.815 | 8.8205 | 0.26511 | 8.8037 | 1.0019 | 8.987 | 1244.99 | 1252.33
2012-06-21 02:20 | 9.83 | 9.71 | 9.47 | 9.21 | 8.94 | 8.58 | 8.2 | 7.87 | 7.56 | 7.01 | 303.6 | 303.2 | 302.3 | 301.3 | 300.3 | 299.8 | 299.8 | 299.3 | 298.6 | 298.3 | 292 | 8.42 | 0.72 | 8.19 | 6.58 | 8.551% | 299.8 | 8.5517 | 0.41861 | 8.5245 | 1.0032 | 8.4469 | 1043.14 | 1054.15
2012-06-21 02:30 | 8.37 | 8.25 | 8.04 | 7.77 | 7.59 | 7.4 | 7.14 | 6.87 | 6.64 | 6.3 | 304.3 | 304 | 303.9 | 304 | 303.9 | 303.7 | 303.6 | 303.3 | 302.8 | 301.5 | 295.5 | 7.26 | 0.77 | 7.08 | 5.69 | 10.61% | 303.685 | 7.3523 | 0.33052 | 7.3622 | 0.99866 | 7.2502 | 666.26 | 663.25
2012-06-21 02:40 | 8.38 | 8.27 | 8.15 | 8.03 | 7.86 | 7.66 | 7.47 | 7.18 | 6.8 | 6.32 | 304.8 | 304.6 | 304.2 | 304.1 | 304 | 303.3 | 302.3 | 301.7 | 301 | 300.4 | 294.7 | 7.57 | 0.78 | 7.47 | 5.98 | 10.3% | 303.15 | 7.5747 | 0.23211 | 7.6325 | 0.99243 | 7.5127 | 759.57 | 741.51
2012-06-21 02:50 | 8.62 | 8.57 | 8.43 | 8.28 | 8.17 | 8.02 | 7.76 | 7.48 | 7.26 | 6.82 | 305.8 | 305.6 | 305.2 | 304.8 | 304.4 | 304.4 | 305.1 | 305.8 | 305.9 | 305.9 | 297.6 | 8 | 1.23 | 7.98 | 6.76 | 15.38% | 304.505 | 7.899 | 0.30455 | 7.9822 | 0.98957 | 7.9166 | 889 | 864.92
2012-06-21 03:00 | 8.19 | 8.15 | 7.99 | 7.79 | 7.59 | 7.32 | 7.01 | 6.75 | 6.5 | 6.22 | 308.4 | 308.2 | 307.5 | 306.7 | 305.7 | 305.1 | 305 | 305.1 | 305.3 | 305.5 | 296.4 | 6.83 | 1.03 | 6.69 | 5.53 | 15.08% | 305.085 | 7.2818 | 0.39988 | 7.2748 | 1.001 | 6.8366 | 549.58 | 551.84
2012-06-21 03:10 | 6.87 | 6.81 | 6.71 | 6.62 | 6.59 | 6.59 | 6.56 | 6.44 | 6.26 | 6 | 308.3 | 308.2 | 308.2 | 308.1 | 307.4 | 306.6 | 305.8 | 305.2 | 305.6 | 306.9 | 298 | 6.61 | 0.83 | 6.49 | 5.59 | 12.56% | 306.48 | 6.5227 | 0.042164 | 6.5857 | 0.99043 | 6.5468 | 499.86 | 486.3
2012-06-21 03:20 | 6.55 | 6.5 | 6.36 | 6.2 | 6.03 | 5.89 | 5.78 | 5.66 | 5.49 | 5.12 | 303.7 | 303.7 | 303.7 | 304.1 | 304.7 | 304.5 | 303.8 | 302.8 | 301.5 | 300.2 | 294.4 | 5.77 | 0.78 | 5.64 | 4.85 | 13.52% | 304.395 | 5.904 | 0.17421 | 5.8741 | 1.0051 | 5.7994 | 324.74 | 329.6
2012-06-21 03:30 | 6.61 | 6.54 | 6.46 | 6.38 | 6.24 | 6.04 | 5.89 | 5.75 | 5.58 | 5.28 | 301.1 | 300.9 | 300.4 | 299.7 | 299.1 | 298.2 | 297.2 | 296.8 | 296.8 | 296.4 | 289.5 | 6.22 | 0.59 | 6.16 | 5.44 | 9.486% | 298.05 | 6.0352 | 0.23239 | 6.0183 | 1.0028 | 6.2375 | 411.72 | 416.24
2012-06-21 03:40 | 6.88 | 6.77 | 6.65 | 6.58 | 6.5 | 6.33 | 6.08 | 5.82 | 5.59 | 5.31 | 296.7 | 296.3 | 295.8 | 295.3 | 294.4 | 293.6 | 293.1 | 292.7 | 291.5 | 290.8 | 286.2 | 6.48 | 1.05 | 6.46 | 5.64 | 16.2% | 293.525 | 6.213 | 0.37237 | 6.2936 | 0.98719 | 6.397 | 470.48 | 452.4
2012-06-21 03:50 | 7.26 | 7.14 | 6.95 | 6.75 | 6.58 | 6.37 | 6.13 | 5.86 | 5.62 | 5.34 | 298.3 | 297.7 | 296.6 | 295.6 | 295 | 294.8 | 294.7 | 294.5 | 294.6 | 294.4 | 288.4 | 6.87 | 0.96 | 6.75 | 5.49 | 13.97% | 294.785 | 6.328 | 0.3549 | 6.335 | 0.99889 | 6.8624 | 558.62 | 556.36
2012-06-21 04:00 | 7.6 | 7.54 | 7.41 | 7.28 | 7.18 | 7.16 | 7.14 | 7.05 | 6.84 | 6.47 | 294.7 | 294.2 | 293.6 | 292.9 | 292.4 | 292.4 | 292.2 | 292.1 | 292 | 292 | 284.5 | 7.37 | 0.81 | 7.22 | 6.51 | 10.99% | 292.37 | 7.133 | 0.025849 | 7.1571 | 0.99662 | 7.3451 | 699.37 | 693.35
2012-06-21 04:10 | 7.53 | 7.47 | 7.37 | 7.21 | 7.07 | 6.99 | 6.97 | 6.99 | 6.97 | 6.67 | 294.8 | 294.4 | 293.7 | 293.3 | 293.2 | 292.9 | 293 | 292.5 | 291.9 | 290.7 | 285.6 | 7.16 | 0.86 | 7.09 | 6.5 | 12.01% | 292.915 | 7.071 | 0.026478 | 6.9871 | 1.012 | 7.246 | 636.16 | 663.25
2012-06-21 04:20 | 7.41 | 7.36 | 7.33 | 7.31 | 7.28 | 7.24 | 7.18 | 7.12 | 6.95 | 6.66 | 299 | 298.7 | 298.3 | 298.2 | 297.9 | 297.3 | 296.5 | 295.7 | 295.4 | 295.3 | 287.7 | 6.9 | 0.84 | 6.88 | 6.26 | 12.17% | 297.18 | 7.1795 | 0.076902 | 7.2314 | 0.99282 | 6.8505 | 565.4 | 554.1
2012-06-21 04:30 | 7.08 | 7.05 | 6.92 | 6.74 | 6.54 | 6.39 | 6.35 | 6.29 | 6.17 | 5.85 | 302.3 | 302.2 | 302.3 | 302.7 | 303.2 | 303.2 | 302.2 | 301.5 | 301.1 | 299.6 | 296 | 6.77 | 0.94 | 6.68 | 5.75 | 13.88% | 303.05 | 6.4749 | 0.058028 | 6.3843 | 1.0142 | 6.8661 | 536.02 | 558.62
2012-06-21 04:40 | 6.57 | 6.52 | 6.37 | 6.23 | 6.16 | 6.18 | 6.17 | 6.19 | 6.17 | 5.93 | 305.7 | 305.5 | 304.9 | 304.5 | 304.2 | 303.8 | 304 | 304.1 | 304.6 | 305.3 | 294.5 | 6.17 | 0.9 | 6.15 | 5.78 | 14.59% | 303.83 | 6.2058 | 0.014965 | 6.1786 | 1.0044 | 6.1972 | 400.42 | 407.2
2012-06-21 04:50 | 6.74 | 6.69 | 6.57 | 6.58 | 6.7 | 6.83 | 6.87 | 6.84 | 6.75 | 6.47 | 299.6 | 299.7 | 299.9 | 299.7 | 299.6 | 299.5 | 299.2 | 298.8 | 298.8 | 298.8 | 291.9 | 6.93 | 1.55 | 6.91 | 6.19 | 22.37% | 299.455 | 6.7281 | -0.053962 | 6.8357 | 0.98426 | 6.8209 | 572.18 | 547.32
2012-06-21 05:00 | 7.8 | 7.66 | 7.42 | 7.24 | 7.07 | 6.96 | 6.83 | 6.75 | 6.71 | 6.56 | 304.3 | 303.9 | 303.4 | 303.7 | 303.9 | 303.8 | 302.7 | 301.8 | 301.1 | 300.6 | 295.2 | 7.17 | 0.82 | 7.17 | 6.55 | 11.44% | 303.635 | 7.0003 | 0.17424 | 6.9412 | 1.0085 | 7.231 | 639.17 | 657.23
2012-06-21 05:10 | 7.91 | 7.73 | 7.53 | 7.49 | 7.45 | 7.4 | 7.26 | 7.16 | 7.07 | 6.7 | 302 | 302.1 | 302.1 | 301.9 | 301.5 | 300.5 | 299.7 | 299.2 | 299.6 | 299.6 | 292.1 | 7.2 | 1.03 | 7.11 | 6.3 | 14.31% | 300.38 | 7.3223 | 0.1765 | 7.3798 | 0.9922 | 7.1439 | 648.2 | 630.14
2012-06-21 05:20 | 8.84 | 8.84 | 8.83 | 8.81 | 8.79 | 8.79 | 8.77 | 8.82 | 8.73 | 8.46 | 295.2 | 295 | 294.9 | 294.8 | 294.9 | 294.8 | 295 | 295.1 | 295.2 | 295.4 | 289.2 | 8.97 | 1.63 | 8.95 | 8.01 | 18.17% | 294.83 | 8.7756 | 0.02105 | 8.7871 | 0.99868 | 8.9582 | 1244.99 | 1241.32
2012-06-21 05:30 | 8.85 | 8.82 | 8.81 | 8.82 | 8.84 | 8.79 | 8.72 | 8.7 | 8.65 | 8.45 | 300 | 300 | 299.9 | 299.5 | 298.9 | 298.5 | 298.7 | 299.2 | 298.8 | 297.3 | 288.1 | 8.76 | 1.02 | 8.76 | 7.86 | 11.64% | 298.53 | 8.7469 | 0.073886 | 8.7799 | 0.99623 | 8.727 | 1167.92 | 1156.91
2012-06-21 05:40 | 10.1 | 10.06 | 9.96 | 9.96 | 9.91 | 9.8 | 9.75 | 9.76 | 9.86 | 9.88 | 305 | 304.8 | 303.6 | 302.7 | 302.1 | 301.2 | 301 | 300.9 | 301.4 | 301.7 | 293.2 | 9.73 | 1.28 | 9.74 | 8.99 | 13.16% | 301.17 | 9.8615 | 0.047269 | 9.7928 | 1.007 | 9.7982 | 1534.13 | 1560.8
2012-06-21 05:50 | 10.14 | 10.07 | 9.93 | 9.82 | 9.77 | 9.79 | 9.74 | 9.65 | 9.61 | 9.57 | 299.6 | 299.2 | 299.2 | 299.2 | 299.3 | 298.7 | 298.7 | 298 | 297.5 | 296.9 | 291.9 | 10.13 | 0.89 | 10.06 | 9.12 | 8.786% | 298.7 | 9.7591 | 0.047317 | 9.7828 | 0.99758 | 10.1055 | 1671.71 | 1666.37
2012-06-21 06:20 | 11.03 | 11.07 | 11.01 | 11.08 | 11.22 | 11.31 | 11.33 | 11.3 | 11.11 | 10.76 | 309.4 | 309.6 | 309.3 | 309.2 | 309.4 | 309.3 | 309.5 | 310.1 | 310.3 | 311.2 | 299.5 | 11.01 | 0.96 | 11 | 10.21 | 8.719% | 309.33 | 11.1756 | -0.016327 | 11.3129 | 0.98787 | 10.8764 | 1904.84 | 1871.96
2012-06-21 06:30 | 10.07 | 10.01 | 9.99 | 10 | 10.07 | 10.1 | 10.13 | 10.11 | 10.08 | 9.8 | 309.4 | 309.3 | 309.2 | 309.3 | 309.4 | 308.8 | 308.2 | 307.7 | 307.4 | 305.9 | 300.4 | 10.26 | 0.84 | 10.2 | 9.43 | 8.187% | 308.71 | 10.0546 | -0.027408 | 10.1043 | 0.99508 | 10.2095 | 1706.42 | 1693.07
2012-06-21 06:40 | 8.71 | 8.68 | 8.62 | 8.6 | 8.59 | 8.57 | 8.48 | 8.37 | 8.36 | 8.41 | 310.7 | 311 | 311.1 | 311.4 | 312 | 312.5 | 312.6 | 312.7 | 312.8 | 312.8 | 300.7 | 8.34 | 1.11 | 8.33 | 8.05 | 13.31% | 312.515 | 8.5132 | 0.09756 | 8.557 | 0.99488 | 8.2973 | 1013.78 | 999.1
2012-06-21 06:50 | 9.45 | 9.43 | 9.45 | 9.52 | 9.53 | 9.44 | 9.32 | 9.2 | 9.15 | 8.99 | 300.6 | 300.6 | 300.6 | 300.4 | 300.6 | 300.5 | 300.9 | 301.3 | 301.6 | 301.6 | 293.4 | 9.79 | 1.02 | 9.79 | 8.68 | 10.42% | 300.56 | 9.356 | 0.11822 | 9.4227 | 0.99293 | 9.7207 | 1556.99 | 1530.32
2012-06-21 07:00 | 8.75 | 8.76 | 8.68 | 8.65 | 8.59 | 8.51 | 8.47 | 8.42 | 8.42 | 8.33 | 295.3 | 295.3 | 295.6 | 295.8 | 296 | 296.1 | 296 | 296.1 | 296.1 | 296.7 | 288 | 8.88 | 0.78 | 8.94 | 8.07 | 8.784% | 296.085 | 8.5303 | 0.043538 | 8.5043 | 1.0031 | 8.9072 | 1211.96 | 1222.97
2012-06-21 07:10 | 8.07 | 8.04 | 7.94 | 7.87 | 7.76 | 7.79 | 7.78 | 7.79 | 7.75 | 7.63 | 301.7 | 301.8 | 301.5 | 300.8 | 300.2 | 299.5 | 299.3 | 299.6 | 299.3 | 299.7 | 291.1 | 7.78 | 1.35 | 7.79 | 6.9 | 17.35% | 299.47 | 7.8076 | 0.01187 | 7.7886 | 1.0024 | 7.799 | 822.78 | 828.8
2012-06-21 07:20 | 9.26 | 9.32 | 9.36 | 9.42 | 9.46 | 9.48 | 9.48 | 9.46 | 9.35 | 9.15 | 297.8 | 298.1 | 297.8 | 297.7 | 297.6 | 297.7 | 297.7 | 297.4 | 297 | 296.7 | 289.1 | 9.6 | 0.99 | 9.63 | 8.55 | 10.31% | 297.7 | 9.4139 | 0 | 9.48 | 0.99302 | 9.533 | 1484.6 | 1457.93
2012-06-21 07:30 | 9.6 | 9.59 | 9.55 | 9.51 | 9.45 | 9.38 | 9.37 | 9.31 | 9.25 | 9 | 294.2 | 294.3 | 294.3 | 294.4 | 294.3 | 294.3 | 294.6 | 294.8 | 294.9 | 294.6 | 286.9 | 9.54 | 0.82 | 9.61 | 8.8 | 8.595% | 294.345 | 9.3873 | 0.0098571 | 9.3786 | 1.0009 | 9.5489 | 1461.74 | 1465.55
2012-06-21 07:40 | 8.34 | 8.32 | 8.34 | 8.25 | 8.15 | 8.16 | 8.26 | 8.34 | 8.27 | 7.94 | 289.4 | 289 | 288.7 | 288.1 | 288.3 | 288.5 | 288.9 | 289.3 | 289.6 | 290.5 | 283.1 | 8.31 | 1.25 | 8.29 | 8 | 15.04% | 288.56 | 8.236 | -0.11256 | 8.1743 | 1.0076 | 8.3728 | 1002.77 | 1024.79
2012-06-21 07:50 | 8.09 | 8.09 | 7.94 | 7.92 | 7.93 | 7.93 | 7.95 | 7.95 | 7.85 | 7.63 | 310.2 | 310.5 | 310.4 | 310.1 | 310.2 | 310.4 | 311 | 311.8 | 312.1 | 312.2 | 301.1 | 7.94 | 1.07 | 7.94 | 7.47 | 13.48% | 310.49 | 7.9166 | -0.023277 | 7.9329 | 0.99795 | 7.9237 | 870.94 | 864.92
2012-06-21 08:00 | 8.2 | 8.27 | 8.38 | 8.4 | 8.4 | 8.41 | 8.47 | 8.5 | 8.5 | 8.4 | 302 | 302.2 | 302.3 | 301.8 | 301.6 | 301.3 | 300.9 | 300.8 | 301.3 | 302 | 294.7 | 8.62 | 1.32 | 8.68 | 8.29 | 15.31% | 301.24 | 8.4289 | -0.065694 | 8.4186 | 1.0012 | 8.6306 | 1116.54 | 1120.21
2012-06-21 08:10 | 8.49 | 8.5 | 8.5 | 8.5 | 8.54 | 8.56 | 8.57 | 8.53 | 8.43 | 8.11 | 306.4 | 306.4 | 306.2 | 306.2 | 306.5 | 306.1 | 305.7 | 305.1 | 304.7 | 305.2 | 294.5 | 8.55 | 1.04 | 8.53 | 7.92 | 12.16% | 306.04 | 8.4986 | -0.010789 | 8.5614 | 0.99266 | 8.4873 | 1090.85 | 1068.83
2012-06-21 08:20 | 8.59 | 8.55 | 8.49 | 8.43 | 8.31 | 8.23 | 8.16 | 8.11 | 8.08 | 7.86 | 300.1 | 300.1 | 300.3 | 300.1 | 299.3 | 298 | 297.3 | 297 | 296.8 | 296.8 | 291.7 | 8.58 | 1.27 | 8.58 | 7.95 | 14.8% | 297.895 | 8.2439 | 0.078935 | 8.2199 | 1.0029 | 8.605 | 1101.86 | 1112.87
2012-06-21 08:30 | 8.13 | 8.11 | 8.06 | 7.97 | 7.89 | 7.81 | 7.7 | 7.62 | 7.52 | 7.34 | 304.9 | 304.8 | 304.8 | 304.9 | 304.9 | 304.4 | 304.2 | 303.8 | 303.5 | 303.8 | 295.4 | 8.08 | 1.34 | 8.01 | 7.14 | 16.58% | 304.37 | 7.7831 | 0.13108 | 7.7941 | 0.99858 | 8.0685 | 918.36 | 914.69
2012-06-21 08:40 | 7.38 | 7.39 | 7.31 | 7.21 | 7.19 | 7.16 | 7.24 | 7.24 | 7.12 | 6.95 | 309.8 | 309.9 | 309.4 | 309.2 | 309.7 | 310 | 310 | 309.9 | 310.3 | 310.4 | 295.2 | 7.54 | 1.33 | 7.52 | 6.63 | 17.64% | 310 | 7.2024 | -0.10268 | 7.1714 | 1.0043 | 7.5726 | 750.54 | 759.57
2012-06-21 08:50 | 8.12 | 8.09 | 8.08 | 8.09 | 8 | 7.98 | 7.97 | 7.9 | 7.7 | 7.45 | 292.4 | 292.8 | 292.9 | 293 | 292.9 | 292.8 | 292.7 | 292.5 | 292.7 | 292.4 | 284.8 | 8.33 | 0.74 | 8.29 | 7.45 | 8.884% | 292.785 | 7.9389 | 0.011587 | 7.9786 | 0.99503 | 8.2886 | 1010.11 | 995.43
2012-06-21 09:00 | 9.51 | 9.44 | 9.29 | 9.14 | 9.13 | 9.11 | 9.06 | 9.01 | 8.92 | 8.79 | 302.2 | 301.8 | 300.9 | 300.2 | 299.5 | 299.3 | 299 | 298.3 | 297.5 | 296.5 | 289.4 | 9.03 | 0.89 | 9.13 | 8.6 | 9.856% | 299.255 | 9.0888 | 0.050859 | 9.1028 | 0.99846 | 9.0161 | 1267.43 | 1263.62
2012-06-21 09:10 | 8.97 | 9.02 | 9.16 | 9.17 | 9.11 | 9.09 | 9.16 | 9.13 | 9.04 | 8.93 | 308.2 | 308.3 | 308.2 | 308.3 | 308.5 | 308.8 | 309.1 | 309.3 | 309.1 | 308.1 | 300.3 | 9.11 | 0.68 | 9.14 | 8.78 | 7.464% | 308.845 | 9.1064 | -0.07089 | 9.1 | 1.0007 | 9.1164 | 1297.91 | 1301.72
2012-06-21 09:20 | 7.75 | 7.75 | 7.77 | 7.89 | 7.99 | 7.98 | 7.95 | 7.95 | 7.97 | 7.84 | 312.4 | 312.6 | 312.4 | 312.1 | 312.1 | 312.2 | 312.5 | 312.7 | 312.9 | 312.4 | 302.3 | 8.07 | 0.97 | 8.1 | 7.56 | 12.02% | 312.245 | 7.9222 | 0.034806 | 7.9757 | 0.99329 | 8.0158 | 914.69 | 896.34
2012-06-21 09:30 | 8.33 | 8.33 | 8.34 | 8.32 | 8.24 | 8.11 | 7.94 | 7.79 | 7.71 | 7.53 | 299.3 | 298.5 | 297.8 | 297.6 | 297.7 | 297.8 | 297 | 296.7 | 296.9 | 297.4 | 291.5 | 8.06 | 1.34 | 8.04 | 7.44 | 16.63% | 297.68 | 8.0477 | 0.19577 | 8.0854 | 0.99534 | 8.0224 | 911.02 | 896.34
2012-06-21 09:40 | 8.08 | 8.08 | 8.07 | 8.07 | 8.02 | 7.96 | 7.94 | 7.88 | 7.79 | 7.46 | 305.5 | 304.7 | 303.7 | 302.9 | 301.9 | 301.3 | 301.2 | 301.1 | 301.1 | 300.4 | 295.1 | 7.93 | 1.46 | 7.87 | 7 | 18.41% | 301.285 | 7.9378 | 0.023248 | 7.9571 | 0.99757 | 7.9108 | 867.93 | 861.91
2012-06-21 09:50 | 8.59 | 8.61 | 8.65 | 8.66 | 8.65 | 8.72 | 8.84 | 8.91 | 8.85 | 8.69 | 300.6 | 300.3 | 299.6 | 299.9 | 300.1 | 300 | 299.7 | 299.2 | 298.7 | 299.1 | 293.9 | 9.01 | 0.75 | 9.11 | 8.09 | 8.324% | 299.955 | 8.748 | -0.1263 | 8.7371 | 1.0013 | 9.0213 | 1259.81 | 1263.62
2012-06-21 10:00 | 9.03 | 8.98 | 8.85 | 8.78 | 8.56 | 8.4 | 8.29 | 8.1 | 7.85 | 7.48 | 307.2 | 306.8 | 306.1 | 305.5 | 305.5 | 304.9 | 303.9 | 303.2 | 302.2 | 301.7 | 295.6 | 8.56 | 1.53 | 8.44 | 7.61 | 17.87% | 304.75 | 8.3834 | 0.12181 | 8.3842 | 0.99991 | 8.5593 | 1094.52 | 1094.52
2012-06-21 10:10 | 8.01 | 8 | 7.91 | 7.89 | 7.82 | 7.69 | 7.56 | 7.48 | 7.29 | 7.18 | 311.8 | 311.2 | 310.2 | 309.7 | 309.5 | 309.4 | 309.4 | 309.6 | 310.1 | 310.1 | 300.8 | 7.8 | 1.35 | 7.73 | 7 | 17.31% | 309.4 | 7.6524 | 0.15756 | 7.6712 | 0.99754 | 7.7808 | 828.8 | 822.78
2012-06-21 10:20 | 9 | 9.01 | 9.06 | 9.04 | 9.07 | 8.97 | 8.88 | 8.79 | 8.68 | 8.5 | 322.4 | 322.3 | 321.3 | 320.7 | 320.6 | 320.6 | 320.1 | 319.6 | 319.2 | 318.7 | 310.2 | 9.01 | 0.92 | 8.92 | 8.17 | 10.21% | 320.525 | 8.9071 | 0.093187 | 8.957 | 0.99442 | 8.9597 | 1259.81 | 1241.32
2012-06-21 10:30 | 7.42 | 7.45 | 7.49 | 7.52 | 7.52 | 7.49 | 7.5 | 7.43 | 7.41 | 7.3 | 312.5 | 312 | 311.2 | 310.1 | 309 | 308.4 | 308.4 | 308.4 | 308.5 | 309.1 | 303.1 | 7.62 | 1.18 | 7.6 | 7.27 | 15.49% | 308.4 | 7.4675 | -0.01233 | 7.4914 | 0.9968 | 7.5956 | 774.62 | 768.6
2012-06-21 10:40 | 7.62 | 7.62 | 7.54 | 7.62 | 7.62 | 7.59 | 7.44 | 7.24 | 7.08 | 6.88 | 317.5 | 317 | 316.5 | 315.1 | 314.5 | 313.7 | 313.7 | 313.5 | 313.4 | 314 | 306.1 | 7.51 | 1.17 | 7.47 | 6.88 | 15.58% | 313.7 | 7.4295 | 0.18446 | 7.5683 | 0.98166 | 7.3723 | 741.51 | 699.37
2012-06-21 10:50 | 8.14 | 8.19 | 8.15 | 8.11 | 8.07 | 7.91 | 7.79 | 7.67 | 7.76 | 7.92 | 307.8 | 308.3 | 307.4 | 307.6 | 308.3 | 308.3 | 308 | 308.2 | 307.9 | 307.8 | 299.7 | 8.12 | 1.81 | 8.15 | 7.44 | 22.29% | 308.255 | 7.931 | 0.14127 | 7.8927 | 1.0048 | 8.1594 | 933.04 | 947.72
2012-06-21 11:00 | 9.21 | 9.26 | 9.37 | 9.27 | 9.18 | 9.1 | 8.96 | 8.85 | 8.68 | 8.42 | 314.9 | 315.3 | 315.2 | 315.4 | 315 | 314.9 | 315 | 315.4 | 315.5 | 314.6 | 304.6 | 8.95 | 1.69 | 8.89 | 7.94 | 18.88% | 314.915 | 9.0316 | 0.14327 | 9.0798 | 0.99469 | 8.9025 | 1237.65 | 1219.3
2012-06-21 11:10 | 8.29 | 8.43 | 8.37 | 8.28 | 8.34 | 8.39 | 8.37 | 8.35 | 8.26 | 8.15 | 317.3 | 317.7 | 318.4 | 318.2 | 318.1 | 318.2 | 317.8 | 316.9 | 316.1 | 315.2 | 306.6 | 8.63 | 1.13 | 8.59 | 7.96 | 13.09% | 318.14 | 8.331 | 0.022055 | 8.3871 | 0.9933 | 8.5722 | 1120.21 | 1098.19
2012-06-21 11:20 | 8.16 | 8.19 | 8.12 | 8.1 | 8.1 | 8.02 | 7.91 | 7.81 | 7.72 | 7.44 | 295.5 | 295.5 | 295.3 | 295 | 294.6 | 294.1 | 293.8 | 293.8 | 294 | 293.6 | 285.9 | 7.93 | 1.12 | 7.92 | 7.03 | 14.12% | 294.055 | 7.951 | 0.12762 | 8.0041 | 0.99336 | 7.8774 | 867.93 | 852.88
2012-06-21 11:30 | 7.76 | 7.84 | 7.8 | 7.77 | 7.77 | 7.82 | 7.85 | 7.85 | 7.9 | 7.8 | 304.1 | 304.1 | 303.3 | 303.1 | 303.5 | 303.9 | 304 | 303.9 | 304.1 | 304.4 | 295.5 | 7.95 | 1.19 | 8.05 | 7.58 | 14.97% | 303.915 | 7.8235 | -0.035384 | 7.8243 | 0.99989 | 7.9492 | 873.95 | 873.95
2012-06-21 11:50 | 7.89 | 7.89 | 7.84 | 7.82 | 7.76 | 7.68 | 7.63 | 7.65 | 7.63 | 7.44 | 306.8 | 307 | 308.2 | 308.6 | 308.8 | 308.9 | 309.6 | 310 | 310.3 | 310.2 | 296.6 | 7.65 | 0.9 | 7.57 | 6.83 | 11.76% | 309.005 | 7.7051 | 0.060359 | 7.6728 | 1.0042 | 7.6821 | 783.65 | 792.68
2012-06-21 12:00 | 7.44 | 7.47 | 7.44 | 7.51 | 7.57 | 7.61 | 7.59 | 7.55 | 7.48 | 7.23 | 297.2 | 299 | 298.8 | 299.1 | 299.1 | 299.1 | 299.2 | 300.2 | 301.4 | 303.4 | 290.4 | 7.99 | 0.9 | 8.01 | 7.28 | 11.26% | 299.115 | 7.5202 | 0.024318 | 7.6071 | 0.98857 | 7.8987 | 885.99 | 858.9
2012-06-21 12:10 | 6.95 | 6.94 | 6.93 | 6.9 | 6.91 | 6.92 | 6.87 | 6.81 | 6.76 | 6.67 | 296.9 | 297 | 297.3 | 298.1 | 298.5 | 298.9 | 299 | 299.3 | 299.4 | 299.4 | 293.6 | 7.21 | 1.18 | 7.29 | 6.81 | 16.37% | 298.915 | 6.8632 | 0.067013 | 6.9128 | 0.99282 | 7.1582 | 651.21 | 636.16
2012-06-21 12:20 | 8.28 | 8.24 | 8.14 | 8.23 | 8.21 | 8.08 | 8 | 7.84 | 7.81 | 7.56 | 308.1 | 308.7 | 308.3 | 308.2 | 307.4 | 307.7 | 308.5 | 309 | 309.6 | 311.1 | 301.1 | 7.98 | 0.76 | 7.98 | 7.59 | 9.524% | 307.82 | 8.0285 | 0.091951 | 8.0685 | 0.99504 | 7.9404 | 882.98 | 870.94
2012-06-21 12:50 | 8.45 | 8.39 | 8.33 | 8.34 | 8.31 | 8.2 | 8.08 | 8.03 | 7.93 | 7.44 | 293.8 | 293.5 | 293.9 | 293.6 | 293.6 | 293.9 | 293.8 | 293.6 | 293.6 | 293 | 287.8 | 8.54 | 1.14 | 8.62 | 7.71 | 13.35% | 293.885 | 8.1468 | 0.13623 | 8.1827 | 0.99562 | 8.5026 | 1087.18 | 1072.5
2012-06-21 13:00 | 6.88 | 6.89 | 6.96 | 7.12 | 7.09 | 7.09 | 7.11 | 7.1 | 7.08 | 6.81 | 318.9 | 318.6 | 316.9 | 315.7 | 314.6 | 313.3 | 312.9 | 312.5 | 311.7 | 311.6 | 304.1 | 6.85 | 1.13 | 6.9 | 6.53 | 16.5% | 313.24 | 7.0558 | -0.026031 | 7.0929 | 0.99478 | 6.8143 | 554.1 | 545.06
2012-06-21 13:10 | 7.44 | 7.37 | 7.38 | 7.45 | 7.52 | 7.52 | 7.52 | 7.49 | 7.36 | 7.15 | 322.4 | 322.1 | 321.8 | 321.3 | 321.2 | 321.6 | 322.1 | 322.6 | 323.1 | 323.5 | 310.5 | 7.52 | 1.28 | 7.5 | 7.36 | 17.02% | 321.675 | 7.4465 | 0 | 7.52 | 0.99022 | 7.4465 | 744.52 | 723.45
2012-06-21 13:20 | 8.28 | 8.25 | 8.2 | 8.15 | 8 | 8 | 7.97 | 7.83 | 7.65 | 7.34 | 312.3 | 312.1 | 312.2 | 312.4 | 312.9 | 313.4 | 314.2 | 314.5 | 314.6 | 314.4 | 305.9 | 8.13 | 1.06 | 8.05 | 7.09 | 13.04% | 313.52 | 7.9493 | 0.034719 | 7.9957 | 0.9942 | 8.0829 | 936.71 | 918.36
2012-06-21 13:30 | 7.93 | 7.86 | 7.86 | 7.92 | 7.97 | 7.97 | 7.83 | 7.78 | 7.78 | 7.54 | 302.7 | 302.7 | 302 | 301.2 | 301.3 | 301.6 | 301.8 | 302.1 | 302.6 | 303 | 296.9 | 8.09 | 0.7 | 8.05 | 7.24 | 8.653% | 301.63 | 7.8573 | 0.16377 | 7.9498 | 0.98837 | 7.9959 | 922.03 | 889
2012-06-21 13:40 | 7.27 | 7.27 | 7.2 | 7.11 | 7.07 | 7.09 | 7.17 | 7.22 | 7.16 | 7.05 | 309.6 | 309.2 | 309.5 | 310 | 310.1 | 309.8 | 309.2 | 309.1 | 309.5 | 309.7 | 293.3 | 7.1 | 1.29 | 7.1 | 6.44 | 18.17% | 309.71 | 7.1447 | -0.10369 | 7.1014 | 1.0061 | 7.1432 | 618.1 | 630.14
2012-06-21 13:50 | 8.93 | 8.97 | 8.95 | 8.78 | 8.67 | 8.6 | 8.58 | 8.5 | 8.3 | 8.12 | 306.7 | 306.7 | 306.7 | 306.7 | 306.1 | 305.3 | 304.7 | 304.4 | 304.2 | 305.8 | 297.4 | 8.92 | 0.74 | 8.94 | 8.5 | 8.296% | 305.21 | 8.6089 | 0.021516 | 8.5971 | 1.0014 | 8.9322 | 1226.64 | 1230.31
2012-06-21 14:00 | 7.75 | 7.73 | 7.6 | 7.63 | 7.7 | 7.71 | 7.78 | 7.79 | 7.71 | 7.45 | 300.4 | 300.2 | 299 | 298 | 297.5 | 297.5 | 297 | 297.5 | 298.1 | 297.6 | 290.8 | 7.77 | 0.96 | 7.84 | 7.43 | 12.36% | 297.425 | 7.6951 | -0.083521 | 7.72 | 0.99678 | 7.745 | 819.77 | 810.74
2012-06-21 14:10 | 7.88 | 7.78 | 7.69 | 7.68 | 7.64 | 7.55 | 7.48 | 7.39 | 7.37 | 7.05 | 319.1 | 318.8 | 319.3 | 320.6 | 321.7 | 322.5 | 322.8 | 322.8 | 322.8 | 323.4 | 308.8 | 7.62 | 0.89 | 7.58 | 6.9 | 11.68% | 322.545 | 7.5243 | 0.086078 | 7.5399 | 0.99793 | 7.6042 | 774.62 | 768.6
2012-06-21 14:20 | 8.11 | 8.09 | 8.07 | 8.06 | 7.95 | 7.85 | 7.8 | 7.74 | 7.68 | 7.37 | 302.1 | 301.8 | 301.2 | 300.7 | 301 | 300.6 | 299.6 | 298.7 | 298.3 | 299.6 | 291.6 | 7.77 | 1.31 | 7.77 | 7.23 | 16.86% | 300.45 | 7.8573 | 0.059048 | 7.8428 | 1.0019 | 7.7844 | 819.77 | 822.78
2012-06-21 14:30 | 6.82 | 6.85 | 6.7 | 6.63 | 6.63 | 6.67 | 6.6 | 6.52 | 6.45 | 6.28 | 300.5 | 299.9 | 299 | 298.4 | 298.8 | 298.5 | 298.1 | 298 | 297.8 | 298.2 | 290.8 | 6.66 | 1.12 | 6.65 | 6.29 | 16.82% | 298.44 | 6.5949 | 0.097494 | 6.6599 | 0.99023 | 6.595 | 511.16 | 495.34
2012-06-21 14:40 | 7.55 | 7.54 | 7.53 | 7.57 | 7.56 | 7.56 | 7.52 | 7.43 | 7.35 | 7.15 | 305.2 | 305.2 | 305.3 | 304.7 | 304.7 | 304.8 | 304.5 | 303.8 | 303.6 | 304.1 | 295.9 | 7.46 | 1.14 | 7.46 | 6.88 | 15.28% | 304.755 | 7.4872 | 0.049024 | 7.5543 | 0.99113 | 7.3938 | 726.46 | 705.39
2012-06-21 14:50 | 7.8 | 7.77 | 7.66 | 7.61 | 7.63 | 7.66 | 7.66 | 7.68 | 7.73 | 7.5 | 301.4 | 301.1 | 300.5 | 300 | 300.3 | 300.5 | 300.6 | 300 | 298.9 | 297.5 | 292.7 | 7.65 | 0.99 | 7.7 | 7.16 | 12.94% | 300.515 | 7.6578 | 0 | 7.66 | 0.99971 | 7.6478 | 783.65 | 783.65
2012-06-21 15:00 | 7.63 | 7.62 | 7.68 | 7.76 | 7.72 | 7.75 | 7.8 | 7.87 | 7.87 | 7.62 | 294.3 | 294.1 | 293.7 | 293 | 292.4 | 292 | 291.4 | 290.8 | 290.5 | 289 | 285.5 | 7.85 | 0.87 | 7.9 | 7.31 | 11.08% | 291.91 | 7.7642 | -0.059428 | 7.7571 | 1.0009 | 7.8571 | 843.85 | 846.86
2012-06-21 15:10 | 7.22 | 7.22 | 7.19 | 7.04 | 6.93 | 6.8 | 6.81 | 6.82 | 6.81 | 6.74 | 311.6 | 311.4 | 311.8 | 312.2 | 312.1 | 311.9 | 312.2 | 313 | 313.8 | 314.8 | 304.9 | 7.23 | 1.19 | 7.18 | 6.78 | 16.46% | 311.945 | 6.9109 | -0.01358 | 6.8014 | 1.0161 | 7.3463 | 657.23 | 693.35
2012-06-21 15:20 | 7.59 | 7.65 | 7.6 | 7.56 | 7.47 | 7.33 | 7.3 | 7.3 | 7.33 | 7.19 | 298.2 | 297.5 | 295.9 | 295.2 | 294.1 | 293.8 | 293.8 | 293.4 | 293.4 | 293.4 | 288.5 | 7.61 | 1.38 | 7.61 | 6.81 | 18.13% | 293.8 | 7.4053 | 0.037899 | 7.3257 | 1.0109 | 7.6927 | 771.61 | 795.69
2012-06-21 15:30 | 7.22 | 7.22 | 7.22 | 7.27 | 7.24 | 7.18 | 7.15 | 7.08 | 6.9 | 6.62 | 302.7 | 302.4 | 301.9 | 301.5 | 301.1 | 300.7 | 300.5 | 300.6 | 300.4 | 299.4 | 289.9 | 7.33 | 1.05 | 7.37 | 6.52 | 14.32% | 300.67 | 7.1254 | 0.038692 | 7.1757 | 0.993 | 7.2787 | 687.33 | 672.28
2012-06-21 15:40 | 7.65 | 7.59 | 7.53 | 7.52 | 7.57 | 7.64 | 7.6 | 7.5 | 7.37 | 7.11 | 292.7 | 292.9 | 293.8 | 293.9 | 293.6 | 293.4 | 293.1 | 293.2 | 292.9 | 291.6 | 283.5 | 7.38 | 0.81 | 7.49 | 6.82 | 10.98% | 293.355 | 7.5173 | 0.048509 | 7.6343 | 0.98468 | 7.267 | 702.38 | 669.27
2012-06-21 15:50 | 6.93 | 6.88 | 6.83 | 6.9 | 6.88 | 6.88 | 6.84 | 6.72 | 6.68 | 6.5 | 311.3 | 311.5 | 311.7 | 311.6 | 311.3 | 310.6 | 310.3 | 310 | 309.7 | 310.2 | 298.5 | 6.9 | 0.95 | 6.89 | 6.44 | 13.77% | 310.555 | 6.8064 | 0.053883 | 6.8743 | 0.99012 | 6.8318 | 565.4 | 549.58
2012-06-21 16:00 | 7.22 | 7.2 | 7.17 | 7.18 | 7.14 | 7.13 | 7.15 | 7.09 | 6.99 | 6.76 | 297.4 | 297.2 | 297.5 | 297.8 | 297.8 | 297.8 | 297.4 | 297.4 | 298.4 | 299.5 | 289.9 | 7.51 | 1.09 | 7.43 | 6.35 | 14.51% | 297.74 | 7.106 | -0.025885 | 7.1329 | 0.99624 | 7.4818 | 741.51 | 732.48
2012-06-21 16:10 | 7.5 | 7.46 | 7.51 | 7.51 | 7.48 | 7.38 | 7.27 | 7.22 | 7.2 | 7.11 | 300.1 | 299.7 | 299 | 299 | 299 | 298.2 | 297.1 | 296.6 | 296.7 | 296.6 | 287.1 | 7.12 | 0.9 | 7.13 | 6.55 | 12.64% | 298.035 | 7.3542 | 0.13878 | 7.3641 | 0.99865 | 7.1104 | 624.12 | 621.11
2012-06-21 16:20 | 6.19 | 6.17 | 6.11 | 6.13 | 6.12 | 6.1 | 6.05 | 6.02 | 6.04 | 6.06 | 302.2 | 302.3 | 302 | 302.3 | 302.2 | 302.1 | 301.9 | 301.6 | 301.2 | 300.1 | 293.2 | 6.2 | 0.9 | 6.22 | 5.66 | 14.52% | 302.07 | 6.0836 | 0.076058 | 6.0928 | 0.99849 | 6.1906 | 407.2 | 404.94
2012-06-21 16:30 | 6.65 | 6.62 | 6.63 | 6.63 | 6.66 | 6.67 | 6.59 | 6.48 | 6.41 | 6.17 | 294.1 | 293.3 | 292.8 | 292.9 | 293 | 292.8 | 292.7 | 292.6 | 291.8 | 291 | 288.5 | 6.64 | 0.94 | 6.59 | 6.13 | 14.16% | 292.785 | 6.5638 | 0.11151 | 6.6585 | 0.98577 | 6.5455 | 506.64 | 486.3
2012-06-21 16:40 | 7 | 6.96 | 6.93 | 6.9 | 6.86 | 6.87 | 6.88 | 6.84 | 6.77 | 6.63 | 304.1 | 304.2 | 304.3 | 304 | 304.1 | 304.3 | 304.4 | 304.4 | 303.9 | 304.3 | 297.4 | 6.95 | 1.15 | 6.91 | 6.66 | 16.55% | 304.315 | 6.8553 | -0.013441 | 6.8714 | 0.99765 | 6.9337 | 576.7 | 572.18
2012-06-21 16:50 | 6.58 | 6.5 | 6.44 | 6.51 | 6.63 | 6.68 | 6.74 | 6.82 | 6.8 | 6.62 | 301.8 | 301.4 | 300.9 | 301.2 | 302 | 302.5 | 302.1 | 301.2 | 301.1 | 301.6 | 295.1 | 6.64 | 0.97 | 6.64 | 6.22 | 14.61% | 302.44 | 6.6598 | -0.082632 | 6.6886 | 0.9957 | 6.6114 | 506.64 | 499.86
2012-06-21 17:00 | 6.64 | 6.67 | 6.63 | 6.63 | 6.59 | 6.59 | 6.6 | 6.55 | 6.5 | 6.26 | 306.1 | 305.6 | 305.7 | 305.5 | 305.5 | 305.7 | 306.1 | 306.4 | 306.8 | 307 | 297.1 | 6.9 | 0.87 | 6.88 | 6.32 | 12.61% | 305.76 | 6.5708 | -0.014012 | 6.5914 | 0.99688 | 6.8784 | 565.4 | 560.88
2012-06-21 17:10 | 7.19 | 7.14 | 7.11 | 7.08 | 7.08 | 7.09 | 7.07 | 7.05 | 7.01 | 6.89 | 308.8 | 308.9 | 309 | 308.6 | 308.8 | 309.1 | 309.5 | 309.3 | 308.9 | 308.2 | 302.5 | 7.15 | 0.89 | 7.17 | 6.84 | 12.45% | 309.16 | 7.0632 | 0.026104 | 7.0871 | 0.99662 | 7.1258 | 633.15 | 627.13
2012-06-21 17:20 | 7.85 | 7.82 | 7.83 | 7.84 | 7.84 | 7.78 | 7.75 | 7.7 | 7.67 | 7.54 | 300 | 299.8 | 299.7 | 299.5 | 299.4 | 299.3 | 298.9 | 298.8 | 298.9 | 298.8 | 293.3 | 7.88 | 0.68 | 7.9 | 7.52 | 8.629% | 299.24 | 7.7619 | 0.035702 | 7.7757 | 0.99822 | 7.866 | 852.88 | 849.87
2012-06-21 17:30 | 7.83 | 7.8 | 7.77 | 7.72 | 7.69 | 7.69 | 7.63 | 7.45 | 7.21 | 6.93 | 304 | 303.6 | 303.2 | 302.9 | 302.7 | 302.2 | 301.6 | 301 | 300.1 | 298.5 | 295.4 | 7.76 | 0.67 | 7.7 | 7.17 | 8.634% | 302.11 | 7.5705 | 0.072384 | 7.6814 | 0.98557 | 7.648 | 816.76 | 783.65
2012-06-21 17:40 | 7.34 | 7.29 | 7.26 | 7.33 | 7.34 | 7.36 | 7.28 | 7.14 | 6.99 | 6.71 | 303.9 | 304 | 304 | 303.3 | 303.1 | 303.2 | 303.5 | 303.8 | 304 | 303.2 | 295.4 | 7.3 | 0.85 | 7.26 | 6.62 | 11.64% | 303.245 | 7.2221 | 0.101 | 7.3485 | 0.9828 | 7.1744 | 678.3 | 639.17
2012-06-21 17:50 | 6.11 | 6.06 | 6.04 | 5.96 | 5.93 | 5.94 | 5.97 | 5.94 | 5.92 | 5.71 | 318.1 | 318.4 | 318.8 | 319 | 319.9 | 320.2 | 319.7 | 319.6 | 319.7 | 320.9 | 309.6 | 6.41 | 0.63 | 6.37 | 5.97 | 9.828% | 320.125 | 5.9467 | -0.046554 | 5.9443 | 1.0004 | 6.4126 | 454.66 | 454.66
2012-06-21 18:00 | 6.69 | 6.71 | 6.68 | 6.59 | 6.68 | 6.74 | 6.75 | 6.75 | 6.68 | 6.43 | 325.3 | 325.3 | 325.7 | 325.8 | 326.1 | 326 | 325.6 | 325.4 | 325.6 | 326.4 | 315.5 | 6.68 | 0.67 | 6.65 | 6.33 | 10.03% | 325.94 | 6.6852 | -0.0137 | 6.7414 | 0.99166 | 6.6243 | 515.68 | 502.12
2012-06-21 18:10 | 7.19 | 7.19 | 7.23 | 7.26 | 7.24 | 7.19 | 7.14 | 7.06 | 6.98 | 6.77 | 319.1 | 319 | 318.7 | 319.1 | 319.5 | 320 | 319.8 | 319.5 | 319.5 | 319.6 | 310.4 | 7.3 | 0.54 | 7.23 | 6.57 | 7.397% | 319.97 | 7.1382 | 0.064487 | 7.1828 | 0.99378 | 7.2546 | 678.3 | 663.25
2012-06-21 18:20 | 7.02 | 7.01 | 6.97 | 6.9 | 6.86 | 6.76 | 6.68 | 6.68 | 6.67 | 6.6 | 316.8 | 316.6 | 316.3 | 316 | 316 | 315.9 | 315.9 | 315.9 | 315.7 | 315.8 | 309 | 7.05 | 0.57 | 7.03 | 6.68 | 8.085% | 315.9 | 6.7846 | 0.11001 | 6.7485 | 1.0054 | 7.0877 | 603.05 | 615.09
2012-06-21 18:30 | 7.16 | 7.17 | 7.29 | 7.29 | 7.28 | 7.25 | 7.17 | 7.15 | 7.13 | 6.96 | 314.4 | 313.9 | 313.6 | 313.4 | 313 | 312.7 | 312.9 | 313 | 312.9 | 313.5 | 304.4 | 7.32 | 0.48 | 7.31 | 6.93 | 6.557% | 312.73 | 7.2051 | 0.10254 | 7.2385 | 0.99539 | 7.2863 | 684.32 | 675.29
2012-06-21 18:40 | 7.12 | 7.07 | 7.04 | 7.02 | 7.01 | 6.88 | 6.83 | 6.81 | 6.8 | 6.76 | 311.5 | 311.3 | 310.8 | 310.4 | 310 | 309.1 | 307.8 | 307.7 | 307.9 | 308.6 | 303.1 | 7.33 | 0.55 | 7.3 | 6.9 | 7.503% | 308.905 | 6.9074 | 0.067404 | 6.8728 | 1.005 | 7.3669 | 687.33 | 699.37
2012-06-21 18:50 | 6.72 | 6.69 | 6.65 | 6.53 | 6.38 | 6.28 | 6.18 | 6.08 | 5.93 | 5.77 | 319.6 | 319.2 | 319.3 | 319.2 | 318.7 | 318.4 | 319.3 | 320.1 | 320.9 | 320.8 | 312.4 | 6.38 | 0.52 | 6.33 | 5.75 | 8.15% | 318.535 | 6.2786 | 0.14833 | 6.2656 | 1.0021 | 6.3932 | 447.88 | 450.14
2012-06-21 19:00 | 6.21 | 6.2 | 6.1 | 6.07 | 5.94 | 5.69 | 5.51 | 5.38 | 5.2 | 4.98 | 315.1 | 314.8 | 313.7 | 313.5 | 313 | 313.4 | 314.1 | 314.9 | 315.7 | 316.5 | 305.7 | 5.87 | 0.85 | 5.75 | 5.36 | 14.48% | 313.505 | 5.6923 | 0.29706 | 5.6639 | 1.005 | 5.8994 | 340.94 | 345.8
2012-06-21 19:10 | 6.44 | 6.39 | 6.22 | 6.06 | 5.91 | 5.83 | 5.78 | 5.7 | 5.59 | 5.29 | 315.2 | 314.8 | 314 | 313.9 | 313.6 | 313.4 | 313.3 | 313.8 | 314.2 | 314.6 | 306 | 5.82 | 0.55 | 5.74 | 4.99 | 9.45% | 313.385 | 5.8624 | 0.079596 | 5.8228 | 1.0068 | 5.8595 | 332.84 | 339.32
2012-06-21 19:20 | 5.89 | 5.87 | 5.73 | 5.56 | 5.38 | 5.28 | 5.19 | 5.1 | 5.06 | 5.05 | 312.3 | 312 | 311.5 | 311.6 | 311.8 | 312 | 313 | 312.9 | 311.8 | 310.4 | 303.4 | 5.79 | 0.5 | 5.69 | 5.33 | 8.636% | 312.15 | 5.3363 | 0.15887 | 5.267 | 1.0132 | 5.8661 | 327.98 | 340.94
2012-06-21 19:30 | 5.86 | 5.83 | 5.75 | 5.68 | 5.6 | 5.58 | 5.53 | 5.49 | 5.46 | 5.27 | 324.2 | 324.4 | 324.1 | 323.6 | 323.2 | 323.3 | 323.3 | 323.2 | 322.4 | 320.4 | 314 | 5.68 | 0.7 | 5.53 | 4.63 | 12.32% | 323.3 | 5.576 | 0.083178 | 5.5728 | 1.0006 | 5.6832 | 310.16 | 310.16
2012-06-21 19:40 | 6.1 | 6.1 | 6.1 | 6 | 5.91 | 5.8 | 5.64 | 5.54 | 5.41 | 5.08 | 328.7 | 328.5 | 329.1 | 328.4 | 328.5 | 328.5 | 328.8 | 328.7 | 328.9 | 329.7 | 318.5 | 5.83 | 0.64 | 5.66 | 4.96 | 10.98% | 328.545 | 5.7528 | 0.25851 | 5.7768 | 0.99585 | 5.8058 | 334.46 | 331.22
2012-06-21 19:50 | 6.49 | 6.51 | 6.48 | 6.42 | 6.4 | 6.3 | 6.18 | 6.09 | 5.93 | 5.66 | 330.1 | 330 | 330.3 | 330.2 | 330.5 | 330.3 | 330.5 | 330.8 | 331.5 | 331.6 | 321.7 | 6.31 | 0.33 | 6.17 | 5.12 | 5.23% | 330.33 | 6.2389 | 0.17772 | 6.2827 | 0.99303 | 6.266 | 432.06 | 423.02
2012-06-21 20:00 | 6.96 | 6.97 | 6.88 | 6.72 | 6.55 | 6.39 | 6.17 | 5.98 | 5.78 | 5.38 | 327.7 | 327.4 | 326.8 | 326.6 | 326.3 | 325.8 | 325.5 | 325.7 | 325.7 | 326 | 317.8 | 6.39 | 0.41 | 6.19 | 4.83 | 6.416% | 325.755 | 6.3417 | 0.32376 | 6.358 | 0.99743 | 6.3736 | 450.14 | 445.62
2012-06-21 20:10 | 6.51 | 6.48 | 6.39 | 6.23 | 6.07 | 5.85 | 5.67 | 5.46 | 5.23 | 4.66 | 326.2 | 326.1 | 325.4 | 324.6 | 324.5 | 324.7 | 324.6 | 324.3 | 323.4 | 322.3 | 316.1 | 5.87 | 0.73 | 5.7 | 4.11 | 12.44% | 324.685 | 5.8292 | 0.2888 | 5.8239 | 1.0009 | 5.8754 | 340.94 | 342.56
2012-06-21 20:20 | 5.36 | 5.27 | 5.04 | 4.72 | 4.5 | 4.27 | 4.01 | 3.76 | 3.53 | 3.06 | 327.2 | 326.6 | 326.2 | 325.8 | 325.7 | 325.2 | 324.6 | 324.9 | 323.4 | 321.2 | 317.2 | 4.44 | 0.56 | 4.2 | 2.61 | 12.61% | 325.11 | 4.2959 | 0.58054 | 4.2317 | 1.0152 | 4.5073 | 138.96 | 146.59
2012-06-21 20:30 | 5.68 | 5.51 | 5.22 | 4.91 | 4.61 | 4.27 | 4 | 3.78 | 3.57 | 3.23 | 329.5 | 328.5 | 326.1 | 324.2 | 322.9 | 322 | 321.4 | 320.9 | 320.6 | 319.2 | 313.2 | 4.64 | 0.51 | 4.37 | 2.98 | 10.99% | 321.91 | 4.388 | 0.60362 | 4.2302 | 1.0373 | 4.8131 | 160.76 | 179.29
2012-06-21 20:40 | 6.22 | 6.15 | 5.95 | 5.69 | 5.44 | 5.13 | 4.88 | 4.63 | 4.27 | 3.73 | 338 | 337.5 | 336.2 | 334.5 | 333 | 331.2 | 329.1 | 328.5 | 328.2 | 329.1 | 321.7 | 5.39 | 0.56 | 5.13 | 3.44 | 10.39% | 330.885 | 5.1564 | 0.46168 | 5.0934 | 1.0124 | 5.4566 | 263.18 | 274.52
2012-06-21 20:50 | 6.31 | 6.26 | 6.09 | 5.75 | 5.48 | 5.09 | 4.77 | 4.44 | 4.11 | 3.61 | 337.2 | 336.6 | 334.8 | 333.6 | 333.1 | 331.8 | 331.2 | 330.6 | 329.4 | 328.2 | 321.5 | 5.16 | 0.49 | 4.83 | 3.38 | 9.496% | 331.71 | 5.149 | 0.60003 | 5.0429 | 1.0211 | 5.2686 | 225.92 | 243.74
2012-06-21 21:00 | 6.31 | 6.2 | 6.02 | 5.66 | 5.39 | 5.07 | 4.73 | 4.4 | 4.04 | 3.54 | 339.4 | 339.1 | 338.7 | 338.9 | 338.4 | 337.5 | 336.5 | 336.2 | 336.2 | 335.2 | 326.9 | 5.11 | 0.5 | 4.77 | 3.01 | 9.785% | 337.35 | 5.0913 | 0.64147 | 5.0198 | 1.0142 | 5.1828 | 217.82 | 229.16
2012-06-21 21:10 | 6.7 | 6.58 | 6.39 | 6.03 | 5.69 | 5.29 | 4.9 | 4.55 | 4.29 | 3.81 | 339.5 | 339.1 | 338.1 | 337.4 | 337 | 336.3 | 336.3 | 335.3 | 335.2 | 333 | 326.4 | 5.45 | 0.56 | 5.1 | 3.34 | 10.28% | 336.3 | 5.3658 | 0.7077 | 5.2323 | 1.0255 | 5.5891 | 272.9 | 295.58
2012-06-21 21:20 | 6.78 | 6.58 | 6.18 | 5.85 | 5.56 | 5.25 | 4.99 | 4.71 | 4.46 | 3.96 | 344.2 | 343.7 | 342.5 | 342 | 342.3 | 342.5 | 342.5 | 342.5 | 342.6 | 343.5 | 331.3 | 5.44 | 0.62 | 5.19 | 3.49 | 11.4% | 342.5 | 5.3307 | 0.46937 | 5.2119 | 1.0228 | 5.5639 | 271.28 | 290.72
2012-06-21 21:30 | 6.18 | 5.96 | 5.67 | 5.4 | 5.18 | 4.93 | 4.68 | 4.49 | 4.23 | 3.89 | 345 | 345.1 | 343.8 | 342.6 | 342.9 | 343.2 | 343.6 | 343.2 | 341.3 | 337 | 331.8 | 4.98 | 0.71 | 4.73 | 3.72 | 14.26% | 343.26 | 4.9668 | 0.48091 | 4.8934 | 1.015 | 5.0547 | 197.82 | 208.1
2012-06-21 21:40 | 6.12 | 5.98 | 5.72 | 5.42 | 5.14 | 4.91 | 4.75 | 4.61 | 4.43 | 4.08 | 349.1 | 348.9 | 347 | 346.2 | 346 | 346.1 | 345.1 | 344 | 343.7 | 341.7 | 333.1 | 5.16 | 0.76 | 4.89 | 3.68 | 14.73% | 345.95 | 5.0161 | 0.30615 | 4.8867 | 1.0265 | 5.2965 | 225.92 | 248.6
2012-06-21 22:00 | 7.31 | 7.28 | 7.08 | 6.92 | 6.69 | 6.38 | 6.02 | 5.68 | 5.27 | 4.71 | 0.1 | 359.1 | 358.8 | 357.5 | 356.9 | 355.2 | 354.3 | 353.1 | 350.7 | 349.1 | 343.7 | 6.49 | 0.53 | 6.08 | 4.11 | 8.166% | 355.065 | 6.3011 | 0.53672 | 6.3271 | 0.99589 | 6.4634 | 472.74 | 465.96
2012-06-21 22:10 | 7.34 | 7.23 | 7.05 | 6.84 | 6.62 | 6.36 | 5.95 | 5.58 | 5.16 | 4.59 | 359.1 | 359.3 | 359.2 | 357.6 | 357 | 355.6 | 354.4 | 353.9 | 353.5 | 353.7 | 343.4 | 6.45 | 0.58 | 6.07 | 3.79 | 8.992% | 355.42 | 6.2383 | 0.61579 | 6.2996 | 0.99027 | 6.3872 | 463.7 | 450.14
2012-06-21 22:20 | 6.84 | 6.64 | 6.33 | 6.08 | 5.71 | 5.35 | 5.05 | 4.81 | 4.63 | 4.05 | 1.2 | 0.5 | 359.3 | 357.6 | 356.4 | 355.1 | 354.8 | 354 | 354.2 | 355.3 | 344.4 | 5.5 | 0.58 | 5.22 | 3.42 | 10.55% | 355.055 | 5.4559 | 0.53328 | 5.3059 | 1.0283 | 5.6555 | 281 | 306.92
2012-06-21 22:50 | 6.61 | 6.37 | 5.96 | 5.56 | 5.18 | 4.83 | 4.42 | 4.09 | 3.83 | 3.45 | 14.1 | 13.4 | 12.9 | 12.7 | 12.1 | 11.8 | 11.1 | 9.2 | 8.2 | 5.5 | 0.7 | 4.88 | 0.49 | 4.5 | 2.91 | 10.04% | 11.695 | 4.9306 | 0.81974 | 4.769 | 1.0339 | 5.0454 | 186.92 | 208.1
2012-06-21 23:00 | 6.98 | 6.71 | 6.2 | 5.76 | 5.31 | 4.93 | 4.5 | 4.13 | 3.77 | 3.35 | 16.4 | 16.7 | 16.1 | 15.9 | 14.8 | 14.3 | 13.8 | 12.9 | 12.7 | 11.8 | 3.6 | 4.88 | 0.47 | 4.5 | 2.4 | 9.631% | 14.225 | 5.0644 | 0.84335 | 4.866 | 1.0408 | 5.079 | 186.92 | 212.96
2012-06-21 23:20 | 6.19 | 6.07 | 5.7 | 5.39 | 5.09 | 4.89 | 4.7 | 4.5 | 4.29 | 3.9 | 18.1 | 18.5 | 18.9 | 19.1 | 20.4 | 21.8 | 22.1 | 21.4 | 20 | 17.9 | 9.5 | 4.96 | 0.83 | 4.7 | 3.23 | 16.73% | 21.845 | 4.9659 | 0.36622 | 4.8623 | 1.0213 | 5.0656 | 195.64 | 211.34
2012-06-22 12:10 | 3.84 | 3.9 | 3.94 | 3.9 | 3.78 | 3.62 | 3.46 | 3.35 | 3.29 | 3.21 | 194.7 | 194.4 | 194.3 | 194.4 | 194.4 | 195.6 | 196.5 | 196 | 194.3 | 193.1 | 172.5 | 3.35 | 0.99 | 3.23 | 3.08 | 29.55% | 195.735 | 3.617 | 0.41774 | 3.5966 | 1.0057 | 3.3689 | 31.85 | 33.67
2012-06-22 12:20 | 4.63 | 4.65 | 4.6 | 4.59 | 4.57 | 4.54 | 4.48 | 4.37 | 4.25 | 4.19 | 211.4 | 210.7 | 210.7 | 209.9 | 208.5 | 207.2 | 205.8 | 204.1 | 202.6 | 201.4 | 196.4 | 4.1 | 1.16 | 3.56 | 3.45 | 28.29% | 206.99 | 4.4735 | 0.12294 | 4.5314 | 0.98724 | 4.0477 | 101.9 | 96.45
2012-06-22 12:30 | 3.93 | 3.95 | 3.96 | 3.91 | 3.82 | 3.69 | 3.53 | 3.3 | 3.12 | 2.92 | 203.7 | 203.5 | 203.7 | 204.9 | 205.5 | 205.8 | 206.6 | 207.7 | 207.2 | 206.6 | 204.2 | 4.02 | 0.9 | 3.63 | 2.92 | 22.39% | 205.92 | 3.6148 | 0.40964 | 3.6666 | 0.98587 | 3.9632 | 93.18 | 87.36
2012-06-22 12:40 | 4.53 | 4.51 | 4.48 | 4.5 | 4.49 | 4.44 | 4.4 | 4.38 | 4.36 | 4.3 | 180.9 | 180.4 | 181 | 182.4 | 183 | 182.7 | 181.1 | 179.9 | 179.6 | 179.3 | 169.5 | 4.14 | 0.74 | 3.94 | 3.98 | 17.87% | 182.46 | 4.4293 | 0.083629 | 4.4342 | 0.99889 | 4.1354 | 106.26 | 106.26
2012-06-22 12:50 | 3.47 | 3.33 | 3.23 | 3.23 | 3.18 | 3.14 | 3.08 | 3.02 | 2.95 | 2.97 | 195.7 | 196.3 | 195.3 | 194.6 | 193.7 | 192.3 | 190.9 | 189.3 | 187.4 | 189.1 | 176.9 | 3.1 | 0.81 | 2.9 | 2.97 | 26.13% | 192.09 | 3.1175 | 0.17829 | 3.1313 | 0.99557 | 3.0863 | 9.1 | 8.19
2012-06-22 13:00 | 3.28 | 3.28 | 3.3 | 3.29 | 3.21 | 3.13 | 3.09 | 2.93 | 2.77 | 2.56 | 205.7 | 206.4 | 208.7 | 210.2 | 208.8 | 206.7 | 205.1 | 204.7 | 204.4 | 206.1 | 196.1 | 3.1 | 1.33 | 2.79 | 2.4 | 42.9% | 206.46 | 3.0887 | 0.11886 | 3.1242 | 0.98863 | 3.0647 | 9.1 | 5.46
2012-06-22 13:10 | 4.64 | 4.6 | 4.55 | 4.42 | 4.27 | 4.1 | 4 | 3.84 | 3.73 | 3.64 | 158.6 | 158.1 | 157.4 | 155.8 | 154.5 | 154.2 | 154.2 | 153.7 | 152.4 | 154.2 | 149.3 | 3.93 | 0.95 | 3.86 | 3.59 | 24.17% | 154.2 | 4.1314 | 0.22818 | 4.0855 | 1.0112 | 3.9741 | 84.63 | 88.27
2012-06-22 13:20 | 4.91 | 4.88 | 4.85 | 4.88 | 4.89 | 4.9 | 4.87 | 4.88 | 4.82 | 4.61 | 193.7 | 194.7 | 196.2 | 197.7 | 198.7 | 198.1 | 196.9 | 195.8 | 196.3 | 197.8 | 191.7 | 4.76 | 1.55 | 4.52 | 4.19 | 32.56% | 197.92 | 4.8572 | 0.056751 | 4.8957 | 0.99214 | 4.7226 | 173.84 | 169.48
2012-06-22 13:30 | 4.01 | 3.98 | 3.85 | 3.69 | 3.58 | 3.58 | 3.6 | 3.6 | 3.57 | 3.46 | 202.5 | 201.3 | 200.6 | 200.2 | 199.1 | 199.8 | 200.7 | 200 | 199.8 | 199.2 | 193.4 | 3.49 | 0.87 | 3.13 | 2.99 | 24.93% | 199.935 | 3.6413 | -0.051482 | 3.5829 | 1.0163 | 3.5469 | 44.59 | 50.05
2012-06-22 13:40 | 3.46 | 3.49 | 3.5 | 3.51 | 3.53 | 3.44 | 3.33 | 3.27 | 3.22 | 3.03 | 205.7 | 205.5 | 205.3 | 204.8 | 203.7 | 201.9 | 200 | 197.8 | 197.5 | 196.1 | 185.9 | 3.39 | 0.96 | 3.18 | 2.63 | 28.32% | 201.615 | 3.3828 | 0.30032 | 3.424 | 0.98796 | 3.3492 | 35.49 | 31.85
2012-06-22 14:00 | 4.46 | 4.46 | 4.52 | 4.54 | 4.58 | 4.49 | 4.35 | 4.18 | 3.96 | 3.8 | 216.5 | 216.7 | 216.5 | 216.5 | 216.2 | 216.4 | 217.7 | 219.1 | 220.6 | 224.2 | 207 | 4.09 | 1.07 | 3.65 | 3.54 | 26.16% | 216.595 | 4.3552 | 0.29273 | 4.4697 | 0.9744 | 3.9853 | 100.81 | 90.09
2012-06-22 14:10 | 3.95 | 3.95 | 3.98 | 3.96 | 3.93 | 3.9 | 3.91 | 3.9 | 3.87 | 3.85 | 209 | 208.4 | 205.9 | 204 | 202.9 | 200.8 | 200 | 200.1 | 200.2 | 200.3 | 193.3 | 3.9 | 1.08 | 3.48 | 3.37 | 27.69% | 200.68 | 3.9124 | -0.023665 | 3.9014 | 1.0028 | 3.9109 | 81.9 | 82.81
2012-06-22 15:30 | 3.74 | 3.74 | 3.66 | 3.59 | 3.53 | 3.53 | 3.6 | 3.68 | 3.75 | 3.79 | 165.5 | 165 | 164.7 | 165 | 165 | 164.2 | 163.2 | 162.6 | 163.3 | 162.5 | 168.7 | 3.6 | 0.99 | 3.54 | 3.68 | 27.5% | 164.05 | 3.6334 | -0.18146 | 3.5399 | 1.0264 | 3.6951 | 54.6 | 63.7
2012-06-22 15:40 | 3.7 | 3.63 | 3.54 | 3.47 | 3.38 | 3.32 | 3.27 | 3.23 | 3.2 | 3.21 | 178.4 | 177.8 | 177.4 | 177 | 177.4 | 177.1 | 177.9 | 178.2 | 176.4 | 172.2 | 156.7 | 3.37 | 0.73 | 3.17 | 3.1 | 21.66% | 177.22 | 3.3478 | 0.14023 | 3.3128 | 1.0106 | 3.4056 | 33.67 | 37.31
2012-06-22 15:50 | 3.99 | 3.99 | 3.92 | 3.77 | 3.74 | 3.68 | 3.65 | 3.64 | 3.68 | 3.63 | 164 | 163.4 | 163.3 | 163.9 | 164.4 | 165.7 | 168.2 | 169.5 | 169.7 | 169 | 152 | 3.83 | 1 | 3.8 | 3.56 | 26.11% | 166.075 | 3.7255 | 0.075643 | 3.6757 | 1.0135 | 3.8819 | 75.53 | 80.08
2012-06-22 18:30 | 5.69 | 5.59 | 5.43 | 5.38 | 5.33 | 5.27 | 5.2 | 5.11 | 5.01 | 4.81 | 153.4 | 153.6 | 153.5 | 153 | 152.9 | 152.8 | 152.8 | 152.5 | 152 | 151.2 | 142.2 | 5.45 | 0.4 | 5.43 | 4.87 | 7.339% | 152.8 | 5.2407 | 0.12357 | 5.2599 | 0.99634 | 5.4301 | 272.9 | 269.66
2012-06-22 18:40 | 5.43 | 5.36 | 5.15 | 5 | 4.94 | 4.94 | 4.93 | 4.87 | 4.79 | 4.6 | 151.8 | 151.4 | 150.5 | 149.5 | 149.5 | 150 | 150.1 | 149.3 | 148.4 | 147.3 | 142.9 | 4.83 | 0.55 | 4.88 | 4.27 | 11.39% | 150.015 | 4.9448 | 0.018725 | 4.9386 | 1.0013 | 4.8361 | 181.47 | 182.56
2012-06-22 18:50 | 5.71 | 5.65 | 5.62 | 5.58 | 5.51 | 5.43 | 5.37 | 5.29 | 5.21 | 5.1 | 154.5 | 154.1 | 152.7 | 151.8 | 151.4 | 151.3 | 151.1 | 150.8 | 150.3 | 150.8 | 144.6 | 5.28 | 0.55 | 5.29 | 4.77 | 10.42% | 151.27 | 5.4205 | 0.10268 | 5.4214 | 0.99984 | 5.2791 | 245.36 | 245.36
2012-06-22 19:00 | 6.08 | 6.09 | 6.03 | 5.82 | 5.69 | 5.6 | 5.48 | 5.34 | 5.2 | 5.08 | 154.3 | 153.4 | 152.3 | 152.8 | 153.9 | 154.6 | 154.9 | 154.7 | 154.4 | 152.7 | 145.9 | 5.48 | 0.65 | 5.46 | 4.81 | 11.86% | 154.645 | 5.5899 | 0.20017 | 5.5826 | 1.0013 | 5.4871 | 277.76 | 279.38
2012-06-22 19:10 | 6.63 | 6.57 | 6.43 | 6.3 | 6.17 | 6.03 | 5.93 | 5.84 | 5.67 | 5.38 | 155.2 | 154.5 | 153.4 | 152.9 | 152.3 | 152.2 | 152.7 | 152.7 | 152.4 | 151.3 | 144.4 | 6.04 | 0.73 | 6 | 5.07 | 12.09% | 152.275 | 6.0428 | 0.15454 | 6.0156 | 1.0045 | 6.0674 | 371.04 | 377.82
2012-06-22 19:20 | 6.97 | 6.88 | 6.71 | 6.61 | 6.53 | 6.47 | 6.43 | 6.38 | 6.25 | 5.9 | 154.1 | 153.3 | 152.2 | 151.5 | 151.7 | 152.4 | 152.5 | 152.1 | 151.1 | 149.7 | 143.1 | 6.66 | 0.75 | 6.69 | 5.85 | 11.26% | 152.415 | 6.4691 | 0.057309 | 6.4643 | 1.0008 | 6.665 | 511.16 | 513.42
2012-06-22 19:30 | 8.45 | 8.4 | 8.25 | 8.1 | 8.02 | 7.91 | 7.81 | 7.76 | 7.66 | 7.32 | 152.7 | 152.5 | 152.1 | 151.9 | 151.7 | 151.6 | 151.8 | 151.8 | 151 | 149.7 | 142.2 | 8.02 | 0.73 | 8.04 | 7.13 | 9.102% | 151.63 | 7.9166 | 0.11757 | 7.8956 | 1.0027 | 8.0413 | 896.34 | 903.68
2012-06-22 19:40 | 6.81 | 6.69 | 6.48 | 6.39 | 6.36 | 6.35 | 6.36 | 6.41 | 6.42 | 6.32 | 158.2 | 157.7 | 156.6 | 155.4 | 154.4 | 153.9 | 154 | 154.3 | 154 | 153.7 | 150.3 | 5.98 | 1.25 | 6.11 | 6.03 | 20.9% | 153.915 | 6.4015 | -0.014541 | 6.3514 | 1.0079 | 6.0271 | 358.76 | 368.78
2012-06-22 19:50 | 7.46 | 7.18 | 6.68 | 6.28 | 5.98 | 5.77 | 5.66 | 5.6 | 5.59 | 5.6 | 170.4 | 170.4 | 169.9 | 168.4 | 167 | 166.1 | 165.8 | 165 | 163.7 | 162.3 | 158.5 | 5 | 0.8 | 5.03 | 5.43 | 16% | 166.055 | 5.9792 | 0.17787 | 5.7541 | 1.0391 | 5.1956 | 200 | 232.4
2012-06-22 20:00 | 8.2 | 7.98 | 7.54 | 7.16 | 6.95 | 6.76 | 6.52 | 6.29 | 6.19 | 6.03 | 179 | 178.9 | 178.3 | 177.2 | 176.2 | 175.1 | 173.5 | 172.4 | 171.6 | 168.5 | 163.9 | 6.54 | 1.45 | 6.05 | 5.89 | 22.17% | 174.86 | 6.7973 | 0.33405 | 6.7251 | 1.0107 | 6.6102 | 484.04 | 499.86
2012-06-22 20:10 | 8.99 | 8.85 | 8.57 | 8.34 | 8.15 | 7.91 | 7.61 | 7.27 | 6.85 | 6.41 | 183.4 | 182.7 | 181.8 | 181 | 180.1 | 179.1 | 177.8 | 175.6 | 172.9 | 170.9 | 167 | 7.75 | 1.19 | 7.32 | 6.26 | 15.35% | 178.905 | 7.8089 | 0.3573 | 7.8663 | 0.9927 | 7.6934 | 813.75 | 795.69
2012-06-22 20:20 | 9.67 | 9.49 | 9.15 | 8.75 | 8.37 | 7.98 | 7.7 | 7.49 | 7.27 | 6.78 | 184.3 | 183.8 | 183.2 | 182.5 | 181.7 | 180.5 | 178.9 | 177.7 | 176.5 | 175 | 167.8 | 8.45 | 1.17 | 8.06 | 6.64 | 13.85% | 180.26 | 8.1169 | 0.33007 | 7.9393 | 1.0224 | 8.6391 | 1054.15 | 1123.88
2012-06-22 20:30 | 9.23 | 9.17 | 9.11 | 9 | 8.86 | 8.75 | 8.7 | 8.52 | 8.19 | 7.49 | 194.8 | 194 | 192.7 | 191.6 | 190.4 | 188.9 | 187 | 184.7 | 182 | 179.7 | 176.5 | 9.25 | 0.84 | 8.76 | 6.73 | 9.081% | 188.615 | 8.6745 | 0.052957 | 8.7428 | 0.99218 | 9.1777 | 1351.25 | 1324.58
2012-06-22 20:40 | 8.81 | 8.68 | 8.41 | 8.19 | 8 | 7.84 | 7.78 | 7.82 | 7.91 | 7.62 | 199.9 | 199.2 | 197.8 | 196.8 | 195.6 | 194.1 | 192.5 | 190.7 | 188.5 | 184.9 | 187 | 7.91 | 1.03 | 6.84 | 6.59 | 13.02% | 193.86 | 7.981 | 0.070994 | 7.8314 | 1.0191 | 8.0611 | 861.91 | 911.02
2012-06-22 20:50 | 9.4 | 9.35 | 9.21 | 8.94 | 8.64 | 8.28 | 7.9 | 7.48 | 7.06 | 6.63 | 206.7 | 206 | 205.2 | 204.5 | 203.4 | 202 | 200.1 | 198.2 | 196.3 | 192.1 | 193.5 | 7.74 | 0.76 | 5.97 | 5.84 | 9.819% | 201.715 | 8.2165 | 0.43414 | 8.2245 | 0.99903 | 7.7325 | 810.74 | 807.73
2012-06-22 21:00 | 8.85 | 8.76 | 8.55 | 8.32 | 8.02 | 7.64 | 7.27 | 6.97 | 6.77 | 6.59 | 204 | 203.8 | 203.2 | 202.6 | 202 | 201.2 | 200.2 | 198 | 195.6 | 192.4 | 193.5 | 6.96 | 0.88 | 5.44 | 5.89 | 12.64% | 201.05 | 7.6646 | 0.45873 | 7.5859 | 1.0104 | 7.0323 | 578.96 | 597.03
2012-06-22 21:10 | 8.77 | 8.66 | 8.4 | 8.14 | 7.99 | 7.92 | 7.77 | 7.6 | 7.48 | 7.17 | 202.3 | 202 | 201.2 | 200.9 | 201 | 200.9 | 200.7 | 199.7 | 197.9 | 195.1 | 190.7 | 7.06 | 1.05 | 5.88 | 5.94 | 14.87% | 200.87 | 7.8945 | 0.1767 | 7.8983 | 0.99951 | 7.0565 | 606.06 | 606.06
2012-06-22 21:20 | 8.19 | 7.98 | 7.64 | 7.38 | 7.21 | 7.14 | 7.2 | 7.33 | 7.38 | 7.27 | 197.4 | 196.9 | 196.5 | 196 | 195.1 | 194.4 | 193.8 | 192.8 | 191.2 | 188.8 | 187.1 | 7.26 | 1.02 | 6.39 | 6.6 | 14.05% | 194.31 | 7.3411 | -0.077331 | 7.1486 | 1.0269 | 7.4555 | 666.26 | 726.46
2012-06-22 21:30 | 9.29 | 9.07 | 8.62 | 8.21 | 7.85 | 7.44 | 7.08 | 6.82 | 6.68 | 6.73 | 202.9 | 202.5 | 201.5 | 200.4 | 199.3 | 198.2 | 196.8 | 195.3 | 193.4 | 190.1 | 189.8 | 6.68 | 0.82 | 5.5 | 6.32 | 12.28% | 197.99 | 7.5805 | 0.45832 | 7.3873 | 1.0262 | 6.8547 | 515.68 | 554.1
2012-06-22 21:40 | 9.54 | 9.36 | 8.98 | 8.62 | 8.26 | 7.88 | 7.58 | 7.4 | 7.3 | 7.13 | 204 | 203.4 | 202.5 | 201.8 | 200.8 | 199.4 | 197.8 | 196.1 | 194.3 | 191.2 | 191.3 | 7.29 | 1.03 | 5.92 | 6.36 | 14.13% | 199.16 | 8.0264 | 0.35869 | 7.8363 | 1.0243 | 7.4669 | 675.29 | 729.47
2012-06-22 21:50 | 8.65 | 8.47 | 8.07 | 7.67 | 7.34 | 7.18 | 7.16 | 7.18 | 7.23 | 7.3 | 199 | 198.3 | 197.1 | 196.4 | 195.4 | 194.3 | 193.4 | 192.1 | 190.4 | 188.1 | 186.9 | 7.27 | 1.11 | 6.32 | 6.81 | 15.27% | 194.165 | 7.4337 | 0.025777 | 7.1771 | 1.0358 | 7.5299 | 669.27 | 747.53
2012-06-22 22:00 | 8.57 | 8.41 | 8.13 | 7.97 | 7.84 | 7.8 | 7.85 | 7.89 | 7.84 | 7.4 | 199.3 | 198.4 | 196.9 | 195.5 | 194.2 | 193 | 191.8 | 190.3 | 188.9 | 187.8 | 184.6 | 8.19 | 1.23 | 7.28 | 6.52 | 15.02% | 192.82 | 7.8855 | -0.059048 | 7.8071 | 1.01 | 8.2722 | 958.73 | 988.09
2012-06-22 22:10 | 9.34 | 9.23 | 8.96 | 8.56 | 8.14 | 7.7 | 7.33 | 7.08 | 6.94 | 6.94 | 205.8 | 205.1 | 203.6 | 202.2 | 200.5 | 198.3 | 195.9 | 193.6 | 191.9 | 189.2 | 190.2 | 7.38 | 0.7 | 6.05 | 6.53 | 9.485% | 197.94 | 7.8422 | 0.45507 | 7.6459 | 1.0257 | 7.5695 | 702.38 | 759.57
2012-06-22 22:20 | 8.97 | 8.84 | 8.46 | 7.97 | 7.61 | 7.34 | 7.18 | 7.17 | 7.31 | 7.38 | 204.4 | 203.9 | 202.5 | 200.6 | 198.6 | 196.6 | 194.6 | 192.4 | 190.5 | 188.4 | 187.6 | 7.35 | 0.84 | 6.31 | 6.71 | 11.43% | 196.3 | 7.5996 | 0.20367 | 7.3169 | 1.0386 | 7.634 | 693.35 | 777.63
2012-06-22 22:30 | 8.77 | 8.62 | 8.34 | 8.08 | 7.88 | 7.78 | 7.83 | 7.9 | 7.91 | 7.64 | 200.2 | 199.4 | 198.5 | 197.2 | 195.5 | 193.6 | 192.2 | 190.9 | 189.9 | 188.4 | 184.8 | 8.03 | 0.95 | 7.12 | 6.7 | 11.83% | 193.39 | 7.952 | -0.059199 | 7.7871 | 1.0212 | 8.2 | 900.01 | 962.4
2012-06-22 22:40 | 8.63 | 8.48 | 8.21 | 7.98 | 7.88 | 7.79 | 7.76 | 7.78 | 7.83 | 7.72 | 198.5 | 197.1 | 194.7 | 193.3 | 193.1 | 193 | 192 | 190.7 | 189.3 | 186.9 | 183.4 | 7.95 | 0.91 | 7.15 | 6.9 | 11.45% | 192.85 | 7.895 | 0.035657 | 7.7857 | 1.014 | 8.0616 | 873.95 | 911.02
2012-06-22 22:50 | 8.63 | 8.46 | 8.09 | 7.78 | 7.59 | 7.53 | 7.55 | 7.57 | 7.61 | 7.51 | 202.1 | 200.6 | 197.6 | 194.9 | 193.4 | 192.5 | 191.5 | 190.1 | 188.8 | 186.6 | 185.2 | 7.49 | 0.83 | 6.55 | 6.8 | 11.08% | 192.35 | 7.6803 | -0.024512 | 7.5329 | 1.0196 | 7.6366 | 735.49 | 780.64
2012-06-22 23:00 | 8.13 | 8.02 | 7.84 | 7.68 | 7.57 | 7.48 | 7.46 | 7.45 | 7.41 | 7.27 | 200.5 | 198.7 | 195.8 | 193.7 | 191.8 | 190.4 | 189.4 | 188.1 | 186.9 | 184.4 | 182.4 | 7.61 | 0.68 | 6.87 | 6.79 | 8.936% | 190.25 | 7.5414 | 0.024742 | 7.4771 | 1.0086 | 7.6754 | 771.61 | 792.68
2012-06-22 23:10 | 7.96 | 7.83 | 7.61 | 7.41 | 7.25 | 7.2 | 7.13 | 7.03 | 7.01 | 6.87 | 202.4 | 200.8 | 198 | 195.3 | 193.3 | 191.7 | 190.6 | 189.6 | 187.6 | 183.7 | 183.9 | 7.26 | 0.7 | 6.38 | 6.14 | 9.642% | 191.535 | 7.2189 | 0.090282 | 7.1899 | 1.004 | 7.2893 | 666.26 | 675.29
2012-06-22 23:20 | 7.93 | 7.8 | 7.64 | 7.59 | 7.64 | 7.71 | 7.68 | 7.54 | 7.26 | 6.5 | 199.9 | 198.3 | 195.7 | 193.2 | 191 | 189 | 187.6 | 186.2 | 184.5 | 182.4 | 179.3 | 8.01 | 0.72 | 7.49 | 5.43 | 8.989% | 188.79 | 7.525 | 0.036027 | 7.7057 | 0.97655 | 7.8222 | 892.67 | 834.82
2012-06-22 23:30 | 8.17 | 8.07 | 7.84 | 7.65 | 7.52 | 7.43 | 7.38 | 7.39 | 7.37 | 6.98 | 199.4 | 198.9 | 198.4 | 196.7 | 194.4 | 192.3 | 190.8 | 189.1 | 187.3 | 184.5 | 182.6 | 7.7 | 0.97 | 7.03 | 5.82 | 12.6% | 192.075 | 7.4848 | 0.062397 | 7.4228 | 1.0083 | 7.7643 | 798.7 | 816.76
2012-06-22 23:40 | 8.49 | 8.36 | 8.08 | 7.98 | 8.05 | 8.13 | 8.15 | 8.05 | 7.71 | 7 | 198.6 | 197.6 | 195.2 | 193.1 | 191.2 | 189.5 | 187.7 | 185.8 | 184.4 | 183.1 | 181.2 | 8.41 | 0.88 | 7.74 | 6.35 | 10.46% | 189.23 | 7.975 | -0.022705 | 8.1329 | 0.98059 | 8.2468 | 1039.47 | 980.75
2012-06-22 23:50 | 8.64 | 8.53 | 8.36 | 8.33 | 8.35 | 8.41 | 8.43 | 8.37 | 8.16 | 7.49 | 197.9 | 196.7 | 194.5 | 193.1 | 191.2 | 189.1 | 187.4 | 185.9 | 184.6 | 182.7 | 181.5 | 8.69 | 0.85 | 8.02 | 6.62 | 9.781% | 188.845 | 8.2964 | -0.02195 | 8.4129 | 0.98615 | 8.5697 | 1142.23 | 1098.19
2012-06-23 | 9.05 | 8.91 | 8.6 | 8.41 | 8.24 | 8.24 | 8.42 | 8.54 | 8.43 | 7.85 | 201 | 199.7 | 197.4 | 194.9 | 192.7 | 190.6 | 189.1 | 187.4 | 186 | 184.3 | 183.5 | 8.56 | 1 | 7.72 | 6.84 | 11.68% | 190.375 | 8.3781 | -0.19969 | 8.2656 | 1.0136 | 8.6766 | 1094.52 | 1138.56
2012-06-23 00:10 | 9.27 | 9.24 | 9.13 | 8.82 | 8.42 | 8.04 | 7.78 | 7.52 | 7.3 | 7.12 | 204.5 | 203.7 | 202 | 200 | 197.8 | 196 | 194.8 | 192.9 | 190.6 | 186.9 | 187 | 7.53 | 0.83 | 6.35 | 6.41 | 11.02% | 195.82 | 8.1374 | 0.30378 | 8.0022 | 1.0169 | 7.6572 | 747.53 | 786.66
2012-06-23 00:20 | 8.93 | 8.9 | 8.79 | 8.56 | 8.3 | 7.96 | 7.57 | 7.26 | 7.05 | 6.9 | 205.5 | 204.9 | 204 | 202.5 | 201.1 | 199.3 | 197.1 | 195.5 | 193.9 | 190.2 | 189.6 | 7.49 | 0.72 | 6.01 | 6.2 | 9.613% | 198.97 | 7.9247 | 0.46423 | 7.9029 | 1.0028 | 7.5106 | 735.49 | 741.51
2012-06-23 00:30 | 8.86 | 8.7 | 8.42 | 8.14 | 7.89 | 7.59 | 7.3 | 7.04 | 6.89 | 6.88 | 206 | 205.3 | 204.3 | 203 | 201 | 198 | 195.5 | 193.7 | 192.2 | 189.2 | 189.4 | 7.07 | 0.76 | 5.77 | 6.32 | 10.75% | 197.625 | 7.61 | 0.36 | 7.5478 | 1.0082 | 7.1283 | 609.07 | 627.13
2012-06-23 00:40 | 8.83 | 8.7 | 8.42 | 8.18 | 7.86 | 7.46 | 7.17 | 7.01 | 6.78 | 6.58 | 207.1 | 206.6 | 205.7 | 204.6 | 203.1 | 201 | 199.2 | 197.2 | 195.1 | 191.1 | 191.4 | 7.14 | 0.77 | 5.75 | 5.93 | 10.78% | 200.73 | 7.5582 | 0.3664 | 7.4177 | 1.0189 | 7.2752 | 630.14 | 672.28
2012-06-23 00:50 | 8.94 | 8.8 | 8.48 | 8.13 | 7.75 | 7.3 | 6.92 | 6.67 | 6.6 | 6.63 | 205.9 | 205 | 203 | 201.9 | 200.7 | 198.8 | 196.7 | 194.7 | 192.8 | 188.7 | 189.8 | 6.77 | 0.71 | 5.43 | 6.09 | 10.49% | 198.485 | 7.4438 | 0.49401 | 7.2443 | 1.0275 | 6.9565 | 536.02 | 578.96
2012-06-23 01:00 | 9.02 | 8.89 | 8.59 | 8.27 | 7.87 | 7.41 | 7.05 | 6.77 | 6.57 | 6.44 | 204.5 | 203.7 | 202.1 | 200.9 | 199.9 | 198.6 | 197.1 | 195.3 | 193 | 188.3 | 190.7 | 6.94 | 0.8 | 5.61 | 6.02 | 11.53% | 198.375 | 7.5377 | 0.46023 | 7.3573 | 1.0245 | 7.1102 | 574.44 | 621.11
2012-06-23 01:10 | 9.05 | 8.87 | 8.47 | 7.96 | 7.61 | 7.3 | 7 | 6.76 | 6.71 | 6.76 | 205.5 | 204.2 | 201.9 | 200.5 | 199.7 | 198.8 | 196.8 | 194.9 | 191.9 | 187.8 | 190.2 | 6.94 | 0.82 | 5.66 | 6.21 | 11.82% | 198.5 | 7.4405 | 0.38779 | 7.2562 | 1.0254 | 7.1162 | 574.44 | 624.12
2012-06-23 01:20 | 8.95 | 8.84 | 8.62 | 8.43 | 8.16 | 7.82 | 7.45 | 7.04 | 6.81 | 6.67 | 208.6 | 207.3 | 205 | 202.7 | 202.1 | 200.8 | 199 | 197.4 | 195.2 | 190.6 | 192.3 | 7.38 | 0.78 | 5.79 | 6.05 | 10.57% | 200.53 | 7.7703 | 0.44792 | 7.7659 | 1.0006 | 7.3842 | 702.38 | 702.38
2012-06-23 01:30 | 8.71 | 8.55 | 8.31 | 8.06 | 7.78 | 7.51 | 7.22 | 6.83 | 6.51 | 6.25 | 211 | 209 | 205.6 | 203.3 | 201.8 | 200.4 | 199.2 | 197.8 | 196.2 | 191.8 | 191.3 | 7.06 | 0.77 | 5.57 | 5.8 | 10.91% | 200.22 | 7.4614 | 0.36391 | 7.4677 | 0.99915 | 7.054 | 606.06 | 603.05
2012-06-23 01:40 | 8.18 | 8.06 | 7.81 | 7.58 | 7.36 | 7.14 | 6.89 | 6.6 | 6.39 | 6.26 | 212 | 209.9 | 206.5 | 203.9 | 202.3 | 201.4 | 200.4 | 198.8 | 196.7 | 193.2 | 191.4 | 6.96 | 0.68 | 5.6 | 5.49 | 9.77% | 201.25 | 7.1096 | 0.32936 | 7.1036 | 1.0008 | 6.9659 | 578.96 | 581.22
2012-06-23 01:50 | 8.13 | 8.03 | 7.81 | 7.54 | 7.23 | 6.99 | 6.87 | 6.86 | 6.92 | 6.86 | 204.9 | 203.8 | 201.6 | 199.7 | 197.4 | 195.1 | 192.8 | 190.4 | 187.9 | 184.5 | 186.4 | 6.68 | 0.61 | 5.78 | 6.48 | 9.132% | 194.755 | 7.1615 | 0.16002 | 6.9727 | 1.0271 | 6.8609 | 515.68 | 556.36
2012-06-23 02:00 | 8 | 7.92 | 7.71 | 7.5 | 7.22 | 6.95 | 6.7 | 6.52 | 6.49 | 6.44 | 208.2 | 206.8 | 204.5 | 202.7 | 201.4 | 199.6 | 197.2 | 194.7 | 191.2 | 186.2 | 190.4 | 6.55 | 0.67 | 5.29 | 6.11 | 10.23% | 199.24 | 7.0047 | 0.33854 | 6.9136 | 1.0132 | 6.6363 | 486.3 | 506.64
2012-06-23 02:10 | 7.49 | 7.48 | 7.37 | 7.22 | 7.07 | 6.83 | 6.51 | 6.16 | 5.85 | 5.56 | 212.7 | 211.3 | 207.9 | 205.6 | 204.1 | 203 | 201.7 | 199.6 | 197 | 192.6 | 192.9 | 6.55 | 0.58 | 5.11 | 5.12 | 8.855% | 202.805 | 6.7029 | 0.44343 | 6.7832 | 0.98816 | 6.4724 | 486.3 | 468.22
2012-06-23 02:20 | 6.69 | 6.85 | 7.05 | 6.96 | 6.69 | 6.36 | 6.04 | 5.76 | 5.56 | 5.29 | 215.7 | 214.2 | 211 | 207.4 | 205 | 203.1 | 201.2 | 199.3 | 197 | 192.4 | 193.3 | 6.03 | 0.55 | 4.68 | 4.74 | 9.121% | 202.815 | 6.3118 | 0.47706 | 6.3131 | 0.99979 | 6.0287 | 368.78 | 368.78
2012-06-23 02:30 | 6.03 | 6.04 | 6.17 | 6.22 | 6.17 | 6.01 | 5.82 | 5.58 | 5.33 | 5.01 | 215.1 | 214.6 | 212.2 | 209.1 | 206.1 | 203.4 | 201.6 | 199.9 | 198 | 193.4 | 194.2 | 5.57 | 0.52 | 4.32 | 4.38 | 9.336% | 203.13 | 5.8471 | 0.29686 | 5.9824 | 0.97738 | 5.444 | 292.34 | 271.28
2012-06-23 02:40 | 6.05 | 6.06 | 6.16 | 6.23 | 6.07 | 5.74 | 5.37 | 5.12 | 5.02 | 4.99 | 214.8 | 213.5 | 210.5 | 207 | 204.5 | 202 | 199.8 | 198.4 | 196.3 | 191.7 | 193.5 | 5.44 | 0.53 | 4.13 | 4.79 | 9.743% | 201.67 | 5.6505 | 0.61574 | 5.6855 | 0.99385 | 5.4065 | 271.28 | 266.42
2012-06-23 02:50 | 5.87 | 5.95 | 6.22 | 6.35 | 6.2 | 5.94 | 5.63 | 5.31 | 5.08 | 5.28 | 215.8 | 214 | 211.6 | 208.6 | 205.4 | 202.2 | 199.7 | 198.1 | 196.1 | 191.2 | 192.4 | 5.63 | 0.52 | 4.4 | 5.12 | 9.236% | 201.825 | 5.7839 | 0.49531 | 5.8946 | 0.98123 | 5.5243 | 302.06 | 284.24
2012-06-23 03:00 | 5.91 | 5.98 | 6.13 | 6 | 5.84 | 5.7 | 5.6 | 5.62 | 5.72 | 5.83 | 210.8 | 207.9 | 203.7 | 199.8 | 196.9 | 194.3 | 192.6 | 191 | 189 | 185.3 | 185.2 | 5.49 | 0.47 | 4.77 | 5.88 | 8.561% | 194.045 | 5.7723 | 0.16356 | 5.6856 | 1.0153 | 5.5737 | 279.38 | 292.34
2012-06-23 03:10 | 5.53 | 5.54 | 5.55 | 5.61 | 5.54 | 5.37 | 5.2 | 5.2 | 5.3 | 5.43 | 214.4 | 211.4 | 206.3 | 202.3 | 199.7 | 197 | 194.6 | 192.2 | 189.3 | 184.6 | 187.3 | 5.23 | 0.54 | 4.38 | 5.3 | 10.33% | 196.64 | 5.366 | 0.29728 | 5.3453 | 1.0039 | 5.2502 | 237.26 | 240.5
2012-06-23 03:20 | 4.91 | 4.96 | 5 | 4.98 | 4.91 | 4.89 | 4.92 | 5.01 | 5.04 | 5.07 | 217.6 | 215.5 | 208.5 | 201.6 | 198 | 194.6 | 191.8 | 189.7 | 187.1 | 182.7 | 184.7 | 4.91 | 0.42 | 4.29 | 5.06 | 8.554% | 194.18 | 4.9169 | -0.05652 | 4.8943 | 1.0046 | 4.9327 | 190.19 | 192.37
2012-06-23 03:30 | 4.25 | 4.26 | 4.34 | 4.5 | 4.57 | 4.57 | 4.6 | 4.67 | 4.74 | 4.91 | 218.1 | 214.3 | 206.6 | 201.3 | 197.5 | 193.4 | 190 | 187.3 | 184.6 | 179.1 | 182.4 | 4.72 | 0.47 | 4.31 | 4.94 | 9.958% | 192.89 | 4.536 | -0.060465 | 4.5743 | 0.99162 | 4.6805 | 169.48 | 165.12
2012-06-23 03:40 | 4.27 | 4.25 | 4.31 | 4.34 | 4.4 | 4.43 | 4.47 | 4.42 | 4.39 | 4.42 | 206.3 | 203 | 197.5 | 194.3 | 192.7 | 191.2 | 188.5 | 186.4 | 184.6 | 180.8 | 180 | 4.62 | 0.47 | 4.28 | 4.2 | 10.17% | 190.795 | 4.3759 | -0.083066 | 4.4357 | 0.98651 | 4.5577 | 158.58 | 152.04
2012-06-23 03:50 | 4.56 | 4.49 | 4.46 | 4.4 | 4.38 | 4.33 | 4.26 | 4.2 | 4.21 | 4.09 | 207.3 | 204.6 | 200.4 | 197.5 | 195 | 192.3 | 190.1 | 188.1 | 186.5 | 183.5 | 182.8 | 4.46 | 0.47 | 3.87 | 4.02 | 10.54% | 191.97 | 4.294 | 0.15061 | 4.3199 | 0.99401 | 4.4333 | 141.14 | 137.87
2012-06-23 04:00 | 5.04 | 5 | 5 | 4.94 | 4.84 | 4.73 | 4.66 | 4.54 | 4.4 | 4.23 | 195.6 | 194.6 | 192.9 | 191.8 | 191.1 | 189.4 | 187.5 | 185.6 | 184 | 182 | 182.1 | 4.71 | 0.56 | 4.17 | 3.85 | 11.89% | 189.115 | 4.7098 | 0.13778 | 4.7199 | 0.99786 | 4.6999 | 168.39 | 167.3
2012-06-23 04:10 | 5.85 | 5.88 | 5.84 | 5.64 | 5.5 | 5.32 | 5.03 | 4.7 | 4.48 | 4.3 | 192.3 | 191.1 | 188.6 | 185.6 | 182.9 | 181.1 | 179.7 | 177.8 | 176.4 | 175.1 | 169 | 5.07 | 0.63 | 4.74 | 4.28 | 12.43% | 180.89 | 5.2084 | 0.51799 | 5.2774 | 0.98691 | 5.0037 | 211.34 | 200
2012-06-23 04:20 | 6.32 | 6.29 | 6.06 | 5.85 | 5.72 | 5.57 | 5.33 | 5.09 | 4.94 | 4.85 | 192.6 | 190.9 | 188.4 | 186.5 | 183.9 | 180.3 | 176.6 | 174.2 | 172.8 | 172.3 | 169 | 5.57 | 0.69 | 5.15 | 4.81 | 12.39% | 179.745 | 5.4923 | 0.40701 | 5.535 | 0.99229 | 5.5271 | 292.34 | 285.86
2012-06-23 04:30 | 5.96 | 5.96 | 5.84 | 5.73 | 5.65 | 5.54 | 5.35 | 5.15 | 4.98 | 4.88 | 194.3 | 192.5 | 190.4 | 188.5 | 186.2 | 183.4 | 180.6 | 178.7 | 176.8 | 173.5 | 169.7 | 5.4 | 0.74 | 5.15 | 4.73 | 13.7% | 182.98 | 5.4398 | 0.32249 | 5.5124 | 0.98683 | 5.3289 | 264.8 | 253.46
2012-06-23 04:40 | 6.26 | 6.19 | 6.11 | 6.02 | 5.91 | 5.78 | 5.64 | 5.51 | 5.37 | 5.16 | 195.7 | 194.1 | 191.9 | 189.5 | 187.4 | 185.8 | 184.7 | 183 | 181.1 | 177.8 | 170.7 | 5.79 | 0.69 | 5.55 | 4.88 | 11.92% | 185.635 | 5.7392 | 0.22659 | 5.7597 | 0.99643 | 5.7693 | 327.98 | 324.74
2012-06-23 04:50 | 6.61 | 6.51 | 6.43 | 6.32 | 6.18 | 5.96 | 5.67 | 5.38 | 5.05 | 4.68 | 191.7 | 190.5 | 187.7 | 186 | 184.6 | 184 | 184.1 | 183.4 | 181.9 | 179.5 | 172.2 | 5.92 | 0.92 | 5.5 | 4.38 | 15.54% | 184.015 | 5.8495 | 0.46095 | 5.9176 | 0.98851 | 5.852 | 349.04 | 337.7
2012-06-23 05:00 | 5.45 | 5.31 | 5.14 | 4.98 | 4.75 | 4.52 | 4.34 | 4.23 | 4.19 | 4.14 | 192.7 | 192.6 | 192.1 | 191.7 | 190 | 188.6 | 187.9 | 187 | 186.9 | 187.5 | 172.3 | 4.7 | 0.84 | 4.27 | 3.57 | 17.87% | 188.495 | 4.6087 | 0.37553 | 4.4938 | 1.0256 | 4.8202 | 167.3 | 180.38
2012-06-23 05:10 | 5.77 | 5.76 | 5.78 | 5.79 | 5.77 | 5.65 | 5.5 | 5.33 | 5.18 | 4.83 | 191.5 | 190.7 | 189.1 | 187.7 | 186.4 | 185 | 183.7 | 182.3 | 181 | 179.5 | 177 | 5.68 | 0.61 | 5.29 | 4.37 | 10.74% | 184.805 | 5.5413 | 0.24865 | 5.6283 | 0.98454 | 5.5922 | 310.16 | 295.58
2012-06-23 05:20 | 5.45 | 5.35 | 5.19 | 5.02 | 4.89 | 4.65 | 4.46 | 4.34 | 4.26 | 3.93 | 193.1 | 192.4 | 189.6 | 187.5 | 186.1 | 184.9 | 184.1 | 183.8 | 182.9 | 183.2 | 173.1 | 4.55 | 0.7 | 4.21 | 3.42 | 15.38% | 184.78 | 4.685 | 0.38552 | 4.6223 | 1.0136 | 4.6117 | 150.95 | 157.49
2012-06-23 05:30 | 4.75 | 4.64 | 4.37 | 4.18 | 4.07 | 3.96 | 3.87 | 3.78 | 3.64 | 3.67 | 191.5 | 190.6 | 188.3 | 186.4 | 184.5 | 183.2 | 182.7 | 183.1 | 183.3 | 184.5 | 173.2 | 3.9 | 0.56 | 3.59 | 3.26 | 14.36% | 183.125 | 3.9949 | 0.21245 | 3.947 | 1.0121 | 3.9474 | 81.9 | 86.45
2012-06-23 05:40 | 5.07 | 4.98 | 4.87 | 4.79 | 4.68 | 4.61 | 4.51 | 4.4 | 4.38 | 4.41 | 187.8 | 187.5 | 187.9 | 188.4 | 186.7 | 186 | 186.1 | 185.8 | 185.5 | 187 | 175 | 4.69 | 0.57 | 4.42 | 3.96 | 12.15% | 186.015 | 4.6105 | 0.20266 | 4.5955 | 1.0033 | 4.7053 | 166.21 | 168.39
2012-06-23 05:50 | 4.55 | 4.44 | 4.35 | 4.18 | 4.03 | 3.85 | 3.73 | 3.61 | 3.6 | 3.53 | 194.3 | 192.8 | 190.2 | 189.1 | 187.9 | 187 | 185.5 | 184.4 | 184.5 | 187.2 | 173.9 | 3.97 | 0.77 | 3.75 | 3.18 | 19.4% | 186.775 | 3.9137 | 0.29261 | 3.8326 | 1.0212 | 4.054 | 88.27 | 96.45
2012-06-23 06:00 | 5.32 | 5.19 | 4.98 | 4.83 | 4.87 | 4.93 | 4.89 | 4.83 | 4.72 | 4.61 | 183 | 182.9 | 182.4 | 181.5 | 181.8 | 182 | 182.2 | 181.6 | 181.1 | 181.4 | 168.6 | 4.6 | 0.94 | 4.57 | 4.27 | 20.43% | 182.03 | 4.8669 | 0.075283 | 4.9242 | 0.98834 | 4.5464 | 156.4 | 150.95
2012-06-23 06:10 | 5.49 | 5.48 | 5.36 | 5.32 | 5.31 | 5.28 | 5.24 | 5.24 | 5.21 | 5.16 | 186.2 | 185.4 | 184.9 | 183.8 | 182.2 | 180.4 | 179.1 | 179.1 | 179.9 | 179.8 | 171.6 | 5.33 | 0.63 | 5.18 | 5.01 | 11.82% | 180.205 | 5.2764 | 0.070274 | 5.2743 | 1.0004 | 5.3321 | 253.46 | 253.46
2012-06-23 06:20 | 5.48 | 5.43 | 5.4 | 5.36 | 5.34 | 5.35 | 5.3 | 5.31 | 5.43 | 5.43 | 180.3 | 180.9 | 181 | 181.6 | 181.7 | 182.4 | 183.8 | 184.5 | 183.8 | 182.5 | 170.8 | 5.06 | 0.99 | 4.92 | 4.85 | 19.57% | 182.61 | 5.3605 | 0.08677 | 5.3428 | 1.0033 | 5.0768 | 209.72 | 212.96
2012-06-23 06:30 | 5.18 | 5.14 | 5.06 | 4.91 | 4.8 | 4.75 | 4.8 | 4.86 | 4.89 | 4.82 | 175.8 | 176.2 | 178.3 | 180.5 | 181.5 | 181.9 | 182.5 | 182.5 | 182 | 181.5 | 170 | 4.63 | 0.7 | 4.52 | 4.44 | 15.12% | 181.99 | 4.8689 | -0.096765 | 4.7571 | 1.0235 | 4.7388 | 159.67 | 171.66
2012-06-23 06:40 | 4.6 | 4.57 | 4.52 | 4.5 | 4.54 | 4.56 | 4.51 | 4.45 | 4.41 | 4.48 | 178.7 | 178.8 | 179.3 | 179.7 | 180.4 | 181.1 | 181.2 | 180.3 | 178.5 | 175.8 | 168.6 | 4.39 | 0.76 | 4.35 | 4.39 | 17.31% | 181.115 | 4.4997 | 0.10189 | 4.5528 | 0.98833 | 4.3388 | 133.51 | 128.06
2012-06-23 06:50 | 4.4 | 4.41 | 4.44 | 4.33 | 4.21 | 4.11 | 4.11 | 4.2 | 4.23 | 4.1 | 188.4 | 188.3 | 187.8 | 187 | 186.1 | 185.9 | 186.3 | 186.6 | 186.8 | 187.2 | 174.6 | 4.06 | 0.9 | 3.68 | 3.52 | 22.17% | 185.96 | 4.2274 | 0 | 4.11 | 1.0286 | 4.1759 | 97.54 | 110.62
2012-06-23 07:00 | 4.26 | 4.24 | 4.19 | 4.14 | 4.09 | 4.02 | 4.03 | 4.06 | 4.07 | 4.01 | 196.9 | 196.7 | 196.1 | 197.1 | 198.3 | 198.9 | 199.4 | 199.9 | 199.9 | 199.4 | 178.2 | 4.1 | 0.81 | 3.68 | 3.29 | 19.76% | 198.975 | 4.0843 | -0.022959 | 4.0214 | 1.0156 | 4.1641 | 101.9 | 108.44
2012-06-23 07:10 | 5.03 | 5.03 | 5.03 | 4.94 | 4.89 | 4.82 | 4.79 | 4.78 | 4.66 | 4.48 | 183.9 | 184.4 | 184.5 | 184.3 | 184.6 | 184.5 | 183.9 | 183.2 | 183.2 | 185.5 | 169 | 4.66 | 0.9 | 4.54 | 4.24 | 19.31% | 184.41 | 4.831 | 0.057696 | 4.8157 | 1.0032 | 4.6748 | 162.94 | 164.03
2012-06-23 07:20 | 5.13 | 5.16 | 5.16 | 5.15 | 5.16 | 5.17 | 5.16 | 5.13 | 5.1 | 4.97 | 182.3 | 182.7 | 182.1 | 181.9 | 181.7 | 181.5 | 181.2 | 181.6 | 182 | 183.4 | 170 | 5.14 | 0.85 | 4.93 | 4.56 | 16.54% | 181.455 | 5.1386 | 0.017892 | 5.1686 | 0.99421 | 5.1102 | 222.68 | 217.82
2012-06-23 07:30 | 4.7 | 4.71 | 4.62 | 4.47 | 4.43 | 4.46 | 4.54 | 4.57 | 4.47 | 4.32 | 178.2 | 178.9 | 179.7 | 180.5 | 181.3 | 181.9 | 180.4 | 177.9 | 176.4 | 176.5 | 169.8 | 4.52 | 0.7 | 4.36 | 4.15 | 15.49% | 181.675 | 4.5005 | -0.16429 | 4.4714 | 1.0065 | 4.5495 | 147.68 | 150.95
2012-06-23 07:40 | 4.31 | 4.26 | 4.27 | 4.28 | 4.25 | 4.18 | 4.16 | 4.2 | 4.24 | 4.24 | 165.4 | 164.7 | 164.5 | 165.4 | 166.6 | 167 | 166.1 | 164.4 | 163.6 | 164.4 | 152.8 | 4.33 | 0.87 | 4.27 | 4.24 | 20.09% | 166.865 | 4.2236 | 0.044321 | 4.1771 | 1.0111 | 4.3782 | 126.97 | 132.42
2012-06-23 07:50 | 4.82 | 4.84 | 4.87 | 4.8 | 4.64 | 4.47 | 4.39 | 4.34 | 4.31 | 4.16 | 159.1 | 159.3 | 158.2 | 157.8 | 158.6 | 159.8 | 160.3 | 159.6 | 157.5 | 155.5 | 143.6 | 4.71 | 1.05 | 4.7 | 4.07 | 22.29% | 159.875 | 4.5357 | 0.16688 | 4.4584 | 1.0173 | 4.7917 | 168.39 | 177.11
2012-06-23 08:00 | 5.9 | 5.98 | 6.08 | 5.98 | 5.79 | 5.62 | 5.52 | 5.47 | 5.38 | 5.11 | 140.8 | 140.7 | 140.9 | 140.8 | 140.4 | 140.1 | 140 | 139.9 | 140.7 | 142.8 | 140.7 | 5.62 | 1.1 | 5.59 | 5.02 | 19.57% | 140.085 | 5.672 | 0.16591 | 5.6056 | 1.0119 | 5.6866 | 300.44 | 311.78
2012-06-23 08:10 | 6.5 | 6.5 | 6.47 | 6.46 | 6.43 | 6.39 | 6.33 | 6.32 | 6.32 | 6.26 | 158.6 | 158.4 | 158.5 | 158.9 | 158.8 | 158.5 | 157.9 | 156.6 | 154.7 | 151.9 | 148.5 | 6.28 | 1.17 | 6.29 | 6.02 | 18.63% | 158.41 | 6.3807 | 0.08718 | 6.3814 | 0.99989 | 6.2793 | 425.28 | 425.28
2012-06-23 08:20 | 5.62 | 5.55 | 5.49 | 5.51 | 5.6 | 5.68 | 5.72 | 5.69 | 5.64 | 5.57 | 143.1 | 142.8 | 142.6 | 142.9 | 143 | 143.2 | 144.2 | 145.3 | 145.7 | 147.1 | 143.7 | 5.4 | 1.2 | 5.54 | 5.67 | 22.22% | 143.35 | 5.6179 | -0.064849 | 5.6857 | 0.98807 | 5.3356 | 264.8 | 255.08
2012-06-23 09:40 | 6.03 | 6.02 | 5.97 | 5.93 | 5.85 | 5.76 | 5.72 | 5.76 | 5.7 | 5.5 | 149.5 | 149.5 | 148.8 | 148.1 | 147.4 | 146.9 | 147 | 147.7 | 147.8 | 148.7 | 141.9 | 5.98 | 1.06 | 5.97 | 5.74 | 17.73% | 146.915 | 5.8013 | 0.064397 | 5.7543 | 1.0082 | 6.0289 | 358.76 | 368.78
2012-06-23 10:10 | 4.81 | 4.81 | 4.77 | 4.74 | 4.72 | 4.66 | 4.62 | 4.66 | 4.74 | 4.68 | 152 | 152.8 | 154 | 154.1 | 153.8 | 153.6 | 153.8 | 153.6 | 153 | 151.6 | 140.6 | 4.93 | 1.42 | 5.02 | 4.48 | 28.8% | 153.63 | 4.7027 | 0.079664 | 4.6542 | 1.0104 | 4.9813 | 192.37 | 197.82
2012-06-23 10:30 | 6.75 | 6.68 | 6.62 | 6.56 | 6.49 | 6.4 | 6.37 | 6.45 | 6.51 | 6.53 | 155.9 | 155.6 | 154.5 | 153 | 151.9 | 150.9 | 149.9 | 148.9 | 148.1 | 147.4 | 142.2 | 6.78 | 1.42 | 6.79 | 6.16 | 20.94% | 150.75 | 6.4866 | 0.043419 | 6.3957 | 1.0142 | 6.8764 | 538.28 | 560.88
2012-06-23 10:40 | 7.44 | 7.36 | 7.25 | 7.12 | 7 | 6.9 | 6.79 | 6.6 | 6.4 | 6.19 | 149.7 | 149.5 | 149.3 | 148.9 | 148 | 147.3 | 146.9 | 146 | 144.8 | 145.6 | 141.1 | 7.11 | 1.47 | 7.04 | 6.13 | 20.68% | 147.24 | 6.8536 | 0.14851 | 6.8841 | 0.99556 | 7.0784 | 621.11 | 612.08
2012-06-23 10:50 | 7.66 | 7.62 | 7.53 | 7.47 | 7.47 | 7.53 | 7.57 | 7.56 | 7.55 | 7.5 | 151.8 | 151.8 | 152.3 | 153.3 | 154.4 | 154.5 | 153.5 | 152.1 | 150.9 | 150.1 | 144.2 | 7.48 | 1.21 | 7.62 | 7.11 | 16.18% | 154.35 | 7.5246 | -0.048959 | 7.5357 | 0.99853 | 7.469 | 732.48 | 729.47
2012-06-23 11:00 | 7.69 | 7.64 | 7.47 | 7.31 | 7.16 | 7 | 6.93 | 6.9 | 6.74 | 6.35 | 151.5 | 151.4 | 151.7 | 152.1 | 151.9 | 151.3 | 151.2 | 151.1 | 150.5 | 149.7 | 143.9 | 7.33 | 1.83 | 7.31 | 6.27 | 24.97% | 151.285 | 7.0595 | 0.092875 | 6.9899 | 1.0099 | 7.4029 | 687.33 | 708.4
2012-06-23 11:10 | 7.51 | 7.41 | 7.22 | 7.14 | 7.1 | 7 | 6.8 | 6.63 | 6.56 | 6.38 | 165.8 | 165.8 | 166.2 | 166.1 | 165.6 | 164.8 | 164.4 | 164.4 | 164.8 | 165.9 | 152.6 | 6.54 | 1.32 | 6.51 | 6.2 | 20.18% | 164.74 | 6.9176 | 0.26787 | 6.971 | 0.99234 | 6.4899 | 484.04 | 472.74
2012-06-23 11:20 | 7.51 | 7.43 | 7.31 | 7.21 | 7.05 | 6.88 | 6.79 | 6.7 | 6.52 | 6.27 | 146.2 | 146 | 145.3 | 144.6 | 144.6 | 144.7 | 144.3 | 144.4 | 144.7 | 144.2 | 140.1 | 7.09 | 1.71 | 7.1 | 6.53 | 24.12% | 144.64 | 6.9119 | 0.12168 | 6.867 | 1.0065 | 7.1363 | 615.09 | 630.14
2012-06-23 11:40 | 7.04 | 7.07 | 7.12 | 7.19 | 7.23 | 7.19 | 7.15 | 7.04 | 6.81 | 6.42 | 152.1 | 152.2 | 151.9 | 151.3 | 151 | 150.8 | 150.9 | 151.2 | 151.9 | 152.8 | 140.4 | 7.36 | 1.1 | 7.4 | 6.29 | 14.95% | 150.815 | 7.0728 | 0.051554 | 7.1843 | 0.98448 | 7.2458 | 696.36 | 663.25
2012-06-23 12:00 | 8.07 | 8.05 | 7.96 | 7.81 | 7.68 | 7.71 | 7.73 | 7.61 | 7.4 | 7.09 | 157.4 | 156.6 | 155.4 | 154.9 | 155.1 | 154.8 | 153.8 | 152.8 | 152.5 | 153.9 | 147.8 | 7.41 | 1.15 | 7.49 | 6.73 | 15.52% | 154.65 | 7.6809 | -0.02394 | 7.7129 | 0.99585 | 7.3793 | 711.41 | 702.38
2012-06-23 12:20 | 6.09 | 6.08 | 6.06 | 5.96 | 5.85 | 5.73 | 5.61 | 5.55 | 5.64 | 5.62 | 155 | 154.9 | 153.7 | 153.1 | 152.9 | 152 | 150.9 | 151 | 151.9 | 154 | 144.8 | 6.3 | 1.91 | 6.18 | 5.62 | 30.32% | 151.835 | 5.7714 | 0.19558 | 5.7127 | 1.0103 | 6.3648 | 429.8 | 443.36
2012-06-23 12:40 | 5.72 | 5.69 | 5.6 | 5.53 | 5.46 | 5.33 | 5.14 | 4.97 | 4.95 | 4.99 | 152.4 | 152 | 151.4 | 150.8 | 150.1 | 149.6 | 149.9 | 150.3 | 149.5 | 147.8 | 155.5 | 5.07 | 1.46 | 4.91 | 4.76 | 28.8% | 149.645 | 5.2879 | 0.33543 | 5.3024 | 0.99727 | 5.0562 | 211.34 | 209.72
2012-06-23 12:50 | 6.89 | 6.8 | 6.63 | 6.54 | 6.55 | 6.53 | 6.53 | 6.54 | 6.47 | 6.25 | 179.9 | 179.7 | 180.5 | 181.3 | 180.9 | 180.1 | 178.9 | 178 | 177.6 | 177.2 | 168.3 | 6.6 | 1.21 | 6.49 | 5.88 | 18.33% | 179.92 | 6.5351 | 0 | 6.53 | 1.0008 | 6.6051 | 497.6 | 499.86
2012-06-23 13:00 | 7.27 | 7.19 | 7.05 | 6.87 | 6.73 | 6.59 | 6.45 | 6.28 | 6.13 | 6.06 | 171.4 | 171.3 | 171.4 | 171.5 | 170.6 | 169.4 | 168.5 | 167.7 | 167.3 | 168.9 | 160.9 | 6.76 | 1.19 | 6.54 | 5.84 | 17.6% | 169.265 | 6.5852 | 0.19843 | 6.5698 | 1.0024 | 6.7759 | 533.76 | 538.28
2012-06-23 13:10 | 7.49 | 7.4 | 7.2 | 7.09 | 7.07 | 7.02 | 6.9 | 6.8 | 6.78 | 6.65 | 160.4 | 160.3 | 160.5 | 161.5 | 162.1 | 161.8 | 161.5 | 161.4 | 161.7 | 161.8 | 154.9 | 6.6 | 1.11 | 6.59 | 6.45 | 16.82% | 161.755 | 6.9803 | 0.15933 | 7.0027 | 0.9968 | 6.5789 | 497.6 | 493.08
2012-06-23 13:20 | 7.01 | 6.92 | 6.79 | 6.67 | 6.57 | 6.46 | 6.4 | 6.43 | 6.41 | 6.14 | 159.9 | 159.6 | 158.8 | 158.6 | 158.5 | 157.3 | 156.2 | 155.9 | 155.9 | 154.3 | 155.5 | 6.16 | 1.18 | 6.11 | 5.93 | 19.16% | 157.135 | 6.5234 | 0.086231 | 6.4514 | 1.0112 | 6.2288 | 398.16 | 413.98
2012-06-23 13:30 | 7 | 6.98 | 6.87 | 6.68 | 6.46 | 6.24 | 6.13 | 6.06 | 5.93 | 5.77 | 173.5 | 173.8 | 173.3 | 172.9 | 172.9 | 172.6 | 172.4 | 171.8 | 171.3 | 171.9 | 161.9 | 6.25 | 1.13 | 6.11 | 5.85 | 18.08% | 172.57 | 6.3382 | 0.16435 | 6.2241 | 1.0183 | 6.3645 | 418.5 | 443.36
2012-06-23 13:40 | 5.86 | 5.91 | 5.95 | 5.9 | 5.8 | 5.67 | 5.55 | 5.46 | 5.32 | 5.08 | 180.4 | 180.7 | 181.4 | 181.5 | 180.9 | 181.3 | 181.5 | 181.3 | 180.8 | 178.6 | 172.5 | 5.63 | 1.09 | 5.27 | 4.84 | 19.36% | 181.33 | 5.6457 | 0.19768 | 5.6526 | 0.99878 | 5.6231 | 302.06 | 300.44
2012-06-23 13:50 | 6.4 | 6.39 | 6.46 | 6.53 | 6.51 | 6.46 | 6.36 | 6.21 | 6.06 | 5.81 | 185.1 | 185.1 | 185.2 | 185.8 | 185.8 | 185.1 | 184.8 | 185.1 | 185.9 | 185.9 | 177.2 | 6.35 | 0.97 | 5.84 | 5.28 | 15.28% | 185.055 | 6.3456 | 0.14417 | 6.4456 | 0.98449 | 6.2515 | 441.1 | 418.5
2012-06-23 14:00 | 5.84 | 5.77 | 5.65 | 5.53 | 5.38 | 5.2 | 5.06 | 4.98 | 4.97 | 4.79 | 169.6 | 169.3 | 168.9 | 168.6 | 167.5 | 166.4 | 166.6 | 168.1 | 168.9 | 170.2 | 163 | 4.88 | 0.88 | 4.76 | 4.41 | 18.03% | 166.43 | 5.2504 | 0.25221 | 5.1797 | 1.0136 | 4.9466 | 186.92 | 194.55
2012-06-23 14:10 | 5.47 | 5.41 | 5.27 | 5.15 | 5.05 | 4.91 | 4.78 | 4.7 | 4.62 | 4.31 | 167.7 | 167.5 | 166.4 | 165.4 | 163.8 | 162 | 160.4 | 158.9 | 158.7 | 159 | 159.8 | 4.74 | 1.1 | 4.53 | 4.17 | 23.21% | 161.76 | 4.912 | 0.24797 | 4.8912 | 1.0043 | 4.7602 | 171.66 | 173.84
2012-06-23 14:20 | 5.72 | 5.67 | 5.59 | 5.54 | 5.5 | 5.46 | 5.42 | 5.34 | 5.25 | 5.09 | 200.9 | 200.9 | 200.6 | 200.2 | 199.8 | 199.3 | 199.4 | 199.6 | 199.1 | 198.5 | 193.4 | 5.38 | 0.74 | 4.62 | 4.5 | 13.75% | 199.315 | 5.4337 | 0.067949 | 5.4543 | 0.99623 | 5.3597 | 261.56 | 258.32
2012-06-23 14:30 | 5.31 | 5.25 | 5.16 | 5.02 | 4.86 | 4.77 | 4.7 | 4.6 | 4.45 | 4.27 | 185.5 | 185.4 | 184.7 | 184.2 | 184.1 | 184.2 | 183.9 | 183.1 | 182.7 | 183.7 | 172.7 | 4.96 | 0.75 | 4.58 | 4.07 | 15.12% | 184.155 | 4.7891 | 0.13662 | 4.7599 | 1.0061 | 4.9904 | 195.64 | 198.91
2012-06-23 14:40 | 4.36 | 4.3 | 4.18 | 4.03 | 3.9 | 3.89 | 3.92 | 3.91 | 3.85 | 3.71 | 188.6 | 189.4 | 189.9 | 189.7 | 190.2 | 189.9 | 188.9 | 187.8 | 187.5 | 186.9 | 174.5 | 3.82 | 0.85 | 3.47 | 3.53 | 22.25% | 189.75 | 3.953 | -0.070994 | 3.8943 | 1.0151 | 3.8776 | 74.62 | 80.08
2012-06-23 14:50 | 5.52 | 5.52 | 5.54 | 5.52 | 5.48 | 5.43 | 5.39 | 5.33 | 5.34 | 5.24 | 209.3 | 208.7 | 207.9 | 206.6 | 205.5 | 204.5 | 204.4 | 205.6 | 206.7 | 208.6 | 196.6 | 5.01 | 0.77 | 4.27 | 4.35 | 15.37% | 204.485 | 5.4209 | 0.068326 | 5.4243 | 0.99938 | 5.0069 | 201.62 | 201.62
2012-06-23 15:00 | 4.45 | 4.41 | 4.38 | 4.48 | 4.59 | 4.6 | 4.57 | 4.56 | 4.54 | 4.54 | 207.1 | 207.1 | 208 | 209.8 | 210.6 | 210.9 | 211 | 210.5 | 210.8 | 212.1 | 194.9 | 4.31 | 0.83 | 3.71 | 3.78 | 19.26% | 210.915 | 4.5322 | 0.060465 | 4.5957 | 0.98619 | 4.2505 | 124.79 | 118.25
2012-06-23 15:10 | 4.85 | 4.83 | 4.8 | 4.78 | 4.73 | 4.62 | 4.54 | 4.47 | 4.38 | 4.33 | 198.6 | 198.5 | 197.8 | 197.2 | 197.1 | 196.8 | 196.6 | 196.9 | 197.3 | 195.8 | 185.3 | 4.49 | 1.03 | 3.87 | 3.57 | 22.94% | 196.77 | 4.6112 | 0.16142 | 4.6085 | 1.0006 | 4.4927 | 144.41 | 144.41
2012-06-23 15:20 | 5.12 | 5.07 | 5.01 | 4.97 | 4.95 | 4.94 | 4.86 | 4.76 | 4.65 | 4.51 | 198.9 | 198.7 | 198.5 | 198.6 | 198.8 | 199.2 | 199.2 | 198.2 | 197.4 | 196.7 | 192.7 | 4.75 | 0.97 | 3.95 | 3.79 | 20.42% | 199.2 | 4.8673 | 0.15088 | 4.9285 | 0.98759 | 4.6911 | 172.75 | 166.21
2012-06-23 15:30 | 4.25 | 4.22 | 4.2 | 4.15 | 4.12 | 4.08 | 4 | 3.97 | 3.98 | 3.92 | 204.8 | 205.1 | 205.3 | 204.9 | 204.9 | 205.6 | 206.2 | 206.9 | 207.8 | 208.4 | 194.2 | 4.04 | 0.7 | 3.35 | 3.17 | 17.33% | 205.69 | 4.0673 | 0.183 | 4.0684 | 0.99973 | 4.0389 | 95.36 | 95.36
2012-06-23 15:40 | 4.8 | 4.76 | 4.71 | 4.65 | 4.58 | 4.47 | 4.4 | 4.39 | 4.33 | 4.23 | 201.9 | 202.1 | 202.6 | 202.8 | 202.1 | 201.5 | 201.6 | 202.3 | 202.5 | 201.8 | 193.2 | 4.38 | 0.68 | 3.72 | 3.48 | 15.53% | 201.515 | 4.4988 | 0.14586 | 4.4599 | 1.0087 | 4.4182 | 132.42 | 136.78
2012-06-23 15:50 | 4.62 | 4.61 | 4.69 | 4.81 | 4.86 | 4.82 | 4.75 | 4.72 | 4.68 | 4.54 | 215.5 | 215 | 214.8 | 214.5 | 214.8 | 214.8 | 214.4 | 214.7 | 215.2 | 216.1 | 204.5 | 4.31 | 1.14 | 3.72 | 4.08 | 26.45% | 214.74 | 4.747 | 0.13519 | 4.8099 | 0.98693 | 4.2537 | 124.79 | 118.25
2012-06-23 16:10 | 4.02 | 3.98 | 3.96 | 3.9 | 3.86 | 3.76 | 3.66 | 3.59 | 3.52 | 3.42 | 183.4 | 184.1 | 185.3 | 185.3 | 186.8 | 187.6 | 187.4 | 187.6 | 188.1 | 187.7 | 174.3 | 3.78 | 0.71 | 3.6 | 3.2 | 18.78% | 187.57 | 3.7429 | 0.2491 | 3.7455 | 0.99931 | 3.7774 | 70.98 | 70.98
2012-06-23 16:20 | 4.23 | 4.18 | 4.13 | 4.1 | 4.08 | 4.07 | 4.07 | 4.05 | 3.99 | 3.85 | 184.2 | 183.9 | 184.2 | 184.4 | 184.6 | 184.3 | 184.3 | 184.3 | 184 | 182.3 | 170.8 | 3.99 | 0.69 | 3.87 | 3.58 | 17.29% | 184.3 | 4.0628 | 0 | 4.07 | 0.99823 | 3.9829 | 90.09 | 89.18
2012-06-23 16:30 | 2.37 | 2.37 | 2.35 | 2.38 | 2.39 | 2.4 | 2.37 | 2.32 | 2.35 | 2.33 | 190.1 | 190.1 | 190.6 | 191.4 | 191.5 | 191.3 | 191.7 | 191.2 | 191.2 | 193.2 | 177.1 | 2.42 | 0.52 | 2.16 | 2.08 | 21.49% | 191.36 | 2.3652 | 0.11624 | 2.3957 | 0.98729 | 2.3892 | 0 | 0
2012-06-23 16:40 | 2.19 | 2.11 | 1.99 | 1.88 | 1.84 | 1.88 | 1.92 | 1.92 | 1.91 | 1.76 | 184.2 | 184.6 | 186.3 | 188.2 | 188.5 | 188.8 | 188.2 | 188.3 | 189 | 189.1 | 182 | 2.07 | 0.57 | 1.82 | 1.85 | 27.54% | 188.71 | 1.9069 | -0.19455 | 1.8857 | 1.0112 | 2.0933 | 0 | 0
2012-06-23 16:50 | 2.41 | 2.38 | 2.39 | 2.37 | 2.33 | 2.29 | 2.22 | 2.21 | 2.24 | 2.28 | 188.9 | 189.6 | 191.3 | 192.1 | 192.2 | 191.5 | 189.6 | 188.4 | 186.5 | 182.4 | 184.5 | 2.48 | 0.65 | 2.15 | 2.15 | 26.21% | 191.215 | 2.2916 | 0.28688 | 2.2798 | 1.0051 | 2.4928 | 0 | 0
2012-06-23 17:10 | 2.34 | 2.28 | 2.16 | 2.08 | 2.06 | 2.05 | 2.03 | 1.98 | 1.93 | 1.9 | 183.3 | 183.8 | 186.4 | 188.1 | 187.8 | 187 | 186.2 | 185.7 | 186.5 | 183.3 | 172.7 | 2.15 | 0.75 | 1.94 | 1.81 | 34.88% | 186.88 | 2.045 | 0.090599 | 2.0471 | 0.99894 | 2.1477 | 0 | 0
2012-06-23 17:20 | 1.8 | 1.8 | 1.8 | 1.8 | 1.77 | 1.79 | 1.8 | 1.78 | 1.8 | 1.79 | 186.1 | 186.2 | 188.4 | 191.2 | 193.5 | 194.4 | 194.7 | 195.2 | 196.2 | 197.6 | 179.3 | 1.91 | 0.49 | 1.76 | 1.6 | 25.65% | 194.445 | 1.7889 | -0.051482 | 1.7914 | 0.99859 | 1.9073 | 0 | 0
2012-06-23 17:30 | 2.06 | 2.04 | 2.02 | 1.99 | 1.99 | 1.96 | 1.96 | 1.98 | 1.95 | 1.91 | 205.6 | 205.1 | 204.5 | 206.5 | 207.3 | 207.5 | 207.7 | 208.7 | 210.1 | 209.5 | 188.8 | 1.81 | 0.34 | 1.58 | 1.71 | 18.78% | 207.53 | 1.9759 | 0 | 1.96 | 1.0081 | 1.8247 | 0 | 0
2012-06-23 17:40 | 2.06 | 2.02 | 1.96 | 1.92 | 1.92 | 1.9 | 1.93 | 1.94 | 1.95 | 1.97 | 201 | 199.6 | 197.5 | 198.7 | 199.4 | 201.2 | 203.1 | 205.2 | 208.5 | 211.5 | 185.3 | 1.89 | 0.57 | 1.77 | 1.66 | 30.16% | 201.485 | 1.9317 | -0.14477 | 1.9043 | 1.0144 | 1.9172 | 0 | 0
2012-06-23 17:50 | 2.24 | 2.27 | 2.26 | 2.19 | 2.16 | 2.17 | 2.16 | 2.11 | 2.07 | 2 | 188.5 | 189.8 | 191.6 | 192.9 | 193.7 | 193.1 | 192.3 | 190.7 | 189.5 | 190.6 | 183.9 | 2.16 | 0.48 | 2.06 | 1.8 | 22.22% | 192.98 | 2.1548 | 0.042684 | 2.1686 | 0.99366 | 2.1463 | 0 | 0
2012-06-23 18:00 | 2.73 | 2.72 | 2.69 | 2.62 | 2.59 | 2.57 | 2.56 | 2.53 | 2.44 | 2.23 | 194 | 194.2 | 194.3 | 192.8 | 192.6 | 194 | 195.9 | 197.2 | 198 | 196.2 | 177.8 | 2.59 | 0.47 | 2.46 | 2.02 | 18.15% | 194.285 | 2.5596 | 0.036027 | 2.5686 | 0.99652 | 2.581 | 0 | 0
2012-06-23 18:10 | 2.28 | 2.22 | 2.12 | 2.07 | 2.03 | 1.98 | 1.93 | 1.88 | 1.87 | 1.89 | 192.9 | 192.4 | 192.6 | 192.7 | 192.5 | 191.3 | 190.5 | 190.1 | 189.7 | 186.7 | 178 | 1.95 | 0.55 | 1.72 | 1.87 | 28.21% | 191.18 | 1.9888 | 0.23636 | 1.9728 | 1.0081 | 1.9659 | 0 | 0
2012-06-23 18:20 | 2.81 | 2.78 | 2.69 | 2.65 | 2.63 | 2.63 | 2.63 | 2.63 | 2.63 | 2.61 | 166.3 | 166.3 | 167.3 | 169.6 | 171 | 173 | 174.8 | 176.2 | 177 | 177.9 | 157.4 | 2.84 | 0.26 | 2.8 | 2.58 | 9.155% | 173.27 | 2.6399 | 0 | 2.63 | 1.0037 | 2.8506 | 0 | 0
2012-06-23 18:30 | 3.25 | 3.2 | 3.13 | 3.05 | 2.96 | 2.89 | 2.89 | 2.87 | 2.82 | 2.7 | 160 | 160 | 160.1 | 160 | 159.7 | 159.1 | 159.1 | 158.2 | 157.3 | 157.3 | 148.9 | 3.01 | 0.27 | 3.03 | 2.7 | 8.97% | 159.1 | 2.9412 | 0 | 2.89 | 1.0177 | 3.0633 | 0.91 | 5.46
2012-06-23 18:40 | 3.58 | 3.52 | 3.41 | 3.32 | 3.24 | 3.14 | 3.05 | 2.98 | 2.92 | 2.81 | 157.3 | 157.1 | 156 | 155.3 | 154.6 | 154 | 153.4 | 152.2 | 150.5 | 148 | 144.7 | 3.28 | 0.33 | 3.25 | 2.72 | 10.06% | 153.91 | 3.1514 | 0.26874 | 3.1269 | 1.0078 | 3.3057 | 25.48 | 28.21
2012-06-23 18:50 | 3.84 | 3.73 | 3.55 | 3.41 | 3.34 | 3.31 | 3.25 | 3.21 | 3.18 | 3.04 | 159.3 | 159.1 | 159.2 | 158.1 | 158.3 | 157.9 | 157.8 | 156.2 | 153.8 | 150.5 | 148.6 | 3.41 | 0.38 | 3.34 | 2.87 | 11.14% | 157.885 | 3.323 | 0.16905 | 3.3013 | 1.0066 | 3.4324 | 37.31 | 39.13
2012-06-23 19:00 | 4.38 | 4.25 | 4 | 3.83 | 3.74 | 3.64 | 3.55 | 3.5 | 3.47 | 3.4 | 163.2 | 162.1 | 159.5 | 159.1 | 159.4 | 160.2 | 160.6 | 161.2 | 161.4 | 159.9 | 149.9 | 3.73 | 0.61 | 3.71 | 3.45 | 16.35% | 160.26 | 3.6893 | 0.23136 | 3.627 | 1.0172 | 3.7941 | 66.43 | 71.89
2012-06-23 19:10 | 5.13 | 5.03 | 4.88 | 4.83 | 4.79 | 4.73 | 4.67 | 4.61 | 4.5 | 4.34 | 151.4 | 150.9 | 150.5 | 151.2 | 151.1 | 150.4 | 150.3 | 151 | 151.7 | 153.7 | 144.4 | 4.35 | 0.85 | 4.39 | 4.03 | 19.54% | 150.385 | 4.7104 | 0.11797 | 4.7214 | 0.99767 | 4.3399 | 129.15 | 128.06
2012-06-23 19:20 | 4.81 | 4.77 | 4.75 | 4.66 | 4.54 | 4.47 | 4.39 | 4.29 | 4.22 | 4.14 | 151 | 150.1 | 149.6 | 149.3 | 149.5 | 150 | 149.3 | 148.8 | 148.7 | 147.8 | 145.4 | 4.25 | 0.65 | 4.19 | 3.79 | 15.29% | 149.895 | 4.469 | 0.16688 | 4.4584 | 1.0024 | 4.26 | 118.25 | 119.34
2012-06-23 19:30 | 4.75 | 4.66 | 4.53 | 4.47 | 4.41 | 4.37 | 4.34 | 4.28 | 4.17 | 4 | 154.1 | 153.1 | 152.1 | 151.8 | 151.7 | 150.8 | 150.2 | 150.3 | 150.6 | 150.7 | 145.4 | 4.21 | 0.6 | 4.18 | 3.78 | 14.25% | 150.71 | 4.3608 | 0.063658 | 4.3657 | 0.99888 | 4.2053 | 113.89 | 113.89
2012-06-23 19:40 | 5.03 | 4.95 | 4.8 | 4.66 | 4.54 | 4.44 | 4.36 | 4.28 | 4.2 | 4.13 | 154.9 | 154.5 | 154.4 | 154.2 | 154.3 | 154.6 | 154.5 | 154.2 | 153.9 | 152.9 | 147.8 | 4.29 | 0.7 | 4.24 | 3.82 | 16.32% | 154.585 | 4.473 | 0.16802 | 4.4284 | 1.0101 | 4.3331 | 122.61 | 126.97
2012-06-23 19:50 | 5.77 | 5.67 | 5.51 | 5.46 | 5.38 | 5.24 | 5.11 | 5.03 | 4.95 | 4.77 | 153.5 | 152.8 | 152.5 | 152.1 | 152.4 | 152.8 | 152.2 | 151.7 | 151.5 | 150.8 | 144.3 | 5.15 | 0.67 | 5.07 | 4.48 | 13.01% | 152.71 | 5.2365 | 0.23215 | 5.2212 | 1.0029 | 5.1652 | 224.3 | 227.54
2012-06-23 20:00 | 6.44 | 6.38 | 6.29 | 6.17 | 6.03 | 5.95 | 5.85 | 5.71 | 5.57 | 5.34 | 153.8 | 153.2 | 151.8 | 151.1 | 150.6 | 150.6 | 150.3 | 150.2 | 150.2 | 149.9 | 143.4 | 5.92 | 0.78 | 5.93 | 5.16 | 13.18% | 150.555 | 5.9281 | 0.15663 | 5.9356 | 0.99875 | 5.9126 | 349.04 | 347.42
2012-06-23 20:10 | 6.68 | 6.52 | 6.34 | 6.16 | 6.02 | 5.86 | 5.68 | 5.51 | 5.35 | 5.19 | 157.7 | 157.8 | 157.4 | 156.7 | 155.9 | 155 | 154.4 | 154 | 154.1 | 154.9 | 149.1 | 5.75 | 1.19 | 5.76 | 5.13 | 20.7% | 154.91 | 5.8481 | 0.2883 | 5.8339 | 1.0024 | 5.7641 | 321.5 | 323.12
2012-06-23 20:20 | 7.01 | 6.84 | 6.58 | 6.27 | 5.94 | 5.62 | 5.38 | 5.3 | 5.28 | 5.13 | 173.7 | 173.6 | 173.1 | 172.4 | 172.1 | 171.8 | 171.3 | 170.3 | 169.6 | 169.2 | 161.8 | 4.96 | 0.88 | 4.84 | 5.14 | 17.74% | 171.725 | 5.7987 | 0.40331 | 5.585 | 1.0383 | 5.1498 | 195.64 | 224.3
2012-06-23 20:30 | 7.44 | 7.22 | 6.76 | 6.45 | 6.12 | 5.78 | 5.56 | 5.48 | 5.51 | 5.47 | 176 | 175.8 | 175.2 | 175.2 | 175.6 | 175.8 | 175.7 | 174.9 | 174.5 | 175 | 162.3 | 5.21 | 0.92 | 5.13 | 5.52 | 17.66% | 175.785 | 6.0014 | 0.3586 | 5.748 | 1.0441 | 5.4398 | 234.02 | 271.28
2012-06-23 20:40 | 8.71 | 8.49 | 8.07 | 7.63 | 7.29 | 7.04 | 6.88 | 6.8 | 6.77 | 6.55 | 178.5 | 178.3 | 178 | 178.3 | 178.6 | 179.1 | 179 | 178.7 | 178.6 | 177.6 | 165 | 6.93 | 1.77 | 6.76 | 6.58 | 25.54% | 179.085 | 7.2426 | 0.21245 | 7.0168 | 1.0322 | 7.153 | 572.18 | 633.15
2012-06-23 20:50 | 9.97 | 9.82 | 9.52 | 9.24 | 8.93 | 8.6 | 8.31 | 8.11 | 7.92 | 7.42 | 184.1 | 183.4 | 182.3 | 181.8 | 181.8 | 182 | 181.3 | 179.8 | 178.7 | 178.1 | 170.9 | 9.05 | 0.77 | 8.69 | 6.8 | 8.508% | 181.895 | 8.664 | 0.31699 | 8.5578 | 1.0124 | 9.1623 | 1275.05 | 1316.96
2012-06-23 21:00 | 10.53 | 10.45 | 10.2 | 9.96 | 9.79 | 9.58 | 9.27 | 8.88 | 8.46 | 7.74 | 187.1 | 186.6 | 186.4 | 186.6 | 186 | 184.5 | 183.2 | 182.1 | 181.2 | 179.8 | 174.5 | 9.78 | 0.52 | 9.49 | 6.74 | 5.317% | 184.305 | 9.4274 | 0.30397 | 9.535 | 0.98872 | 9.6696 | 1553.18 | 1511.27
2012-06-23 21:10 | 10.31 | 10.17 | 9.93 | 9.74 | 9.53 | 9.33 | 9.12 | 8.86 | 8.56 | 7.89 | 189.2 | 188.7 | 187.8 | 187.2 | 186.9 | 186.8 | 186.5 | 185.8 | 184.9 | 183.9 | 176.8 | 9.63 | 0.64 | 9.12 | 6.87 | 6.646% | 186.755 | 9.2742 | 0.21037 | 9.2996 | 0.99726 | 9.6036 | 1496.03 | 1484.6
2012-06-23 21:20 | 9.32 | 9.14 | 8.81 | 8.62 | 8.64 | 8.61 | 8.4 | 8.14 | 7.88 | 7.34 | 191.9 | 191.4 | 190.4 | 189.4 | 189.2 | 188.9 | 188.4 | 188 | 187.6 | 186.4 | 179.9 | 9.1 | 0.69 | 8.08 | 6.61 | 7.582% | 188.825 | 8.4271 | 0.22818 | 8.5796 | 0.98222 | 8.9382 | 1294.1 | 1233.98
2012-06-23 21:30 | 8.93 | 8.78 | 8.6 | 8.4 | 8.29 | 8.26 | 8.17 | 8.01 | 7.76 | 7.15 | 192.4 | 191.7 | 190.8 | 190.3 | 190.2 | 189.8 | 188.6 | 187.2 | 186.3 | 185.7 | 179.8 | 8.78 | 0.67 | 7.91 | 6.24 | 7.631% | 189.62 | 8.1835 | 0.10124 | 8.247 | 0.9923 | 8.7124 | 1175.26 | 1149.57
2012-06-23 21:40 | 8.35 | 8.09 | 7.85 | 7.66 | 7.6 | 7.6 | 7.68 | 7.78 | 7.66 | 7.07 | 193.1 | 192.7 | 191.9 | 190.9 | 190.1 | 189.1 | 188 | 187.2 | 186.4 | 185.9 | 180.3 | 8.45 | 0.69 | 7.68 | 6.14 | 8.166% | 188.935 | 7.6699 | -0.096765 | 7.6114 | 1.0077 | 8.515 | 1054.15 | 1076.17
2012-06-23 21:50 | 8.06 | 7.91 | 7.65 | 7.4 | 7.3 | 7.27 | 7.28 | 7.3 | 7.15 | 6.62 | 191.7 | 191.1 | 190.7 | 190.4 | 190.3 | 190.1 | 189.3 | 188 | 186.6 | 184.6 | 180.4 | 8.16 | 0.61 | 7.24 | 5.83 | 7.475% | 189.98 | 7.3189 | -0.012702 | 7.2714 | 1.0065 | 8.2133 | 947.72 | 966.07
2012-06-23 22:00 | 7.52 | 7.41 | 7.2 | 7.04 | 7.04 | 7.11 | 7.18 | 7.15 | 7.01 | 6.59 | 194.3 | 193.9 | 193.5 | 192.4 | 191.3 | 190.4 | 189.8 | 189.1 | 187.9 | 186.2 | 181.7 | 7.76 | 0.79 | 6.98 | 5.95 | 10.18% | 190.31 | 7.0885 | -0.090535 | 7.12 | 0.99558 | 7.7257 | 816.76 | 807.73
2012-06-23 22:10 | 8.07 | 7.94 | 7.7 | 7.52 | 7.45 | 7.4 | 7.36 | 7.25 | 7.02 | 6.37 | 191.8 | 191.4 | 190.2 | 188.9 | 187.6 | 187 | 186.8 | 186.4 | 185.8 | 184.5 | 178.3 | 7.7 | 0.53 | 7.29 | 5.59 | 6.883% | 186.97 | 7.3589 | 0.050087 | 7.3943 | 0.99521 | 7.6631 | 798.7 | 786.66
2012-06-23 22:20 | 8.11 | 8.03 | 7.89 | 7.7 | 7.57 | 7.42 | 7.28 | 7.18 | 6.99 | 6.4 | 189.2 | 189.1 | 188.7 | 188.1 | 187.4 | 186.2 | 184.6 | 183.5 | 183 | 181.5 | 174.1 | 7.76 | 0.48 | 7.61 | 5.98 | 6.186% | 185.96 | 7.4047 | 0.17602 | 7.3998 | 1.0007 | 7.7652 | 816.76 | 819.77
2012-06-23 22:30 | 8.01 | 7.93 | 7.88 | 7.79 | 7.68 | 7.58 | 7.46 | 7.28 | 7.08 | 6.6 | 189.2 | 188.4 | 187.4 | 186.8 | 186.3 | 185.5 | 184.7 | 183.6 | 182 | 180.4 | 175.9 | 7.87 | 0.33 | 7.64 | 6.06 | 4.193% | 185.38 | 7.5046 | 0.14747 | 7.5627 | 0.99232 | 7.8096 | 849.87 | 831.81
2012-06-23 22:40 | 8.49 | 8.42 | 8.28 | 8.07 | 7.89 | 7.7 | 7.6 | 7.5 | 7.36 | 6.8 | 189.1 | 188.6 | 187.4 | 187 | 186.8 | 185.8 | 184.6 | 183.2 | 181.3 | 178.4 | 173.9 | 8 | 0.31 | 7.97 | 6.28 | 3.875% | 185.62 | 7.7444 | 0.1208 | 7.6856 | 1.0077 | 8.0612 | 889 | 911.02
2012-06-23 22:50 | 8.84 | 8.71 | 8.46 | 8.23 | 8.01 | 7.75 | 7.5 | 7.21 | 7 | 6.76 | 191.4 | 190.6 | 189 | 187.4 | 186.3 | 185.5 | 184.9 | 183.7 | 181.6 | 178.3 | 174 | 8.1 | 0.3 | 8 | 6.2 | 3.704% | 185.41 | 7.7378 | 0.30301 | 7.7137 | 1.0031 | 8.1253 | 925.7 | 936.71
2012-06-23 23:00 | 8.54 | 8.35 | 8.09 | 7.88 | 7.67 | 7.47 | 7.29 | 7.09 | 6.97 | 6.75 | 189.6 | 189.1 | 188.6 | 188 | 187 | 186.3 | 185.3 | 183.9 | 182.3 | 179 | 171.4 | 7.97 | 0.48 | 7.75 | 6.58 | 6.023% | 186.15 | 7.4932 | 0.2254 | 7.4439 | 1.0066 | 8.0227 | 879.97 | 896.34
2012-06-23 23:10 | 8.79 | 8.62 | 8.36 | 8.06 | 7.75 | 7.48 | 7.24 | 7.03 | 6.97 | 6.8 | 190 | 189.1 | 187.5 | 187.3 | 187.7 | 187.5 | 186 | 184.6 | 182.2 | 178.8 | 171.5 | 7.89 | 0.48 | 7.73 | 6.55 | 6.084% | 187.275 | 7.5678 | 0.30136 | 7.4451 | 1.0165 | 8.02 | 855.89 | 896.34
2012-06-23 23:20 | 8.03 | 7.85 | 7.6 | 7.43 | 7.35 | 7.26 | 7.12 | 6.99 | 6.8 | 6.48 | 192.3 | 191.9 | 190.7 | 189.3 | 188 | 186.8 | 185.6 | 183.9 | 182.2 | 180.2 | 177.2 | 7.46 | 0.35 | 7.17 | 5.83 | 4.692% | 186.62 | 7.2039 | 0.17994 | 7.2398 | 0.99505 | 7.423 | 726.46 | 714.42
2012-06-23 23:30 | 7.13 | 6.93 | 6.64 | 6.53 | 6.45 | 6.47 | 6.48 | 6.46 | 6.39 | 6.03 | 195 | 194.2 | 193.3 | 192.6 | 191.4 | 189.5 | 187.6 | 186.3 | 184.7 | 182.8 | 180.5 | 6.76 | 0.62 | 6.21 | 5.63 | 9.172% | 189.215 | 6.4733 | -0.014272 | 6.4714 | 1.0003 | 6.7619 | 533.76 | 533.76
2012-06-23 23:40 | 6.91 | 6.79 | 6.52 | 6.28 | 6.14 | 6.08 | 6.07 | 6.1 | 6.19 | 6.01 | 196.7 | 195.6 | 193.5 | 192.2 | 191.2 | 190.2 | 188.5 | 187 | 185.1 | 181.8 | 182.6 | 6.16 | 0.55 | 5.6 | 5.54 | 8.929% | 189.945 | 6.1977 | 0.015211 | 6.0786 | 1.0196 | 6.2807 | 398.16 | 425.28
2012-06-23 23:50 | 6.83 | 6.74 | 6.61 | 6.56 | 6.56 | 6.56 | 6.57 | 6.52 | 6.44 | 6.04 | 196.8 | 195.5 | 193.4 | 191.7 | 190.8 | 189.9 | 189.1 | 187.6 | 185.5 | 181.3 | 179.8 | 6.76 | 0.68 | 6.41 | 5.59 | 10.06% | 189.78 | 6.5201 | -0.014076 | 6.5614 | 0.99369 | 6.7174 | 533.76 | 524.72
2012-06-24 | 6.56 | 6.5 | 6.35 | 6.14 | 5.88 | 5.65 | 5.55 | 5.59 | 5.71 | 5.66 | 203.8 | 202.8 | 200.2 | 198.7 | 197.6 | 196.2 | 194.2 | 191.5 | 189.4 | 186 | 186.8 | 5.45 | 0.57 | 4.64 | 5.3 | 10.46% | 195.9 | 5.8377 | 0.16502 | 5.6356 | 1.0359 | 5.6455 | 272.9 | 305.3
2012-06-24 00:10 | 6.43 | 6.35 | 6.14 | 5.93 | 5.7 | 5.39 | 5.15 | 4.98 | 4.89 | 4.95 | 206.5 | 206 | 204.5 | 202.2 | 200.4 | 198.2 | 196.2 | 194.3 | 191.8 | 187.6 | 188.6 | 5.1 | 0.51 | 4.12 | 4.99 | 10% | 197.9 | 5.4662 | 0.42091 | 5.3549 | 1.0208 | 5.206 | 216.2 | 234.02
2012-06-24 00:20 | 6.26 | 6.32 | 6.25 | 6.04 | 5.77 | 5.43 | 5.17 | 4.9 | 4.72 | 4.65 | 205.7 | 205.3 | 204.5 | 203.6 | 202.2 | 200.8 | 198.9 | 196 | 193.1 | 189.2 | 192.1 | 5.15 | 0.57 | 3.99 | 4.55 | 11.07% | 200.515 | 5.4815 | 0.45342 | 5.392 | 1.0166 | 5.2355 | 224.3 | 238.88
2012-06-24 00:30 | 5.86 | 5.92 | 5.89 | 5.66 | 5.28 | 4.88 | 4.55 | 4.3 | 4.15 | 4.21 | 202.8 | 202.5 | 201.1 | 199.8 | 199.4 | 198.5 | 196.3 | 193.3 | 190.2 | 186 | 188.6 | 4.67 | 0.65 | 3.72 | 4.48 | 13.92% | 198.17 | 5.0004 | 0.64704 | 4.8313 | 1.035 | 4.8335 | 164.03 | 181.47
2012-06-24 00:40 | 5.26 | 5.26 | 5.1 | 4.84 | 4.56 | 4.3 | 4.11 | 3.95 | 3.93 | 4.2 | 199.8 | 199.2 | 197.8 | 195.7 | 194.3 | 193 | 192.2 | 191.4 | 189.5 | 185.9 | 183.9 | 4.26 | 0.38 | 3.63 | 4.5 | 8.92% | 192.88 | 4.4371 | 0.41762 | 4.2722 | 1.0386 | 4.4244 | 119.34 | 136.78
2012-06-24 00:50 | 5.02 | 4.96 | 4.77 | 4.53 | 4.27 | 4.12 | 4.01 | 4.03 | 4.2 | 4.58 | 197.9 | 197.4 | 196.6 | 196.6 | 196 | 194.7 | 193.7 | 192.8 | 190.4 | 187 | 186.8 | 4.08 | 0.56 | 3.38 | 4.7 | 13.73% | 194.55 | 4.3179 | 0.25008 | 4.1041 | 1.0521 | 4.2926 | 99.72 | 122.61
2012-06-24 01:00 | 5.84 | 5.86 | 5.92 | 5.95 | 5.99 | 6.06 | 6.11 | 6.16 | 6.15 | 6.09 | 198.4 | 196.7 | 193.7 | 191.3 | 189.4 | 187.1 | 185.5 | 184.4 | 183.4 | 180.7 | 178.9 | 6.23 | 0.66 | 5.88 | 5.83 | 10.59% | 186.86 | 6.0326 | -0.075933 | 6.0671 | 0.99432 | 6.1946 | 413.98 | 404.94
2012-06-24 01:10 | 6.06 | 6 | 5.93 | 5.88 | 5.86 | 5.84 | 5.84 | 5.83 | 5.83 | 5.8 | 201.7 | 200.8 | 198.5 | 195.4 | 192.3 | 190.4 | 188.8 | 187 | 185.5 | 182.9 | 180.3 | 5.8 | 0.56 | 5.46 | 5.67 | 9.655% | 190.16 | 5.8387 | 0 | 5.84 | 0.99977 | 5.7987 | 329.6 | 329.6
2012-06-24 01:20 | 6.31 | 6.28 | 6.22 | 6.15 | 6.13 | 6.13 | 6.17 | 6.19 | 6.24 | 6.29 | 199.3 | 197.6 | 194.2 | 190.7 | 188.2 | 186.4 | 185.5 | 184.6 | 183.4 | 181 | 177.2 | 6.19 | 0.16 | 6.13 | 6.07 | 2.585% | 186.265 | 6.1676 | -0.060104 | 6.1357 | 1.0052 | 6.2221 | 404.94 | 411.72
2012-06-24 01:30 | 6.27 | 6.21 | 6.2 | 6.19 | 6.24 | 6.3 | 6.34 | 6.36 | 6.35 | 6.22 | 196.8 | 195.3 | 192.3 | 190.1 | 188.5 | 186.8 | 185.2 | 183.5 | 181.8 | 179.3 | 176.6 | 6.42 | 0.39 | 6.22 | 5.93 | 6.075% | 186.56 | 6.265 | -0.058487 | 6.3057 | 0.99354 | 6.3786 | 456.92 | 447.88
2012-06-24 01:40 | 5.93 | 5.92 | 5.89 | 5.96 | 6.06 | 6.04 | 5.96 | 5.89 | 5.81 | 5.67 | 197.2 | 195.2 | 191.7 | 189.5 | 188.3 | 187.1 | 186.1 | 185.5 | 184.7 | 181.2 | 176.9 | 6.01 | 0.47 | 5.78 | 5.42 | 7.82% | 186.95 | 5.9258 | 0.12321 | 6.0285 | 0.98297 | 5.9076 | 364.26 | 347.42
2012-06-24 01:50 | 5.56 | 5.54 | 5.56 | 5.59 | 5.6 | 5.6 | 5.51 | 5.47 | 5.47 | 5.42 | 198.3 | 196.8 | 194.1 | 192.1 | 190.6 | 188.8 | 186.8 | 185 | 182.5 | 180.7 | 175.8 | 5.7 | 0.42 | 5.46 | 5.08 | 7.368% | 188.5 | 5.5216 | 0.14972 | 5.587 | 0.98829 | 5.6332 | 313.4 | 302.06
2012-06-24 02:00 | 5.95 | 5.9 | 5.76 | 5.62 | 5.58 | 5.6 | 5.65 | 5.79 | 5.89 | 5.97 | 200.4 | 198.9 | 196.7 | 194 | 191.6 | 190.2 | 188.9 | 187.4 | 185.2 | 181.8 | 180.3 | 5.8 | 0.59 | 5.4 | 5.83 | 10.17% | 190.005 | 5.7049 | -0.082143 | 5.6071 | 1.0174 | 5.9012 | 329.6 | 345.8
2012-06-24 02:10 | 5.87 | 5.94 | 6 | 5.93 | 5.85 | 5.86 | 5.91 | 5.91 | 5.87 | 5.67 | 196.7 | 195.7 | 194 | 191.8 | 190 | 187.4 | 185 | 183.1 | 181.2 | 177.8 | 174 | 5.96 | 0.62 | 5.74 | 5.41 | 10.4% | 187.04 | 5.8694 | -0.078514 | 5.8671 | 1.0004 | 5.9623 | 355.52 | 355.52
2012-06-24 02:20 | 4.94 | 4.99 | 5.1 | 5.23 | 5.36 | 5.45 | 5.53 | 5.64 | 5.71 | 5.89 | 202.5 | 201.7 | 198.9 | 196.3 | 193.6 | 190.5 | 188.4 | 186.4 | 184.4 | 181.5 | 181.1 | 5.52 | 0.53 | 5.08 | 5.76 | 9.601% | 190.185 | 5.4318 | -0.13466 | 5.4614 | 0.99457 | 5.49 | 284.24 | 279.38
2012-06-24 02:30 | 5.39 | 5.49 | 5.59 | 5.61 | 5.68 | 5.72 | 5.71 | 5.77 | 5.84 | 5.89 | 200.1 | 199.1 | 196.6 | 194.3 | 191.6 | 188.8 | 186.9 | 185.5 | 183.7 | 180.3 | 178.3 | 5.73 | 0.7 | 5.33 | 5.89 | 12.22% | 188.515 | 5.6867 | 0.01617 | 5.7186 | 0.99443 | 5.6981 | 318.26 | 313.4
2012-06-24 02:40 | 5.8 | 5.83 | 5.92 | 5.93 | 5.88 | 5.87 | 5.92 | 6.05 | 6.07 | 5.9 | 200.5 | 198.6 | 195.3 | 191.5 | 188.9 | 187.2 | 185.8 | 184.9 | 183.7 | 181 | 175.6 | 6.03 | 0.56 | 5.92 | 5.59 | 9.287% | 186.99 | 5.9228 | -0.07838 | 5.8771 | 1.0078 | 6.0768 | 368.78 | 380.08
2012-06-24 02:50 | 5.04 | 5.01 | 5 | 5.06 | 5.21 | 5.41 | 5.51 | 5.58 | 5.64 | 5.41 | 204.8 | 203.1 | 199.6 | 195.8 | 193.2 | 190.3 | 188.8 | 187.4 | 185.3 | 182.6 | 181.6 | 5.39 | 0.51 | 5.06 | 4.93 | 9.462% | 190.075 | 5.3335 | -0.16925 | 5.4242 | 0.98328 | 5.2999 | 263.18 | 248.6
2012-06-24 03:00 | 4.91 | 4.92 | 4.95 | 4.91 | 4.85 | 4.82 | 4.91 | 5.07 | 5.31 | 5.45 | 202.8 | 202.5 | 200.6 | 198.5 | 196 | 192.7 | 190.6 | 189.5 | 187.7 | 182.6 | 184.7 | 4.53 | 0.51 | 4.08 | 5.46 | 11.26% | 192.385 | 4.98 | -0.17096 | 4.8328 | 1.0305 | 4.668 | 148.77 | 164.03
2012-06-24 03:10 | 5.65 | 5.65 | 5.57 | 5.41 | 5.27 | 5.26 | 5.29 | 5.43 | 5.68 | 5.84 | 199.6 | 199.1 | 197.1 | 195.3 | 193.6 | 191.5 | 190.3 | 189.3 | 187.4 | 185 | 185 | 5.1 | 0.53 | 4.52 | 5.62 | 10.39% | 191.32 | 5.4345 | -0.052556 | 5.2643 | 1.0323 | 5.2649 | 216.2 | 242.12
2012-06-24 03:20 | 4.91 | 5.06 | 5.24 | 5.38 | 5.38 | 5.32 | 5.21 | 5.08 | 4.92 | 4.93 | 204.4 | 204.5 | 203.8 | 202.7 | 201.1 | 199.7 | 198.2 | 196.3 | 194.1 | 190.4 | 191.6 | 4.96 | 0.51 | 3.96 | 4.59 | 10.28% | 199.475 | 5.1911 | 0.19308 | 5.3041 | 0.9787 | 4.8544 | 195.64 | 183.65
2012-06-24 03:30 | 3.73 | 3.9 | 4.22 | 4.43 | 4.59 | 4.64 | 4.59 | 4.44 | 4.36 | 4.38 | 203.3 | 202.9 | 202.7 | 201.7 | 200.5 | 200 | 199.1 | 197.2 | 194.5 | 189.8 | 191.4 | 4.48 | 0.49 | 3.55 | 4.2 | 10.94% | 199.865 | 4.4463 | 0.10012 | 4.6328 | 0.95974 | 4.2997 | 143.32 | 123.7
2012-06-24 03:40 | 2.7 | 2.79 | 3.04 | 3.34 | 3.62 | 3.77 | 3.74 | 3.6 | 3.51 | 3.63 | 201.1 | 200.8 | 200.5 | 200.5 | 200.1 | 199.6 | 198.8 | 197 | 195.1 | 193.1 | 192.1 | 3.68 | 0.45 | 2.93 | 3.51 | 12.23% | 199.48 | 3.525 | 0.07383 | 3.7657 | 0.93609 | 3.4448 | 61.88 | 40.04
2012-06-24 03:50 | 2.41 | 2.45 | 2.52 | 2.61 | 2.71 | 2.79 | 2.83 | 2.81 | 2.81 | 2.76 | 195.9 | 194.8 | 192.6 | 192.3 | 191.4 | 190.8 | 189.6 | 187 | 183.2 | 176.6 | 183.2 | 2.75 | 0.53 | 2.5 | 2.71 | 19.27% | 190.62 | 2.7186 | -0.13155 | 2.7957 | 0.97244 | 2.6742 | 0 | 0
2012-06-24 04:00 | 2.95 | 3.06 | 3.23 | 3.34 | 3.45 | 3.54 | 3.54 | 3.49 | 3.36 | 3.05 | 190.5 | 190.1 | 189.1 | 188.6 | 186.6 | 183.9 | 182.1 | 180.2 | 177.1 | 172.5 | 174.8 | 3.54 | 0.4 | 3.3 | 2.4 | 11.3% | 183.63 | 3.3894 | 0 | 3.54 | 0.95745 | 3.3894 | 49.14 | 35.49
2012-06-24 04:10 | 2.41 | 2.57 | 2.96 | 3.26 | 3.41 | 3.41 | 3.42 | 3.43 | 3.54 | 3.81 | 198 | 198.8 | 200.2 | 200.6 | 200.5 | 198.7 | 196.4 | 194.2 | 191.6 | 186.8 | 189.1 | 3.27 | 0.27 | 2.64 | 3.65 | 8.257% | 198.355 | 3.3554 | -0.02706 | 3.4114 | 0.98356 | 3.2162 | 24.57 | 20.02
2012-06-24 04:20 | 1.88 | 1.97 | 2.22 | 2.46 | 2.62 | 2.72 | 2.79 | 2.94 | 3.08 | 3.34 | 194.4 | 196.3 | 196.9 | 197.7 | 197 | 196.3 | 194.5 | 192.6 | 189 | 183.4 | 187.6 | 2.89 | 0.28 | 2.36 | 3.17 | 9.689% | 196.03 | 2.7326 | -0.23481 | 2.7299 | 1.001 | 2.8928 | 0 | 0
2012-06-24 04:30 | 2.46 | 2.51 | 2.48 | 2.4 | 2.38 | 2.43 | 2.5 | 2.54 | 2.62 | 2.56 | 193.8 | 193.1 | 190.5 | 187.7 | 186 | 184.4 | 182.3 | 180.3 | 177.5 | 173.2 | 183 | 2.66 | 0.51 | 2.37 | 2.32 | 19.17% | 184.085 | 2.4766 | -0.26244 | 2.4399 | 1.015 | 2.7 | 0 | 0
2012-06-24 04:40 | 1.69 | 1.71 | 1.72 | 1.76 | 1.78 | 1.8 | 1.83 | 1.86 | 1.95 | 2.05 | 195.9 | 195.8 | 196.6 | 198.6 | 198.5 | 199 | 199.5 | 201.3 | 203 | 202.5 | 187.4 | 1.85 | 0.58 | 1.68 | 1.71 | 31.35% | 199.075 | 1.8273 | -0.15275 | 1.8043 | 1.0128 | 1.8736 | 0 | 0
2012-06-24 04:50 | 1.6 | 1.64 | 1.66 | 1.7 | 1.78 | 1.85 | 1.89 | 1.9 | 1.93 | 2.12 | 204.2 | 204.1 | 204.8 | 205.2 | 205.4 | 205.5 | 207.2 | 208.3 | 209.1 | 212 | 188.8 | 1.91 | 0.41 | 1.57 | 1.9 | 21.47% | 205.755 | 1.8352 | -0.19768 | 1.8557 | 0.98896 | 1.8889 | 0 | 0
2012-06-24 05:00 | 2.44 | 2.4 | 2.4 | 2.38 | 2.38 | 2.4 | 2.46 | 2.46 | 2.53 | 2.65 | 185 | 186.1 | 186.7 | 186.7 | 186.4 | 186.5 | 187.5 | 187.9 | 189.7 | 193.9 | 174.6 | 2.59 | 0.35 | 2.42 | 2.37 | 13.51% | 186.65 | 2.441 | -0.22818 | 2.4085 | 1.0135 | 2.625 | 0 | 0
2012-06-24 05:10 | 1.8 | 1.79 | 1.8 | 1.81 | 1.83 | 1.87 | 1.88 | 1.9 | 1.94 | 1.93 | 165.9 | 167.1 | 168.8 | 168.5 | 169.4 | 171.5 | 173.5 | 176.5 | 177.4 | 179.3 | 162.9 | 2.03 | 0.55 | 1.94 | 1.78 | 27.09% | 171.8 | 1.8608 | -0.049285 | 1.8714 | 0.99435 | 2.0185 | 0 | 0
2012-06-24 05:20 | 1.87 | 1.83 | 1.72 | 1.74 | 1.75 | 1.74 | 1.73 | 1.79 | 1.87 | 1.88 | 171 | 171.3 | 174 | 177.4 | 180.4 | 182.4 | 182.6 | 183.2 | 184.7 | 187.2 | 170.7 | 1.93 | 0.34 | 1.8 | 1.73 | 17.62% | 182.43 | 1.7697 | 0.053262 | 1.7386 | 1.0179 | 1.9646 | 0 | 0
2012-06-24 05:30 | 2.28 | 2.36 | 2.41 | 2.42 | 2.46 | 2.49 | 2.51 | 2.51 | 2.49 | 2.4 | 167.6 | 169.7 | 172.9 | 176.9 | 178.9 | 181.1 | 182.1 | 183.1 | 184.2 | 189.2 | 168.9 | 2.66 | 0.39 | 2.5 | 2.22 | 14.66% | 181.25 | 2.4571 | -0.073928 | 2.4929 | 0.98565 | 2.6218 | 0 | 0
2012-06-24 05:40 | 2.89 | 2.94 | 3.04 | 3.11 | 3.14 | 3.16 | 3.19 | 3.21 | 3.25 | 3.33 | 170.9 | 172.4 | 175.4 | 178.7 | 179.9 | 181.2 | 181.5 | 181.3 | 180.9 | 182.7 | 172.4 | 3.4 | 0.59 | 3.29 | 3.15 | 17.35% | 181.245 | 3.1586 | -0.087317 | 3.1643 | 0.9982 | 3.3939 | 36.4 | 35.49
2012-06-24 05:50 | 4.09 | 4.08 | 4.08 | 4.12 | 4.19 | 4.23 | 4.29 | 4.31 | 4.34 | 4.41 | 187.6 | 188 | 189 | 189.2 | 189.6 | 189.8 | 189.6 | 190.1 | 190.8 | 190.3 | 177.8 | 4.34 | 0.4 | 4.05 | 4.01 | 9.217% | 189.77 | 4.2331 | -0.13016 | 4.2385 | 0.99872 | 4.3345 | 128.06 | 126.97
2012-06-24 06:00 | 3.83 | 3.79 | 3.77 | 3.76 | 3.79 | 3.81 | 3.84 | 3.9 | 3.91 | 4.01 | 183.8 | 183.4 | 183.2 | 183.2 | 183 | 183.8 | 184.7 | 185.1 | 185.6 | 185.6 | 180.2 | 4.2 | 0.44 | 3.82 | 3.9 | 10.48% | 183.935 | 3.8359 | -0.072479 | 3.8143 | 1.0057 | 4.2238 | 112.8 | 114.98
2012-06-24 06:10 | 3.27 | 3.24 | 3.24 | 3.25 | 3.3 | 3.3 | 3.33 | 3.37 | 3.37 | 3.47 | 184.7 | 184.6 | 185 | 186 | 185.8 | 184.6 | 183.9 | 182.9 | 182.7 | 183 | 178.6 | 3.48 | 0.44 | 3.25 | 3.39 | 12.64% | 184.495 | 3.3164 | -0.083629 | 3.3043 | 1.0037 | 3.4928 | 43.68 | 44.59
2012-06-24 06:20 | 2.86 | 2.87 | 2.86 | 2.91 | 2.98 | 3.1 | 3.17 | 3.29 | 3.4 | 3.48 | 172.3 | 174.9 | 179.9 | 184.1 | 186.3 | 187.4 | 188 | 187.9 | 187.6 | 186.9 | 166.6 | 3.28 | 0.51 | 3.26 | 3.41 | 15.55% | 187.49 | 3.1254 | -0.20635 | 3.1099 | 1.005 | 3.2963 | 25.48 | 27.3
2012-06-24 06:30 | 2.8 | 2.73 | 2.68 | 2.72 | 2.74 | 2.72 | 2.74 | 2.82 | 2.83 | 2.78 | 154.5 | 156 | 159.1 | 160.9 | 162.7 | 165.3 | 166.7 | 169.1 | 171.5 | 174 | 160.1 | 2.64 | 0.36 | 2.67 | 2.82 | 13.64% | 165.51 | 2.7438 | -0.0677 | 2.7229 | 1.0077 | 2.6603 | 0 | 0
2012-06-24 06:40 | 2.56 | 2.55 | 2.58 | 2.63 | 2.63 | 2.68 | 2.72 | 2.73 | 2.75 | 2.89 | 156.9 | 158.9 | 163.3 | 168.9 | 171.2 | 174.2 | 178.2 | 181 | 183.5 | 186.1 | 160.2 | 2.73 | 0.45 | 2.84 | 2.69 | 16.48% | 174.8 | 2.6634 | -0.13691 | 2.6857 | 0.99169 | 2.7073 | 0 | 0
2012-06-24 06:50 | 2.07 | 2.11 | 2.04 | 2.04 | 2.05 | 2.08 | 2.17 | 2.28 | 2.28 | 2.39 | 160.3 | 161.3 | 164.3 | 169 | 172.5 | 176.1 | 179.7 | 183.6 | 185.4 | 186.1 | 154.4 | 2.32 | 0.45 | 2.34 | 2.34 | 19.4% | 176.64 | 2.1357 | -0.39144 | 2.0927 | 1.0206 | 2.3677 | 0 | 0
2012-06-24 07:00 | 2.33 | 2.33 | 2.32 | 2.32 | 2.23 | 2.16 | 2.07 | 2.05 | 2.05 | 2 | 171.3 | 170.3 | 169 | 167.5 | 166.7 | 164.6 | 164.8 | 165.9 | 167.5 | 176 | 166.2 | 2.05 | 0.4 | 1.91 | 1.92 | 19.51% | 164.63 | 2.1662 | 0.39329 | 2.1469 | 1.009 | 2.0685 | 0 | 0
2012-06-24 07:10 | 3.81 | 3.75 | 3.61 | 3.33 | 3.21 | 3.13 | 3.09 | 3.05 | 2.97 | 2.83 | 163.5 | 163.5 | 161.5 | 159.9 | 160.4 | 161.6 | 164.6 | 167.5 | 169.7 | 172.2 | 158.3 | 3.37 | 0.92 | 3.25 | 2.64 | 27.3% | 162.05 | 3.2005 | 0.11886 | 3.1242 | 1.0244 | 3.4522 | 33.67 | 40.95
2012-06-24 07:20 | 3.81 | 3.81 | 3.72 | 3.61 | 3.62 | 3.62 | 3.58 | 3.43 | 3.3 | 3.4 | 167.2 | 166.6 | 165.9 | 165.4 | 164.8 | 164.1 | 163.5 | 162.5 | 162 | 161.9 | 164.2 | 3.37 | 0.68 | 3.35 | 3.35 | 20.18% | 164.01 | 3.5587 | 0.10268 | 3.6142 | 0.98463 | 3.3182 | 33.67 | 29.12
2012-06-24 07:30 | 4.06 | 4.06 | 3.91 | 3.82 | 3.76 | 3.76 | 3.76 | 3.7 | 3.62 | 3.63 | 186.9 | 186.7 | 186.6 | 186.1 | 185.9 | 186.6 | 187 | 186.9 | 186.4 | 186.1 | 174.1 | 3.87 | 0.59 | 3.63 | 3.31 | 15.25% | 186.66 | 3.7668 | 0 | 3.76 | 1.0018 | 3.877 | 79.17 | 80.08
2012-06-24 07:40 | 3.67 | 3.7 | 3.71 | 3.63 | 3.56 | 3.55 | 3.6 | 3.63 | 3.64 | 3.6 | 181.3 | 180.8 | 181.4 | 181.3 | 181.8 | 182.8 | 184.3 | 185.6 | 187.1 | 187.7 | 174.4 | 3.55 | 0.45 | 3.34 | 3.15 | 12.68% | 183.025 | 3.6137 | -0.12925 | 3.5571 | 1.0159 | 3.6065 | 50.05 | 55.51
2012-06-24 07:50 | 4.44 | 4.54 | 4.64 | 4.7 | 4.72 | 4.69 | 4.59 | 4.5 | 4.42 | 4.26 | 178.7 | 179.1 | 180.2 | 180.9 | 182.2 | 182.7 | 183.5 | 183.7 | 184.4 | 185 | 174.7 | 4.44 | 0.74 | 4.17 | 3.92 | 16.67% | 182.82 | 4.5887 | 0.19917 | 4.6755 | 0.98143 | 4.3576 | 138.96 | 130.24
2012-06-24 08:00 | 4.94 | 4.9 | 4.91 | 4.96 | 5.04 | 5.1 | 5.08 | 5.08 | 5.07 | 5.13 | 184.2 | 184.4 | 185.1 | 185.8 | 186.6 | 187.6 | 188.2 | 187.9 | 187.9 | 186.8 | 173.4 | 5.08 | 0.74 | 4.94 | 4.73 | 14.57% | 187.69 | 5.0377 | 0.03631 | 5.0971 | 0.98835 | 5.0208 | 212.96 | 203.24
2012-06-24 08:10 | 5.57 | 5.55 | 5.46 | 5.39 | 5.28 | 5.15 | 5.09 | 5.01 | 4.92 | 4.9 | 186.2 | 185.3 | 184.4 | 183.6 | 183.2 | 182.6 | 183 | 183.7 | 184.5 | 183.2 | 170 | 5.09 | 0.58 | 4.98 | 4.61 | 11.39% | 182.66 | 5.1846 | 0.10829 | 5.1414 | 1.0084 | 5.1328 | 214.58 | 221.06
2012-06-24 08:20 | 4.72 | 4.73 | 4.74 | 4.74 | 4.71 | 4.65 | 4.54 | 4.42 | 4.38 | 4.28 | 185.4 | 185.1 | 184.8 | 185 | 184.8 | 183.7 | 182.6 | 181.9 | 181.3 | 181.3 | 176.3 | 4.58 | 0.57 | 4.33 | 3.99 | 12.45% | 183.535 | 4.5863 | 0.22123 | 4.6341 | 0.98968 | 4.5327 | 154.22 | 148.77
2012-06-24 08:30 | 4.22 | 4.17 | 4.12 | 4.16 | 4.17 | 4.08 | 3.99 | 3.95 | 3.95 | 3.88 | 190.1 | 191.1 | 192.1 | 192.3 | 192.2 | 193.1 | 194 | 194.5 | 194.4 | 195.2 | 183.4 | 4.13 | 0.68 | 3.69 | 3.33 | 16.46% | 193.235 | 4.0554 | 0.20613 | 4.067 | 0.99714 | 4.1182 | 105.17 | 104.08
2012-06-24 08:40 | 5.13 | 5.1 | 5.02 | 4.97 | 4.91 | 4.79 | 4.72 | 4.72 | 4.71 | 4.64 | 180.4 | 181.1 | 182.3 | 182.4 | 182.4 | 181.9 | 181.9 | 182.7 | 183.6 | 184.9 | 176.9 | 4.72 | 0.7 | 4.31 | 4.39 | 14.83% | 181.9 | 4.8325 | 0.13604 | 4.7799 | 1.011 | 4.7719 | 169.48 | 174.93
2012-06-24 08:50 | 4.72 | 4.69 | 4.64 | 4.56 | 4.51 | 4.45 | 4.41 | 4.35 | 4.38 | 4.43 | 176.6 | 177 | 177.6 | 177.4 | 177.2 | 178.5 | 180 | 180.5 | 180.7 | 179.6 | 166.6 | 4.42 | 0.87 | 4.29 | 4.19 | 19.68% | 178.725 | 4.4746 | 0.083441 | 4.4442 | 1.0068 | 4.4502 | 136.78 | 140.05
2012-06-24 09:00 | 4.91 | 4.92 | 4.86 | 4.69 | 4.59 | 4.53 | 4.54 | 4.57 | 4.58 | 4.46 | 167 | 167.9 | 168.7 | 169.2 | 168.1 | 168 | 168.8 | 169.2 | 169.9 | 171.4 | 158.4 | 4.39 | 0.74 | 4.4 | 4.03 | 16.86% | 168.12 | 4.6215 | -0.020377 | 4.5314 | 1.0199 | 4.4772 | 133.51 | 143.32
2012-06-24 09:10 | 5.27 | 5.21 | 5.16 | 5.02 | 4.87 | 4.67 | 4.59 | 4.61 | 4.65 | 4.72 | 165.1 | 164 | 162.5 | 161.7 | 161.2 | 160.5 | 159.7 | 159.4 | 159.1 | 158.4 | 152.2 | 4.41 | 0.66 | 4.43 | 4.56 | 14.97% | 160.38 | 4.8044 | 0.15968 | 4.6585 | 1.0313 | 4.5481 | 135.69 | 150.95
2012-06-24 09:20 | 3.96 | 3.94 | 3.88 | 3.8 | 3.76 | 3.72 | 3.66 | 3.59 | 3.5 | 3.43 | 158.8 | 158.2 | 156.8 | 155.6 | 155.7 | 156.7 | 156.5 | 155.1 | 153.6 | 152.1 | 147.1 | 3.81 | 0.92 | 3.83 | 3.17 | 24.15% | 156.67 | 3.6964 | 0.15026 | 3.7113 | 0.99599 | 3.7947 | 73.71 | 71.89
2012-06-24 09:40 | 4.72 | 4.64 | 4.52 | 4.41 | 4.29 | 4.12 | 4 | 4 | 4.07 | 4.04 | 168.9 | 168.4 | 166.8 | 164.1 | 161.9 | 159.3 | 157.4 | 155.4 | 154.9 | 156.3 | 147.2 | 4.09 | 0.72 | 4.1 | 3.9 | 17.6% | 159.015 | 4.1971 | 0.27315 | 4.1026 | 1.023 | 4.1842 | 100.81 | 110.62
2012-06-24 09:50 | 4.37 | 4.35 | 4.32 | 4.29 | 4.25 | 4.15 | 4 | 3.9 | 3.83 | 3.76 | 160.3 | 161 | 161.3 | 162 | 162.1 | 161.7 | 161 | 160.6 | 161.5 | 160.2 | 157.1 | 4.26 | 0.98 | 4.13 | 3.69 | 23% | 161.595 | 4.1013 | 0.3402 | 4.1282 | 0.9935 | 4.2323 | 119.34 | 116.07
2012-06-24 10:00 | 5.28 | 5.22 | 5.18 | 5.14 | 5.03 | 4.95 | 4.93 | 4.87 | 4.79 | 4.79 | 152.9 | 152.8 | 153.6 | 153.7 | 152.9 | 151.8 | 151.8 | 151.2 | 150 | 151 | 152.7 | 4.74 | 0.72 | 4.66 | 4.45 | 15.19% | 151.8 | 4.9807 | 0.037413 | 4.9471 | 1.0068 | 4.7721 | 171.66 | 174.93
2012-06-24 10:10 | 4.82 | 4.77 | 4.76 | 4.73 | 4.58 | 4.6 | 4.7 | 4.71 | 4.61 | 4.42 | 179.4 | 179.4 | 178.1 | 176.5 | 175.7 | 174.1 | 172.6 | 171.6 | 170.9 | 171.4 | 167.1 | 4.72 | 0.83 | 4.55 | 4.12 | 17.58% | 173.875 | 4.654 | -0.19874 | 4.6142 | 1.0086 | 4.7607 | 169.48 | 173.84
2012-06-24 10:20 | 4.25 | 4.28 | 4.27 | 4.23 | 4.18 | 4.11 | 4.01 | 3.96 | 3.96 | 3.79 | 161.3 | 161 | 158.8 | 157.6 | 157.3 | 156.8 | 155.8 | 154.6 | 154.1 | 154.4 | 147.9 | 4.1 | 1.04 | 4.09 | 3.95 | 25.37% | 156.65 | 4.0915 | 0.22762 | 4.0955 | 0.99903 | 4.096 | 101.9 | 101.9
2012-06-24 10:40 | 5.14 | 5.1 | 5.04 | 4.95 | 4.8 | 4.68 | 4.57 | 4.47 | 4.54 | 4.74 | 160.5 | 160.9 | 161.7 | 160.9 | 160.7 | 161.2 | 161.4 | 160.7 | 160.2 | 160 | 143.7 | 5 | 1.38 | 5.03 | 4.82 | 27.6% | 161.23 | 4.7368 | 0.2198 | 4.6641 | 1.0156 | 5.0779 | 200 | 212.96
2012-06-24 12:00 | 5.62 | 5.55 | 5.38 | 5.3 | 5.2 | 5.08 | 5.05 | 5.08 | 5.08 | 4.96 | 151 | 150.9 | 151.1 | 151 | 150.3 | 149.2 | 148.4 | 147.6 | 146.5 | 146.7 | 141.3 | 5.45 | 1.04 | 5.4 | 4.77 | 19.08% | 149.08 | 5.1677 | 0.054735 | 5.0757 | 1.0181 | 5.5488 | 272.9 | 289.1
2012-06-24 12:30 | 5.65 | 5.68 | 5.77 | 5.81 | 5.78 | 5.77 | 5.75 | 5.7 | 5.64 | 5.6 | 158.5 | 158.1 | 157.4 | 157.3 | 156.8 | 157 | 157.7 | 157.6 | 155.9 | 153.5 | 144.6 | 5.8 | 1.01 | 5.8 | 5.49 | 17.41% | 157.105 | 5.7341 | 0.032087 | 5.7671 | 0.99428 | 5.7668 | 329.6 | 324.74
2012-06-24 12:40 | 5.05 | 5.04 | 5.06 | 5 | 4.91 | 4.88 | 4.87 | 4.82 | 4.66 | 4.37 | 150 | 150.2 | 150.9 | 152.8 | 154.8 | 156 | 157.1 | 158 | 158.2 | 155.1 | 140.2 | 4.79 | 1.03 | 4.81 | 4.22 | 21.5% | 156.165 | 4.8596 | 0.018956 | 4.8786 | 0.99612 | 4.7714 | 177.11 | 174.93
2012-06-24 15:30 | 3.58 | 3.55 | 3.52 | 3.41 | 3.29 | 3.16 | 3.06 | 3.03 | 3.04 | 2.99 | 160.3 | 159.8 | 159.1 | 156.2 | 154 | 153.1 | 153.9 | 154.6 | 154.6 | 154.9 | 148.2 | 3.21 | 0.7 | 3.18 | 3.12 | 21.81% | 153.22 | 3.2147 | 0.29716 | 3.1455 | 1.022 | 3.2806 | 19.11 | 25.48
2012-06-24 15:40 | 4.38 | 4.32 | 4.23 | 4.12 | 4.08 | 4.06 | 4.01 | 3.94 | 3.88 | 3.79 | 176.3 | 176.5 | 177.5 | 179.3 | 179 | 177.2 | 175.5 | 175.1 | 175.3 | 175.9 | 166.6 | 4.23 | 0.92 | 3.98 | 3.86 | 21.75% | 176.945 | 4.0422 | 0.11451 | 4.0528 | 0.99738 | 4.2189 | 116.07 | 114.98
2012-06-24 15:50 | 5.88 | 5.8 | 5.72 | 5.67 | 5.65 | 5.64 | 5.63 | 5.65 | 5.76 | 5.81 | 199.1 | 199.2 | 199.4 | 199.7 | 200.4 | 201.1 | 201.1 | 201.1 | 201.8 | 202.6 | 187.3 | 5.28 | 0.87 | 4.49 | 4.55 | 16.48% | 201.1 | 5.685 | 0.016399 | 5.6386 | 1.0082 | 5.3235 | 245.36 | 251.84
2012-06-24 16:00 | 6.35 | 6.34 | 6.28 | 6.14 | 6.02 | 5.93 | 5.79 | 5.67 | 5.57 | 5.42 | 189.2 | 189.4 | 189.8 | 190 | 190.2 | 189.7 | 189.9 | 190.5 | 191.2 | 193.8 | 181.4 | 6.03 | 0.79 | 5.37 | 4.62 | 13.1% | 189.73 | 5.9069 | 0.22078 | 5.9097 | 0.99952 | 6.0271 | 368.78 | 368.78
2012-06-24 16:10 | 6.13 | 6.1 | 6 | 5.9 | 5.73 | 5.61 | 5.58 | 5.52 | 5.44 | 5.34 | 188.8 | 188.8 | 188.6 | 188.5 | 188.9 | 188.5 | 188.1 | 188.2 | 188.6 | 188.6 | 179.5 | 5.96 | 0.67 | 5.39 | 4.72 | 11.24% | 188.44 | 5.6804 | 0.04955 | 5.6057 | 1.0133 | 6.0395 | 355.52 | 371.04
2012-06-24 16:20 | 5.8 | 5.71 | 5.54 | 5.37 | 5.17 | 4.99 | 4.95 | 5 | 5.07 | 5.04 | 189.2 | 189.3 | 188.8 | 188.6 | 187.9 | 186.9 | 187 | 187.4 | 187 | 185.4 | 181.7 | 5.4 | 0.77 | 4.78 | 4.72 | 14.26% | 186.915 | 5.1686 | 0.074375 | 4.9842 | 1.037 | 5.5998 | 264.8 | 297.2
2012-06-24 16:30 | 4.62 | 4.54 | 4.5 | 4.42 | 4.37 | 4.34 | 4.33 | 4.3 | 4.25 | 4.16 | 182.5 | 182.7 | 184.6 | 185.7 | 186.9 | 186.9 | 186.3 | 185.2 | 183.4 | 180.4 | 176.8 | 4.44 | 0.88 | 4.18 | 3.97 | 19.82% | 186.81 | 4.3503 | 0.021317 | 4.3386 | 1.0027 | 4.452 | 138.96 | 140.05
2012-06-24 16:40 | 4.94 | 4.83 | 4.71 | 4.69 | 4.62 | 4.54 | 4.51 | 4.51 | 4.48 | 4.27 | 178.5 | 178.2 | 178.2 | 178.2 | 178 | 178.5 | 179.1 | 179.2 | 178.9 | 179.1 | 174.4 | 4.56 | 0.84 | 4.32 | 3.94 | 18.42% | 178.59 | 4.5734 | 0.061266 | 4.5357 | 1.0083 | 4.5979 | 152.04 | 156.4
2012-06-24 16:50 | 5.33 | 5.25 | 5.14 | 5.08 | 5.14 | 5.13 | 5.11 | 5.01 | 4.9 | 4.83 | 187.3 | 187.6 | 188.4 | 189 | 189.1 | 188.4 | 188 | 188 | 187.4 | 186 | 173 | 5.11 | 0.78 | 4.85 | 4.24 | 15.26% | 188.34 | 5.0696 | 0.036098 | 5.1271 | 0.98878 | 5.0526 | 217.82 | 208.1
2012-06-24 17:00 | 5.35 | 5.28 | 5.2 | 5.1 | 4.96 | 4.84 | 4.73 | 4.63 | 4.58 | 4.43 | 182.4 | 182.1 | 182.7 | 183 | 183.1 | 183.7 | 184 | 183.3 | 182.3 | 180.6 | 174.4 | 4.82 | 1.08 | 4.57 | 4.32 | 22.41% | 183.745 | 4.859 | 0.21245 | 4.8241 | 1.0072 | 4.8549 | 180.38 | 183.65
2012-06-24 17:10 | 4.32 | 4.26 | 4.17 | 4.07 | 4.07 | 4.09 | 4.09 | 4.06 | 4.04 | 3.94 | 182.1 | 183.5 | 185.7 | 187.3 | 187.4 | 187.1 | 185.8 | 185 | 184.4 | 182.3 | 171.3 | 4.04 | 0.91 | 3.92 | 3.5 | 22.52% | 186.905 | 4.0816 | 0 | 4.09 | 0.99795 | 4.0317 | 95.36 | 94.27
2012-06-24 17:20 | 3.76 | 3.69 | 3.64 | 3.57 | 3.41 | 3.22 | 3.12 | 3.07 | 3.03 | 3.08 | 177.9 | 178.5 | 179.9 | 180.6 | 180.6 | 179.4 | 179.1 | 179.6 | 179.7 | 178.1 | 169 | 3.23 | 0.63 | 3.1 | 2.77 | 19.5% | 179.355 | 3.3046 | 0.29154 | 3.2055 | 1.0309 | 3.3298 | 20.93 | 30.03
2012-06-24 17:30 | 4.25 | 4.16 | 4.01 | 3.87 | 3.71 | 3.62 | 3.53 | 3.46 | 3.39 | 3.19 | 179.6 | 180.2 | 181 | 180.8 | 179.9 | 179.5 | 180 | 180.5 | 180.6 | 179.4 | 166 | 3.37 | 0.64 | 3.24 | 3.09 | 18.99% | 179.575 | 3.6582 | 0.23265 | 3.607 | 1.0142 | 3.4179 | 33.67 | 38.22
2012-06-24 17:40 | 3.85 | 3.78 | 3.65 | 3.54 | 3.44 | 3.34 | 3.22 | 3.1 | 2.95 | 2.87 | 181.9 | 182.4 | 182.7 | 181 | 180.5 | 180.8 | 181.3 | 180.8 | 178.8 | 175.6 | 167.2 | 3.29 | 0.41 | 3.23 | 2.81 | 12.46% | 180.875 | 3.3259 | 0.33812 | 3.3225 | 1.001 | 3.2933 | 26.39 | 26.39
2012-06-24 17:50 | 4.02 | 3.95 | 3.84 | 3.74 | 3.66 | 3.58 | 3.56 | 3.55 | 3.61 | 3.56 | 180 | 180.2 | 180.5 | 181.2 | 181.4 | 181.7 | 182.2 | 183.2 | 183.8 | 183.4 | 169.4 | 3.7 | 0.49 | 3.63 | 3.42 | 13.24% | 181.775 | 3.6535 | 0.05177 | 3.5771 | 1.0214 | 3.779 | 63.7 | 70.98
2012-06-24 18:00 | 3.67 | 3.62 | 3.54 | 3.43 | 3.38 | 3.36 | 3.36 | 3.37 | 3.4 | 3.49 | 184.5 | 184.3 | 184.5 | 185.5 | 186.4 | 186.7 | 187 | 187.6 | 188.1 | 188.7 | 176.4 | 3.53 | 0.36 | 3.35 | 3.23 | 10.2% | 186.745 | 3.4159 | 0 | 3.36 | 1.0166 | 3.5887 | 48.23 | 53.69
2012-06-24 18:10 | 3.4 | 3.36 | 3.31 | 3.31 | 3.3 | 3.28 | 3.27 | 3.26 | 3.2 | 3.04 | 193.6 | 194 | 195.3 | 195.9 | 197 | 198.9 | 200 | 200 | 200.3 | 200.3 | 190.1 | 3.24 | 0.35 | 2.76 | 2.53 | 10.8% | 199.065 | 3.265 | 0.028217 | 3.2786 | 0.99587 | 3.2266 | 21.84 | 20.93
2012-06-24 18:20 | 3.53 | 3.49 | 3.45 | 3.37 | 3.33 | 3.22 | 3.09 | 3 | 2.96 | 2.93 | 192.6 | 192.7 | 192.3 | 192.5 | 192.6 | 192.8 | 192.7 | 193.2 | 194.4 | 195.6 | 183.1 | 3.22 | 0.26 | 2.73 | 2.44 | 8.075% | 192.785 | 3.2044 | 0.38082 | 3.201 | 1.0011 | 3.2234 | 20.02 | 20.02
2012-06-24 18:30 | 2.78 | 2.76 | 2.77 | 2.79 | 2.81 | 2.81 | 2.84 | 2.8 | 2.74 | 2.65 | 195.1 | 195 | 194.7 | 194.8 | 195.3 | 196.5 | 197.1 | 197 | 195.8 | 195.4 | 186.3 | 2.8 | 0.25 | 2.41 | 2.25 | 8.929% | 196.59 | 2.7866 | -0.098135 | 2.8143 | 0.99016 | 2.7725 | 0 | 0
2012-06-24 18:50 | 4.99 | 5.06 | 5.18 | 5.35 | 5.5 | 5.6 | 5.61 | 5.57 | 5.43 | 5.01 | 92.9 | 92.7 | 92 | 91.1 | 90.1 | 89.4 | 89.3 | 89.3 | 88.9 | 87 | 82 | 5.26 | 0.71 | 5.22 | 4.35 | 13.5% | 89.385 | 5.4368 | -0.016487 | 5.6014 | 0.97062 | 5.1054 | 242.12 | 217.82
2012-06-24 21:20 | 5.65 | 5.67 | 5.63 | 5.67 | 5.75 | 5.83 | 5.91 | 5.98 | 6.05 | 6.03 | 156.5 | 154.6 | 152.8 | 151.6 | 150.7 | 150 | 149.3 | 148.7 | 148.3 | 147.9 | 141.1 | 5.8 | 0.48 | 5.95 | 5.82 | 8.276% | 149.895 | 5.8422 | -0.12594 | 5.8414 | 1.0001 | 5.8008 | 329.6 | 329.6
2012-06-24 21:30 | 5.42 | 5.34 | 5.18 | 5.05 | 4.93 | 4.88 | 4.9 | 4.97 | 5.03 | 5.05 | 161.1 | 160.8 | 160.9 | 161.4 | 161.3 | 160.3 | 159.5 | 158.7 | 157.9 | 155.8 | 152.2 | 4.77 | 0.78 | 4.97 | 5.13 | 16.35% | 160.18 | 5.0037 | -0.037795 | 4.8829 | 1.0247 | 4.888 | 174.93 | 188.01
2012-06-24 21:40 | 5.1 | 4.95 | 4.71 | 4.57 | 4.52 | 4.44 | 4.37 | 4.43 | 4.59 | 4.83 | 164.4 | 164.6 | 165 | 165.1 | 164.3 | 162.7 | 160.5 | 158.4 | 157.1 | 156.1 | 156.1 | 4.1 | 0.7 | 4.22 | 4.7 | 17.07% | 162.37 | 4.5449 | 0.14685 | 4.4299 | 1.026 | 4.2065 | 101.9 | 113.89
2012-06-24 21:50 | 4.94 | 4.82 | 4.57 | 4.42 | 4.38 | 4.39 | 4.4 | 4.38 | 4.41 | 4.56 | 162.1 | 162.2 | 162.6 | 162.1 | 161.5 | 161.3 | 161.1 | 160.7 | 159.9 | 158 | 155.2 | 4.11 | 0.66 | 4.17 | 4.52 | 16.06% | 161.27 | 4.4442 | -0.021026 | 4.3914 | 1.012 | 4.1594 | 102.99 | 108.44
2012-06-24 22:00 | 4.74 | 4.64 | 4.42 | 4.16 | 3.95 | 3.81 | 3.82 | 3.87 | 3.96 | 4.19 | 164.3 | 164.2 | 164.8 | 165 | 164.4 | 165.1 | 165.2 | 164.3 | 163.7 | 164 | 156.8 | 3.51 | 0.57 | 3.53 | 4.34 | 16.24% | 165.115 | 4.0353 | -0.024223 | 3.8114 | 1.0587 | 3.7161 | 46.41 | 65.52
2012-06-24 22:10 | 4.53 | 4.37 | 4.03 | 3.81 | 3.68 | 3.63 | 3.68 | 3.72 | 3.76 | 3.99 | 168.2 | 168 | 167.1 | 167.5 | 166.9 | 166.4 | 166.8 | 166.1 | 165.1 | 163.8 | 158.8 | 3.38 | 0.55 | 3.43 | 4.17 | 16.27% | 166.46 | 3.7969 | -0.12642 | 3.6371 | 1.0439 | 3.5285 | 34.58 | 48.23
2012-06-24 22:20 | 4.23 | 4.08 | 3.9 | 3.7 | 3.59 | 3.5 | 3.51 | 3.59 | 3.72 | 3.89 | 166.3 | 166.2 | 166.8 | 168.1 | 167.7 | 166 | 163.5 | 161.7 | 160.1 | 158.8 | 158.8 | 3.3 | 0.46 | 3.31 | 3.99 | 13.94% | 165.625 | 3.668 | -0.026365 | 3.5014 | 1.0476 | 3.457 | 27.3 | 41.86
2012-06-24 22:30 | 3.83 | 3.68 | 3.49 | 3.35 | 3.25 | 3.17 | 3.17 | 3.27 | 3.41 | 3.6 | 166.6 | 166.9 | 166.5 | 167.3 | 166.1 | 164.6 | 162.8 | 161.1 | 160 | 158.6 | 157.5 | 2.96 | 0.43 | 3.07 | 3.79 | 14.53% | 164.33 | 3.3285 | 0 | 3.17 | 1.05 | 3.108 | 0 | 10.01
2012-06-24 22:40 | 3.52 | 3.44 | 3.29 | 3.2 | 3.2 | 3.14 | 3.09 | 3.1 | 3.27 | 3.53 | 165.6 | 166.7 | 167.4 | 167.8 | 167.1 | 165.6 | 164.6 | 163.7 | 162.8 | 162.2 | 158.3 | 2.98 | 0.43 | 3.07 | 3.63 | 14.43% | 165.45 | 3.2127 | 0.14833 | 3.1328 | 1.0255 | 3.056 | 0 | 5.46
2012-06-24 22:50 | 3.64 | 3.53 | 3.33 | 3.12 | 3.08 | 3.13 | 3.27 | 3.41 | 3.54 | 3.75 | 167.8 | 167.7 | 166.4 | 165.1 | 163.2 | 163.3 | 163.8 | 163.6 | 162.9 | 161.4 | 160.1 | 2.92 | 0.48 | 2.98 | 3.69 | 16.44% | 163.375 | 3.3126 | -0.40436 | 3.1497 | 1.0517 | 3.071 | 0 | 6.37
2012-06-24 23:00 | 3.37 | 3.25 | 3.13 | 3.04 | 2.95 | 2.97 | 3.02 | 3.11 | 3.18 | 3.3 | 166.1 | 166.9 | 167 | 166.2 | 165.4 | 164.9 | 164.3 | 162.9 | 162.5 | 159.2 | 160.7 | 2.78 | 0.37 | 2.82 | 3.32 | 13.31% | 164.81 | 3.0764 | -0.15428 | 2.9771 | 1.0333 | 2.8727 | 0 | 0
2012-06-24 23:10 | 3.25 | 3.1 | 2.93 | 2.83 | 2.75 | 2.71 | 2.74 | 2.85 | 2.94 | 3.1 | 165.8 | 166.7 | 167.2 | 167.2 | 166.4 | 165.4 | 165.4 | 162.7 | 159.3 | 155.8 | 156.9 | 2.61 | 0.37 | 2.64 | 3.36 | 14.18% | 165.4 | 2.8428 | -0.10174 | 2.7143 | 1.0473 | 2.7336 | 0 | 0
2012-06-24 23:20 | 3.37 | 3.24 | 3.05 | 2.96 | 2.88 | 2.81 | 2.81 | 2.89 | 2.98 | 3.18 | 167.1 | 167 | 166.6 | 165.2 | 164.2 | 163.5 | 161.9 | 160.1 | 159 | 156.5 | 156.9 | 2.61 | 0.37 | 2.74 | 3.33 | 14.18% | 163.26 | 2.9352 | 0 | 2.81 | 1.0446 | 2.7263 | 0 | 0
2012-06-24 23:30 | 3.6 | 3.47 | 3.25 | 3.08 | 3.01 | 2.93 | 2.87 | 2.9 | 3.07 | 3.45 | 170.4 | 171.3 | 171.3 | 169.4 | 166.6 | 163.2 | 162.3 | 161.2 | 160.4 | 158.3 | 160.2 | 2.68 | 0.33 | 2.75 | 3.54 | 12.31% | 163.065 | 3.0504 | 0.1912 | 2.9213 | 1.0442 | 2.7984 | 0 | 0
2012-06-24 23:40 | 3.79 | 3.65 | 3.41 | 3.28 | 3.17 | 3.04 | 3.02 | 3.14 | 3.3 | 3.57 | 173.5 | 172.5 | 171.9 | 170.4 | 168.5 | 166.4 | 163.8 | 161.1 | 159 | 154.6 | 161.2 | 2.74 | 0.38 | 2.82 | 3.65 | 13.87% | 166.01 | 3.2209 | 0.060997 | 3.0371 | 1.0605 | 2.9058 | 0 | 0
2012-06-24 23:50 | 3.72 | 3.6 | 3.41 | 3.16 | 2.95 | 2.93 | 3.01 | 3.08 | 3.22 | 3.5 | 173.6 | 173.5 | 172.4 | 169.5 | 167.1 | 165 | 163.2 | 162.3 | 160.4 | 156 | 157 | 2.89 | 0.4 | 2.96 | 3.65 | 13.84% | 164.73 | 3.1399 | -0.24893 | 2.9413 | 1.0675 | 3.0851 | 0 | 8.19
2012-06-25 | 3.79 | 3.72 | 3.48 | 3.24 | 3.1 | 2.92 | 2.79 | 2.82 | 3 | 3.35 | 176.3 | 176.7 | 175.3 | 172.7 | 170.3 | 166.8 | 163.9 | 161.5 | 159.7 | 155.8 | 159.5 | 2.74 | 0.35 | 2.7 | 3.6 | 12.77% | 166.365 | 3.0825 | 0.42085 | 2.901 | 1.0626 | 2.9114 | 0 | 0
2012-06-25 00:10 | 3.68 | 3.6 | 3.48 | 3.31 | 3.26 | 3.18 | 3.12 | 3.1 | 3.08 | 3.3 | 179.5 | 178.4 | 176.3 | 176.6 | 175 | 171.8 | 168.6 | 165.8 | 163.6 | 158 | 162.7 | 3.18 | 0.45 | 3.11 | 3.59 | 14.15% | 171.32 | 3.2223 | 0.17602 | 3.1713 | 1.0161 | 3.2311 | 16.38 | 20.93
2012-06-25 00:20 | 3.66 | 3.63 | 3.54 | 3.52 | 3.46 | 3.4 | 3.31 | 3.28 | 3.35 | 3.64 | 181.6 | 181.2 | 180.8 | 180 | 178.3 | 176 | 173.4 | 170.6 | 168.2 | 164 | 167.9 | 3.44 | 0.58 | 3.27 | 3.81 | 16.86% | 175.61 | 3.4158 | 0.24791 | 3.387 | 1.0085 | 3.4693 | 40.04 | 42.77
2012-06-25 00:30 | 3.53 | 3.54 | 3.54 | 3.53 | 3.49 | 3.49 | 3.56 | 3.65 | 3.69 | 3.6 | 181.5 | 181.5 | 181 | 180.7 | 179.5 | 178.6 | 177.5 | 175.3 | 172.5 | 168.8 | 167.5 | 3.58 | 0.58 | 3.49 | 3.49 | 16.2% | 178.435 | 3.5587 | -0.18351 | 3.4999 | 1.0168 | 3.6401 | 52.78 | 58.24
2012-06-25 00:40 | 3.4 | 3.33 | 3.26 | 3.2 | 3.2 | 3.22 | 3.29 | 3.38 | 3.5 | 3.49 | 177.8 | 178.2 | 176.8 | 175.9 | 174 | 172 | 170.8 | 167.8 | 165.3 | 162.4 | 166.5 | 3.06 | 0.5 | 3.17 | 3.41 | 16.34% | 171.82 | 3.2981 | -0.19874 | 3.2299 | 1.0211 | 3.1246 | 5.46 | 10.92
2012-06-25 00:50 | 3.66 | 3.69 | 3.75 | 3.81 | 3.86 | 3.91 | 3.98 | 4 | 4.06 | 4.07 | 182.5 | 182.8 | 182.3 | 181.4 | 180.7 | 181.3 | 180.9 | 179.5 | 177.8 | 174.7 | 169.1 | 3.86 | 0.96 | 3.88 | 4.03 | 24.87% | 181.24 | 3.9138 | -0.16398 | 3.92 | 0.99843 | 3.8539 | 78.26 | 77.35
2012-06-25 01:00 | 3.97 | 3.99 | 4.05 | 4.12 | 4.15 | 4.19 | 4.24 | 4.19 | 4.05 | 3.81 | 186.1 | 186.1 | 185.6 | 185.1 | 185 | 184.5 | 183.7 | 181.9 | 180 | 176.3 | 169.6 | 4.17 | 0.63 | 4.15 | 3.52 | 15.11% | 184.38 | 4.1196 | -0.10962 | 4.1971 | 0.98152 | 4.0929 | 109.53 | 100.81
2012-06-25 01:10 | 3.4 | 3.43 | 3.45 | 3.44 | 3.5 | 3.62 | 3.79 | 3.95 | 4 | 3.84 | 185.1 | 185.3 | 185.8 | 185.6 | 186.1 | 186.6 | 186.4 | 185.6 | 183.6 | 179.8 | 171.1 | 3.71 | 0.48 | 3.73 | 3.52 | 12.94% | 186.57 | 3.6926 | -0.42409 | 3.6439 | 1.0134 | 3.7596 | 64.61 | 69.16
2012-06-25 01:20 | 3.75 | 3.78 | 3.79 | 3.75 | 3.72 | 3.76 | 3.83 | 3.99 | 4.24 | 4.5 | 186.6 | 186.5 | 186.9 | 187.3 | 187.3 | 186.7 | 186 | 185.3 | 184.3 | 181.8 | 171.8 | 4.01 | 0.29 | 4.02 | 4.41 | 7.232% | 186.595 | 3.9087 | -0.17046 | 3.77 | 1.0368 | 4.1576 | 92.09 | 108.44
2012-06-25 01:30 | 3.11 | 3.08 | 2.96 | 2.87 | 2.84 | 2.87 | 2.96 | 3.07 | 3.28 | 3.56 | 179.4 | 179.3 | 177.4 | 176.3 | 175.4 | 175 | 175.9 | 175.2 | 175.4 | 175.3 | 167.5 | 2.89 | 0.59 | 2.82 | 3.68 | 20.42% | 175.135 | 3.0243 | -0.28534 | 2.8827 | 1.0491 | 3.032 | 0 | 2.73
2012-06-25 01:40 | 2.82 | 2.76 | 2.63 | 2.56 | 2.61 | 2.73 | 2.96 | 3.21 | 3.42 | 3.54 | 172.6 | 172.6 | 172.5 | 172.3 | 173.3 | 174.4 | 176 | 176.4 | 176.7 | 175.2 | 165.9 | 2.84 | 0.27 | 3.07 | 3.5 | 9.507% | 174.64 | 2.9465 | -0.74748 | 2.7618 | 1.0669 | 3.0299 | 0 | 2.73
2012-06-25 01:50 | 2.91 | 2.86 | 2.77 | 2.71 | 2.73 | 2.8 | 2.93 | 3.12 | 3.37 | 3.57 | 178.2 | 178.3 | 177.3 | 177.6 | 179.3 | 179.9 | 180.1 | 180.6 | 180.2 | 179.8 | 169.9 | 2.96 | 0.24 | 2.98 | 3.36 | 8.108% | 179.93 | 2.976 | -0.41938 | 2.8183 | 1.056 | 3.1257 | 0 | 11.83
2012-06-25 02:00 | 3.12 | 3.13 | 3.23 | 3.35 | 3.46 | 3.54 | 3.61 | 3.68 | 3.76 | 3.84 | 182.9 | 183.3 | 184.5 | 186.3 | 187.7 | 188.4 | 189 | 189.5 | 189 | 186.5 | 179.3 | 3.7 | 0.21 | 3.4 | 3.81 | 5.676% | 188.49 | 3.5358 | -0.18095 | 3.5499 | 0.99601 | 3.6852 | 63.7 | 62.79
2012-06-25 02:10 | 3.67 | 3.75 | 3.77 | 3.71 | 3.55 | 3.39 | 3.29 | 3.22 | 3.18 | 3.29 | 186.1 | 187.4 | 189.5 | 190.8 | 191.3 | 191.1 | 190.9 | 191.6 | 192.1 | 191.9 | 184.9 | 3.41 | 0.3 | 2.81 | 3.09 | 8.798% | 191.07 | 3.451 | 0.2767 | 3.3755 | 1.0224 | 3.4863 | 37.31 | 44.59
2012-06-25 02:20 | 3.45 | 3.54 | 3.65 | 3.63 | 3.62 | 3.55 | 3.49 | 3.44 | 3.43 | 3.51 | 184.1 | 185 | 187.3 | 189.1 | 189.9 | 190.8 | 191.9 | 192.9 | 194.2 | 193.3 | 182.4 | 3.71 | 0.17 | 3.15 | 3.29 | 4.582% | 190.965 | 3.5373 | 0.15752 | 3.5413 | 0.99887 | 3.7058 | 64.61 | 64.61
2012-06-25 02:30 | 3.26 | 3.37 | 3.57 | 3.65 | 3.66 | 3.63 | 3.58 | 3.55 | 3.54 | 3.57 | 187.1 | 187.3 | 188.3 | 189.8 | 190.4 | 191.1 | 192.1 | 193.5 | 193.8 | 192.6 | 182 | 3.73 | 0.05 | 3.29 | 3.18 | 1.34% | 191.25 | 3.5852 | 0.12817 | 3.6228 | 0.98963 | 3.6913 | 66.43 | 62.79
2012-06-25 02:40 | 3.41 | 3.45 | 3.47 | 3.49 | 3.47 | 3.51 | 3.54 | 3.55 | 3.51 | 3.45 | 196.9 | 197.4 | 198.4 | 198.8 | 199.5 | 200.6 | 201.9 | 202.7 | 202.8 | 200.5 | 190.6 | 3.53 | 0.14 | 2.82 | 2.97 | 3.966% | 200.795 | 3.5001 | -0.078647 | 3.5143 | 0.99595 | 3.5157 | 48.23 | 47.32
2012-06-25 02:50 | 3.27 | 3.28 | 3.34 | 3.41 | 3.48 | 3.52 | 3.49 | 3.41 | 3.28 | 3.06 | 202.7 | 203.1 | 202.8 | 202.6 | 203.3 | 203.5 | 204.4 | 204.8 | 203.5 | 197.3 | 194.9 | 3.53 | 0.27 | 2.66 | 2.58 | 7.649% | 203.635 | 3.4004 | 0.079096 | 3.5157 | 0.9672 | 3.4142 | 48.23 | 37.31
2012-06-25 03:00 | 3.58 | 3.56 | 3.52 | 3.52 | 3.52 | 3.54 | 3.53 | 3.5 | 3.45 | 3.23 | 198.9 | 199.3 | 200.4 | 201.6 | 202.3 | 203.1 | 203.6 | 203.6 | 202.1 | 198.3 | 193.6 | 3.4 | 0.43 | 2.63 | 2.73 | 12.65% | 203.175 | 3.4989 | 0.026141 | 3.5386 | 0.9888 | 3.3619 | 36.4 | 32.76
2012-06-25 03:10 | 3.74 | 3.7 | 3.6 | 3.48 | 3.38 | 3.24 | 3.12 | 3.02 | 2.88 | 2.61 | 197.4 | 197.9 | 199 | 199.9 | 201.1 | 201.7 | 201.7 | 201.2 | 199.3 | 195 | 197.1 | 3.2 | 0.35 | 2.38 | 2.38 | 10.94% | 201.7 | 3.2438 | 0.34876 | 3.2225 | 1.0066 | 3.2211 | 18.2 | 20.02
2012-06-25 03:20 | 2.36 | 2.3 | 2.14 | 1.96 | 1.74 | 1.45 | 1.15 | 0.86 | 0.69 | 0.69 | 207.4 | 206.7 | 204.4 | 201.6 | 199.6 | 196.7 | 193.7 | 199.8 | 215.2 | 348.9 | 184.5 | 1.73 | 0.41 | 1.38 | 0.89 | 23.7% | 196.25 | 1.5725 | 2.1421 | 1.4026 | 1.1211 | 1.9395 | 0 | 0
2012-06-25 03:30 | 2.45 | 2.45 | 2.48 | 2.44 | 2.37 | 2.27 | 2.1 | 1.88 | 1.66 | 1.33 | 204.4 | 204 | 200.8 | 198.1 | 195.8 | 192.7 | 189 | 184.8 | 180.2 | 173.4 | 179.9 | 2.23 | 0.3 | 1.91 | 0.94 | 13.45% | 192.145 | 2.1645 | 0.71934 | 2.2448 | 0.9642 | 2.1502 | 0 | 0
2012-06-25 03:40 | 3.26 | 3.17 | 3.03 | 2.92 | 2.8 | 2.66 | 2.46 | 2.2 | 1.95 | 1.5 | 207.9 | 207.8 | 207.5 | 206.5 | 206 | 205.8 | 205.6 | 206.4 | 209.1 | 213.8 | 197.1 | 2.73 | 0.27 | 2.11 | 1.36 | 9.89% | 205.77 | 2.6017 | 0.72232 | 2.6304 | 0.9891 | 2.7002 | 0 | 0
2012-06-25 03:50 | 3.24 | 3.17 | 3 | 2.91 | 2.84 | 2.75 | 2.66 | 2.54 | 2.38 | 2.01 | 203.1 | 201.9 | 200.7 | 199.9 | 199.7 | 199.9 | 200.5 | 202.6 | 206.5 | 212.2 | 189.6 | 2.71 | 0.4 | 2.22 | 1.77 | 14.76% | 199.99 | 2.7225 | 0.30749 | 2.7369 | 0.99472 | 2.6957 | 0 | 0
2012-06-25 04:00 | 2.88 | 2.85 | 2.79 | 2.76 | 2.75 | 2.72 | 2.67 | 2.57 | 2.43 | 2.15 | 212.2 | 210.7 | 207.5 | 203.3 | 200.4 | 198 | 194.9 | 192.9 | 191.7 | 195.4 | 189.6 | 2.76 | 0.16 | 2.23 | 1.48 | 5.797% | 197.535 | 2.6446 | 0.17145 | 2.7128 | 0.97485 | 2.6906 | 0 | 0
2012-06-25 04:10 | 2 | 2 | 1.99 | 2 | 2.02 | 2.02 | 1.95 | 1.82 | 1.63 | 1.34 | 211.6 | 210.1 | 206.3 | 200.2 | 194.1 | 187.5 | 182.4 | 178.4 | 176 | 173 | 176.6 | 2.22 | 0.28 | 2.1 | 1.07 | 12.61% | 186.735 | 1.8712 | 0.32591 | 2.0098 | 0.93103 | 2.0669 | 0 | 0
2012-06-25 04:20 | 1.97 | 2.01 | 1.96 | 1.89 | 1.84 | 1.82 | 1.81 | 1.79 | 1.79 | 1.7 | 213.4 | 214.7 | 215.8 | 213.8 | 210.8 | 206.6 | 201.4 | 194.6 | 185.3 | 171.9 | 196.3 | 1.9 | 0.17 | 1.43 | 1.53 | 8.947% | 205.82 | 1.8043 | 0.050915 | 1.8186 | 0.99215 | 1.8851 | 0 | 0
2012-06-25 04:30 | 1.86 | 1.82 | 1.83 | 1.84 | 1.84 | 1.79 | 1.74 | 1.67 | 1.59 | 1.46 | 199.6 | 202.7 | 207 | 210.6 | 214.9 | 216.5 | 216.4 | 214.3 | 210.6 | 199.7 | 205.8 | 1.9 | 0.17 | 1.77 | 1.19 | 8.947% | 216.485 | 1.7392 | 0.2618 | 1.7827 | 0.97556 | 1.8536 | 0 | 0
2012-06-25 04:50 | 1.63 | 1.55 | 1.37 | 1.27 | 1.18 | 1.1 | 1.05 | 1.04 | 0.94 | 0.84 | 197.8 | 198.8 | 200.7 | 203.1 | 206.1 | 208.7 | 208.6 | 204.6 | 195.5 | 170.2 | 209.1 | 1.15 | 0.16 | 0.98 | 0.62 | 13.91% | 208.685 | 1.1451 | 0.42989 | 1.0927 | 1.048 | 1.2051 | 0 | 0
2012-06-25 05:00 | 1.35 | 1.28 | 1.12 | 0.97 | 0.91 | 0.83 | 0.72 | 0.61 | 0.52 | 0.53 | 207.9 | 208.6 | 209.2 | 211.2 | 217 | 218.5 | 215.8 | 214.3 | 217 | 251.9 | 196.9 | 0.92 | 0.17 | 0.73 | 0.64 | 18.48% | 218.095 | 0.85708 | 1.3138 | 0.81326 | 1.0539 | 0.96957 | 0 | 0
2012-06-25 05:10 | 1.19 | 1.11 | 1 | 0.88 | 0.76 | 0.62 | 0.52 | 0.41 | 0.33 | 0.47 | 209.3 | 209.3 | 205.3 | 197.2 | 192.9 | 189.3 | 182.7 | 165 | 100 | 8.5 | 197.6 | 0.77 | 0.08 | 0.6 | 0.69 | 10.39% | 188.31 | 0.69515 | 1.6254 | 0.60457 | 1.1498 | 0.88537 | 0 | 0
2012-06-25 05:20 | 0.77 | 0.75 | 0.67 | 0.6 | 0.54 | 0.47 | 0.36 | 0.29 | 0.29 | 0.5 | 221.8 | 218.3 | 214.1 | 210.1 | 204.3 | 199.3 | 188 | 165.3 | 50.8 | 26.2 | 197.5 | 0.55 | 0.1 | 0.32 | 0.61 | 18.18% | 197.605 | 0.46966 | 2.4639 | 0.45238 | 1.0382 | 0.57101 | 0 | 0
2012-06-25 05:30 | 0.82 | 0.8 | 0.7 | 0.66 | 0.63 | 0.61 | 0.58 | 0.57 | 0.54 | 0.44 | 259.1 | 257.8 | 244.2 | 223.9 | 213.9 | 209.2 | 198.7 | 179.2 | 162.4 | 120.6 | 197.5 | 0.53 | 0.05 | 0.4 | 0.32 | 9.434% | 207.625 | 0.55476 | 0.46603 | 0.60561 | 0.91603 | 0.4855 | 0 | 0
2012-06-25 05:40 | 0.82 | 0.83 | 0.76 | 0.6 | 0.52 | 0.55 | 0.57 | 0.58 | 0.58 | 0.73 | 220.5 | 219.9 | 218.1 | 207.9 | 188 | 140.3 | 94.7 | 48.3 | 21.7 | 357.9 | 169.7 | 0.38 | 0.16 | 0.43 | 0.84 | 42.11% | 133.46 | 0.31344 | -0.33007 | 0.55282 | 0.56699 | 0.21546 | 0 | 0
2012-06-25 06:00 | 0.63 | 0.58 | 0.62 | 0.74 | 0.89 | 1.02 | 1.11 | 1.19 | 1.29 | 1.44 | 225.6 | 243.9 | 284.6 | 309.2 | 321.2 | 329.7 | 340.2 | 351.6 | 354.2 | 350.4 | 340 | 1.04 | 0.41 | 1.07 | 1.47 | 39.42% | 331.275 | 1.0006 | -0.78139 | 1.0324 | 0.96915 | 1.0079 | 0 | 0
2012-06-25 06:10 | 1.15 | 1.2 | 1.26 | 1.36 | 1.41 | 1.42 | 1.49 | 1.52 | 1.5 | 1.42 | 9.8 | 13.1 | 17.5 | 22.9 | 28.1 | 33.9 | 39.5 | 41.3 | 39.1 | 32 | 17 | 1.32 | 0.34 | 1.24 | 1.24 | 25.76% | 34.74 | 1.4088 | -0.44467 | 1.4298 | 0.98531 | 1.3006 | 0 | 0
2012-06-25 06:20 | 1.33 | 1.32 | 1.35 | 1.3 | 1.19 | 1.15 | 1.2 | 1.26 | 1.25 | 1.11 | 81.6 | 79.2 | 75.1 | 80.6 | 79.8 | 77.4 | 73.9 | 64.9 | 54.1 | 35.4 | 29.61 | 1.24 | 0.45 | 1.19 | 1.1 | 36.29% | 76.875 | 1.212 | -0.39329 | 1.157 | 1.0475 | 1.2989 | 0 | 0
2012-06-25 06:30 | 1.85 | 1.86 | 1.93 | 1.95 | 2.05 | 2.1 | 2.13 | 2.15 | 2.17 | 2.12 | 67 | 66.4 | 65 | 64.5 | 62.7 | 60.3 | 59.6 | 58 | 55.4 | 52.6 | 54.18 | 2.19 | 0.42 | 2.17 | 2.02 | 19.18% | 60.195 | 2.0669 | -0.13108 | 2.1043 | 0.98223 | 2.1511 | 0 | 0
2012-06-25 06:40 | 2.33 | 2.34 | 2.41 | 2.46 | 2.49 | 2.48 | 2.46 | 2.43 | 2.44 | 2.42 | 77.3 | 76.8 | 75.9 | 74.1 | 73.4 | 72.3 | 72.7 | 72.9 | 72.7 | 72.3 | 68.43 | 2.51 | 0.28 | 2.53 | 2.53 | 11.16% | 72.36 | 2.4471 | 0.074826 | 2.4771 | 0.98788 | 2.4796 | 0 | 0
2012-06-25 06:50 | 2.09 | 2.1 | 2.18 | 2.28 | 2.33 | 2.31 | 2.33 | 2.39 | 2.43 | 2.45 | 93.9 | 93.3 | 91.9 | 91.4 | 91.5 | 91.6 | 92 | 92 | 92.4 | 93.7 | 81.35 | 2.24 | 0.2 | 2.28 | 2.41 | 8.929% | 91.66 | 2.3251 | -0.079664 | 2.3129 | 1.0053 | 2.2519 | 0 | 0
2012-06-25 07:00 | 2.37 | 2.38 | 2.49 | 2.56 | 2.61 | 2.62 | 2.64 | 2.64 | 2.57 | 2.46 | 95 | 94.5 | 94.2 | 93 | 91.8 | 89.3 | 86.6 | 83.9 | 81.5 | 76.6 | 78.74 | 2.65 | 0.34 | 2.64 | 2.33 | 12.83% | 88.895 | 2.5692 | -0.070274 | 2.6229 | 0.97954 | 2.5958 | 0 | 0
2012-06-25 07:30 | 1.7 | 1.71 | 1.81 | 1.98 | 2.06 | 2.08 | 2.09 | 2.09 | 2.14 | 2.22 | 86.9 | 88.7 | 88.6 | 90.2 | 91.4 | 90.2 | 88.4 | 84.8 | 80.4 | 76.4 | 81.5 | 2.05 | 0.25 | 2.07 | 2.06 | 12.2% | 89.93 | 2.0358 | -0.044321 | 2.0814 | 0.97806 | 2.005 | 0 | 0
2012-06-25 07:40 | 2.11 | 2.15 | 2.2 | 2.34 | 2.46 | 2.56 | 2.62 | 2.69 | 2.77 | 2.85 | 96.8 | 93.5 | 91.4 | 89 | 86.1 | 83.8 | 82.5 | 81.7 | 79.2 | 77 | 80.75 | 2.65 | 0.39 | 2.7 | 2.58 | 14.72% | 83.605 | 2.5401 | -0.21409 | 2.5685 | 0.98892 | 2.6206 | 0 | 0
2012-06-25 10:00 | 2.09 | 1.95 | 1.74 | 1.67 | 1.69 | 1.7 | 1.7 | 1.65 | 1.52 | 1.43 | 146.9 | 144.7 | 142.4 | 136.7 | 129.1 | 122.8 | 113.4 | 105.8 | 103.5 | 101.7 | 70.79 | 1.15 | 0.45 | 1.2 | 1.45 | 39.13% | 121.39 | 1.6207 | 0 | 1.7 | 0.95337 | 1.0964 | 0 | 0
2012-06-25 10:10 | 1.59 | 1.64 | 1.72 | 1.77 | 1.84 | 1.93 | 1.97 | 1.95 | 1.99 | 1.96 | 68.5 | 68.8 | 64.5 | 63.3 | 66.1 | 64.8 | 66.3 | 73.2 | 83.8 | 90.4 | 346.1 | 1.38 | 0.61 | 1.38 | 1.33 | 44.2% | 65.025 | 1.8586 | -0.18957 | 1.9357 | 0.96017 | 1.325 | 0 | 0
2012-06-25 10:20 | 3.7 | 3.64 | 3.55 | 3.35 | 3.11 | 3.01 | 2.97 | 2.98 | 2.97 | 2.98 | 77.4 | 76.4 | 75.6 | 77.4 | 79.8 | 81.4 | 79.9 | 77.4 | 73.9 | 71.3 | 43.48 | 2.76 | 0.85 | 2.67 | 2.5 | 30.8% | 81.175 | 3.1401 | 0.12363 | 3.0042 | 1.0452 | 2.8848 | 0 | 0
2012-06-25 10:30 | 3.52 | 3.41 | 3.24 | 3.13 | 3.11 | 3.09 | 3.08 | 3.04 | 2.95 | 2.76 | 81.1 | 80.6 | 78.6 | 76 | 72.3 | 68.6 | 66.9 | 65.6 | 65.8 | 66.4 | 79.4 | 2.83 | 0.74 | 2.84 | 2.56 | 26.15% | 68.345 | 3.0742 | 0.029955 | 3.0886 | 0.99534 | 2.8168 | 0 | 0
2012-06-25 10:40 | 2.17 | 2.11 | 2.04 | 1.91 | 1.85 | 1.85 | 1.8 | 1.75 | 1.69 | 1.69 | 167.6 | 169.3 | 171.2 | 171.6 | 172.3 | 173.5 | 173.2 | 173.2 | 172.4 | 171.6 | 142.3 | 1.79 | 0.5 | 1.69 | 1.64 | 27.93% | 173.455 | 1.8464 | 0.25319 | 1.8428 | 1.002 | 1.7936 | 0 | 0
2012-06-25 11:10 | 3.65 | 3.59 | 3.46 | 3.37 | 3.27 | 3.2 | 3.15 | 3.07 | 2.98 | 2.79 | 13.2 | 11 | 11.6 | 10.6 | 10 | 10.3 | 9.6 | 8.9 | 8.2 | 3.8 | 24.5 | 2.97 | 0.58 | 2.86 | 2.2 | 19.53% | 10.195 | 3.2115 | 0.14553 | 3.1928 | 1.0059 | 2.9874 | 0 | 0
2012-06-25 11:20 | 3.74 | 3.69 | 3.57 | 3.33 | 3.22 | 3.15 | 3.12 | 3.1 | 3.06 | 2.99 | 13.9 | 12.7 | 10.6 | 10.7 | 11.2 | 12.4 | 14.2 | 15.9 | 17.3 | 14.3 | 15.8 | 3.04 | 0.73 | 2.93 | 2.74 | 24.01% | 12.67 | 3.2273 | 0.088431 | 3.1457 | 1.0259 | 3.1189 | 3.64 | 10.92
2012-06-25 11:30 | 3.01 | 2.92 | 2.79 | 2.67 | 2.55 | 2.42 | 2.36 | 2.3 | 2.19 | 2.11 | 34.1 | 33.2 | 30.4 | 29.6 | 26.9 | 23.9 | 23.4 | 24.3 | 24.8 | 31.3 | 9.8 | 2.48 | 0.56 | 2.48 | 2.43 | 22.58% | 23.825 | 2.4713 | 0.232 | 2.4113 | 1.0249 | 2.5417 | 0 | 0
2012-06-25 11:40 | 4.4 | 4.32 | 4.17 | 3.98 | 3.85 | 3.71 | 3.55 | 3.56 | 3.67 | 3.45 | 24.9 | 25.1 | 24.6 | 24.8 | 23.1 | 21 | 20 | 20.2 | 21 | 19.9 | 10.7 | 3.8 | 0.81 | 3.58 | 2.87 | 21.32% | 20.85 | 3.789 | 0.40738 | 3.6866 | 1.0278 | 3.9055 | 72.8 | 82.81
2012-06-25 11:50 | 4.67 | 4.65 | 4.61 | 4.48 | 4.49 | 4.47 | 4.41 | 4.39 | 4.32 | 3.95 | 30.3 | 31.8 | 31.6 | 30.1 | 28.8 | 27.2 | 24.4 | 23.1 | 22.9 | 21.8 | 18 | 4.12 | 0.59 | 4.06 | 3.76 | 14.32% | 26.78 | 4.4282 | 0.12488 | 4.4614 | 0.99257 | 4.0894 | 104.08 | 100.81
2012-06-25 12:00 | 5.28 | 5.31 | 5.24 | 4.98 | 4.77 | 4.6 | 4.51 | 4.43 | 4.34 | 4.11 | 35.4 | 35.4 | 34.7 | 35.1 | 35.4 | 35.4 | 34.9 | 33.7 | 32.5 | 31.7 | 18.5 | 4.67 | 0.79 | 4.57 | 4.04 | 16.92% | 35.325 | 4.6964 | 0.18259 | 4.587 | 1.0239 | 4.7814 | 164.03 | 176.02
2012-06-25 12:10 | 5.65 | 5.58 | 5.42 | 5.25 | 5.15 | 5.01 | 4.86 | 4.79 | 4.69 | 4.45 | 42.6 | 42.7 | 43.6 | 44.9 | 46 | 46.4 | 46.5 | 46.4 | 46.2 | 46.8 | 35.79 | 5.05 | 0.87 | 5.03 | 4.55 | 17.23% | 46.415 | 5.0214 | 0.2809 | 4.9882 | 1.0067 | 5.0836 | 208.1 | 212.96
2012-06-25 12:20 | 4.98 | 5 | 4.97 | 4.85 | 4.78 | 4.7 | 4.66 | 4.64 | 4.65 | 4.49 | 60 | 60.6 | 60.9 | 61 | 61 | 60.5 | 60.4 | 60.4 | 59.9 | 58.7 | 47.27 | 4.81 | 0.4 | 4.76 | 4.27 | 8.316% | 60.485 | 4.7435 | 0.078983 | 4.6942 | 1.0105 | 4.8605 | 179.29 | 184.74
2012-06-25 12:30 | 3.87 | 3.8 | 3.7 | 3.64 | 3.65 | 3.6 | 3.55 | 3.51 | 3.51 | 3.39 | 61.7 | 61.9 | 61.7 | 61 | 60 | 58.7 | 56.6 | 54.3 | 53.4 | 54.1 | 45.35 | 3.55 | 0.63 | 3.5 | 3.16 | 17.75% | 58.385 | 3.5872 | 0.12925 | 3.5928 | 0.99845 | 3.5445 | 50.05 | 49.14
2012-06-25 12:40 | 2.86 | 2.82 | 2.79 | 2.74 | 2.74 | 2.71 | 2.72 | 2.68 | 2.63 | 2.5 | 60.2 | 60.6 | 62.6 | 63.5 | 63.2 | 63.1 | 64.1 | 64.6 | 63.1 | 61.7 | 53.33 | 2.75 | 0.25 | 2.72 | 2.65 | 9.091% | 63.25 | 2.7086 | -0.034037 | 2.7114 | 0.99894 | 2.7471 | 0 | 0
2012-06-25 12:50 | 3.38 | 3.32 | 3.16 | 3.04 | 2.94 | 2.86 | 2.73 | 2.62 | 2.57 | 2.5 | 30.7 | 30.5 | 31.1 | 31.3 | 30.8 | 29 | 27.2 | 24.9 | 23 | 21.4 | 14.2 | 2.95 | 0.57 | 2.84 | 2.44 | 19.32% | 28.73 | 2.8536 | 0.42989 | 2.841 | 1.0044 | 2.9631 | 0 | 0
2012-06-25 13:00 | 5.59 | 5.51 | 5.38 | 5.29 | 5.24 | 5.14 | 5.1 | 4.99 | 4.85 | 4.58 | 353.1 | 353.2 | 353.3 | 353 | 352.3 | 351.4 | 350.8 | 350.4 | 349.2 | 346.7 | 340.2 | 5.06 | 0.91 | 4.94 | 4.12 | 17.98% | 351.31 | 5.1289 | 0.072196 | 5.1342 | 0.99896 | 5.0547 | 209.72 | 208.1
2012-06-25 13:10 | 5.89 | 5.89 | 5.88 | 5.8 | 5.8 | 5.85 | 5.86 | 5.86 | 5.78 | 5.6 | 358.9 | 358.5 | 357.5 | 356.1 | 354.6 | 353.3 | 352.4 | 351.4 | 350.1 | 348.2 | 343.7 | 5.93 | 0.66 | 5.86 | 5.13 | 11.13% | 353.165 | 5.8164 | -0.015783 | 5.8514 | 0.99401 | 5.8945 | 350.66 | 344.18
2012-06-25 13:20 | 5.14 | 5.06 | 5 | 4.95 | 4.92 | 4.93 | 4.94 | 4.91 | 4.86 | 4.67 | 3.8 | 3.3 | 2.3 | 359.4 | 356.9 | 355.8 | 355.9 | 356.2 | 355.4 | 353.3 | 348.6 | 4.85 | 0.78 | 4.8 | 4.35 | 16.08% | 355.815 | 4.9145 | -0.018725 | 4.9314 | 0.99657 | 4.8334 | 183.65 | 181.47
2012-06-25 13:30 | 4.97 | 4.91 | 4.87 | 4.91 | 4.95 | 5.01 | 5.03 | 5.06 | 5.02 | 4.82 | 6.7 | 6.4 | 6.1 | 5.3 | 4.9 | 4.1 | 3.1 | 2.2 | 1.7 | 359.8 | 349.9 | 5.08 | 0.66 | 5 | 4.67 | 12.99% | 3.95 | 4.9699 | -0.036817 | 5.0129 | 0.99143 | 5.0365 | 212.96 | 206.48
2012-06-25 13:40 | 4.21 | 4.15 | 4.06 | 3.95 | 3.79 | 3.68 | 3.59 | 3.56 | 3.58 | 3.44 | 18 | 17.1 | 16 | 15.1 | 14.2 | 13.4 | 12.3 | 9.9 | 8.9 | 8.4 | 6.2 | 3.55 | 0.65 | 3.45 | 3.21 | 18.31% | 13.235 | 3.7423 | 0.22881 | 3.667 | 1.0205 | 3.6229 | 50.05 | 56.42
2012-06-25 13:50 | 3.29 | 3.21 | 3.06 | 2.96 | 2.85 | 2.76 | 2.66 | 2.55 | 2.44 | 2.21 | 25.2 | 25.3 | 23.5 | 22.9 | 21.4 | 20.5 | 19.8 | 19.4 | 19.3 | 18.2 | 3.8 | 2.78 | 0.41 | 2.6 | 2.02 | 14.75% | 20.395 | 2.757 | 0.34103 | 2.7454 | 1.0042 | 2.7917 | 0 | 0
2012-06-25 14:00 | 1.5 | 1.47 | 1.38 | 1.42 | 1.43 | 1.36 | 1.25 | 1.18 | 1.14 | 1.07 | 350.6 | 345.8 | 339.6 | 333.8 | 327 | 325.4 | 326.6 | 324.9 | 323.7 | 325.4 | 329.2 | 1.52 | 0.49 | 1.43 | 1.1 | 32.24% | 325.58 | 1.3012 | 0.7794 | 1.3437 | 0.96842 | 1.472 | 0 | 0
2012-06-25 14:10 | 1.24 | 1.15 | 0.94 | 0.86 | 0.84 | 0.87 | 0.9 | 0.94 | 1 | 1.05 | 340.8 | 336.3 | 333.6 | 333.2 | 330 | 326.1 | 324.7 | 324.9 | 327.3 | 329.9 | 317.6 | 1.01 | 0.25 | 1.01 | 0.96 | 24.75% | 325.89 | 0.92793 | -0.31328 | 0.87424 | 1.0614 | 1.072 | 0 | 0
2012-06-25 14:20 | 2.32 | 2.21 | 1.81 | 1.56 | 1.38 | 1.21 | 1.09 | 0.99 | 0.93 | 0.84 | 355 | 353.1 | 352.1 | 349.9 | 348.5 | 348 | 348.5 | 344.1 | 338.4 | 321.4 | 342 | 1.43 | 0.38 | 1.29 | 0.81 | 26.57% | 348.075 | 1.3759 | 0.96515 | 1.192 | 1.1543 | 1.6506 | 0 | 0
2012-06-25 15:00 | 2.67 | 2.6 | 2.58 | 2.54 | 2.63 | 2.58 | 2.53 | 2.51 | 2.5 | 2.51 | 321.5 | 319.8 | 317 | 317.3 | 316 | 315.5 | 313.8 | 313 | 312.2 | 312.2 | 315.4 | 2.13 | 0.64 | 2.16 | 2.06 | 30.05% | 315.245 | 2.5518 | 0.18085 | 2.5728 | 0.99183 | 2.1126 | 0 | 0
2012-06-25 15:10 | 3.48 | 3.24 | 3.2 | 2.96 | 2.85 | 2.76 | 2.7 | 2.64 | 2.59 | 2.6 | 303.4 | 307.1 | 311 | 310.9 | 313.6 | 313.5 | 313.6 | 314.4 | 315.9 | 316.6 | 314.1 | 2.59 | 0.38 | 2.56 | 2.54 | 14.67% | 313.515 | 2.8222 | 0.20311 | 2.7513 | 1.0258 | 2.6567 | 0 | 0
2012-06-25 15:20 | 3.3 | 3.19 | 3.12 | 3.04 | 3 | 3.01 | 2.84 | 2.75 | 2.76 | 2.69 | 338.3 | 338 | 337.8 | 339.1 | 337.5 | 337 | 338.4 | 340.8 | 341 | 340.4 | 324.6 | 2.32 | 0.6 | 2.3 | 2.3 | 25.86% | 337.21 | 2.9312 | 0.53723 | 2.985 | 0.98196 | 2.2781 | 0 | 0
2012-06-25 15:30 | 3.69 | 3.54 | 3.38 | 3.25 | 3.2 | 3.17 | 3.19 | 3.17 | 3.11 | 2.97 | 9.9 | 8.4 | 8.9 | 9.6 | 10.8 | 13.1 | 13.4 | 12.8 | 10.8 | 7 | 347.4 | 2.84 | 0.85 | 2.84 | 2.66 | 29.93% | 13.145 | 3.2074 | -0.05812 | 3.1729 | 1.0109 | 2.8709 | 0 | 0
2012-06-25 15:40 | 3.68 | 3.66 | 3.4 | 3.33 | 3.32 | 3.35 | 3.3 | 3.26 | 3.23 | 3.16 | 4.9 | 3.1 | 0.6 | 1.5 | 2 | 2.4 | 2.9 | 4.1 | 4.7 | 8.3 | 353 | 3.22 | 0.41 | 3.15 | 2.85 | 12.73% | 2.475 | 3.3204 | 0.13896 | 3.3428 | 0.99331 | 3.1985 | 20.02 | 18.2
2012-06-25 15:50 | 3.75 | 3.61 | 3.6 | 3.51 | 3.45 | 3.46 | 3.38 | 3.24 | 3.16 | 3.08 | 5.7 | 6.9 | 5 | 3.8 | 3.5 | 1.8 | 0.8 | 359.1 | 356.8 | 350.7 | 350.8 | 3.14 | 0.46 | 3.09 | 2.69 | 14.65% | 1.65 | 3.3885 | 0.21617 | 3.4484 | 0.98263 | 3.0854 | 12.74 | 8.19
2012-06-25 16:00 | 3.67 | 3.51 | 3.36 | 3.29 | 3.26 | 3.2 | 3.1 | 3.09 | 3.13 | 3.14 | 350.8 | 352.8 | 354.2 | 354.2 | 355.5 | 355.2 | 355.4 | 356.3 | 356.5 | 353.8 | 347.5 | 3 | 0.48 | 2.97 | 2.93 | 16% | 355.23 | 3.2132 | 0.29339 | 3.1855 | 1.0087 | 3.0261 | 0 | 2.73
2012-06-25 16:10 | 3.27 | 3.1 | 2.91 | 2.82 | 2.76 | 2.63 | 2.57 | 2.56 | 2.62 | 2.63 | 350.3 | 350 | 349.1 | 349.1 | 350.6 | 351.5 | 350.3 | 350.4 | 353.4 | 358.6 | 347.2 | 2.68 | 0.39 | 2.6 | 2.37 | 14.55% | 351.32 | 2.7091 | 0.21326 | 2.6213 | 1.0335 | 2.7698 | 0 | 0
2012-06-25 16:20 | 3.42 | 3.38 | 3.18 | 3.04 | 2.96 | 2.92 | 2.9 | 2.88 | 2.84 | 2.84 | 22.5 | 24.7 | 29.2 | 29.3 | 27.8 | 24.8 | 22 | 21.5 | 20.9 | 19.8 | 352.1 | 2.61 | 0.49 | 2.52 | 2.43 | 18.77% | 24.38 | 2.9668 | 0.063512 | 2.9171 | 1.017 | 2.6544 | 0 | 0
2012-06-25 16:30 | 3.24 | 3.19 | 3.12 | 3.06 | 2.98 | 2.9 | 2.85 | 2.82 | 2.79 | 2.59 | 18.5 | 17.8 | 17.2 | 17.4 | 16.9 | 15.6 | 14.9 | 14.4 | 15.8 | 15.7 | 2.6 | 2.83 | 0.41 | 2.77 | 2.31 | 14.49% | 15.495 | 2.9251 | 0.16072 | 2.8928 | 1.0112 | 2.8616 | 0 | 0
2012-06-25 16:40 | 2.55 | 2.54 | 2.55 | 2.46 | 2.41 | 2.35 | 2.33 | 2.32 | 2.32 | 2.3 | 10.1 | 10.9 | 9.3 | 10.7 | 9 | 8.6 | 7.1 | 6.7 | 5.4 | 2.4 | 357.7 | 2.39 | 0.2 | 2.34 | 1.99 | 8.368% | 8.375 | 2.389 | 0.078983 | 2.3471 | 1.0178 | 2.4326 | 0 | 0
2012-06-25 16:50 | 2.59 | 2.55 | 2.42 | 2.26 | 2.22 | 2.19 | 2.16 | 2.16 | 2.2 | 2.15 | 12.1 | 11.8 | 12.5 | 11.2 | 8.7 | 8.3 | 7.9 | 6.7 | 6.5 | 5.8 | 356.4 | 2.24 | 0.21 | 2.17 | 1.87 | 9.375% | 8.24 | 2.2373 | 0.12746 | 2.1857 | 1.0236 | 2.2929 | 0 | 0
2012-06-25 17:00 | 2.67 | 2.55 | 2.48 | 2.39 | 2.35 | 2.3 | 2.28 | 2.26 | 2.25 | 2.21 | 8.7 | 9.9 | 10.8 | 10 | 8.5 | 8 | 7.5 | 6.9 | 6.5 | 4.9 | 358.5 | 2.37 | 0.11 | 2.3 | 1.94 | 4.641% | 7.925 | 2.3312 | 0.080708 | 2.2971 | 1.0148 | 2.4052 | 0 | 0
2012-06-25 17:10 | 2.55 | 2.47 | 2.48 | 2.42 | 2.38 | 2.36 | 2.35 | 2.34 | 2.34 | 2.31 | 6.6 | 5.6 | 4.5 | 5.3 | 4.4 | 3.7 | 2.6 | 2.4 | 1.1 | 359.8 | 353.5 | 2.47 | 0.14 | 2.42 | 2.23 | 5.668% | 3.535 | 2.3784 | 0.03924 | 2.3586 | 1.0084 | 2.4908 | 0 | 0
2012-06-25 17:20 | 3.13 | 3.11 | 3.05 | 3.05 | 3.03 | 2.99 | 2.9 | 2.83 | 2.73 | 2.45 | 10.8 | 10.5 | 9.3 | 9.3 | 9.1 | 9.4 | 8.6 | 8.4 | 8.2 | 6.6 | 357.3 | 3.06 | 0.23 | 2.96 | 1.98 | 7.516% | 9.28 | 2.9275 | 0.28243 | 2.9769 | 0.98339 | 3.0092 | 5.46 | 0.91
2012-06-25 17:30 | 4.15 | 4.13 | 4.01 | 3.83 | 3.76 | 3.66 | 3.51 | 3.32 | 3.07 | 2.67 | 12.4 | 13.4 | 13.4 | 13.2 | 12.5 | 11.2 | 10.6 | 9.7 | 8.8 | 7.1 | 1.5 | 3.7 | 0.24 | 3.55 | 2.33 | 6.486% | 11.11 | 3.593 | 0.38671 | 3.6381 | 0.98761 | 3.6541 | 63.7 | 59.15
2012-06-25 17:40 | 5.58 | 5.51 | 5.21 | 5 | 4.83 | 4.68 | 4.61 | 4.52 | 4.38 | 4.02 | 21.9 | 22 | 21.6 | 20.4 | 20.6 | 20.5 | 20.1 | 19.5 | 17.9 | 16.3 | 10.7 | 4.36 | 1.55 | 4.23 | 3.16 | 35.55% | 20.44 | 4.7516 | 0.13926 | 4.6699 | 1.0175 | 4.4363 | 130.24 | 138.96
2012-06-25 17:50 | 9.5 | 9.33 | 9.03 | 8.67 | 8.31 | 7.93 | 7.54 | 6.99 | 6.37 | 5.33 | 25.3 | 25.5 | 25.6 | 25.4 | 24.9 | 24.3 | 24 | 23.9 | 23.7 | 22.5 | 12.7 | 7.76 | 1.76 | 7.39 | 5.21 | 22.68% | 24.255 | 7.8677 | 0.46603 | 7.8729 | 0.99934 | 7.7548 | 816.76 | 813.75
2012-06-25 18:00 | 10.15 | 10 | 9.69 | 9.4 | 9.04 | 8.58 | 8.02 | 7.53 | 7.06 | 6.09 | 26.3 | 26 | 25.4 | 25.1 | 25.3 | 25.4 | 25.3 | 25.3 | 26.2 | 28.7 | 15.4 | 8.49 | 1.07 | 8.05 | 5.43 | 12.6% | 25.385 | 8.5091 | 0.62372 | 8.4974 | 1.0014 | 8.5017 | 1068.83 | 1072.5
2012-06-25 21:30 | 5.64 | 5.68 | 5.82 | 5.9 | 5.88 | 5.77 | 5.55 | 5.27 | 4.85 | 4.13 | 337.6 | 337.2 | 336 | 334.4 | 332.9 | 331.7 | 331.6 | 332 | 332.6 | 333.2 | 322.6 | 5.91 | 0.2 | 5.71 | 3.5 | 3.384% | 331.685 | 5.5349 | 0.35924 | 5.738 | 0.96461 | 5.7009 | 347.42 | 313.4
2012-06-25 21:40 | 5.87 | 5.87 | 5.9 | 5.9 | 5.86 | 5.7 | 5.39 | 5.04 | 4.61 | 3.97 | 340.8 | 340 | 339.1 | 338.3 | 337.3 | 336 | 335.2 | 334.4 | 335 | 337.5 | 326.9 | 5.79 | 0.29 | 5.5 | 3.41 | 5.009% | 335.88 | 5.4656 | 0.51676 | 5.6545 | 0.9666 | 5.5966 | 327.98 | 297.2
2012-06-25 21:50 | 5.43 | 5.3 | 5.19 | 5.12 | 4.95 | 4.73 | 4.49 | 4.24 | 4.01 | 3.63 | 342 | 342.4 | 342.8 | 342.9 | 341.9 | 340.8 | 339.4 | 338.5 | 337.8 | 337.1 | 330.2 | 4.86 | 0.39 | 4.64 | 3.36 | 8.025% | 340.59 | 4.678 | 0.4812 | 4.6948 | 0.99642 | 4.8426 | 184.74 | 182.56
2012-06-25 22:00 | 5.97 | 5.83 | 5.63 | 5.38 | 5.08 | 4.75 | 4.44 | 4.18 | 3.92 | 3.55 | 338.8 | 339 | 338.5 | 339.1 | 338.8 | 338.1 | 336.4 | 334 | 331.8 | 330.4 | 328 | 4.83 | 0.55 | 4.56 | 3.07 | 11.39% | 337.845 | 4.8077 | 0.62368 | 4.7043 | 1.022 | 4.9362 | 181.47 | 193.46
2012-06-25 22:10 | 6.31 | 6.21 | 6.02 | 5.8 | 5.49 | 5.16 | 4.77 | 4.37 | 3.97 | 3.47 | 333.8 | 333.7 | 333.6 | 333.6 | 332.9 | 332.3 | 331.6 | 331 | 329.7 | 328.9 | 324.3 | 5.34 | 0.47 | 5.05 | 3.14 | 8.801% | 332.195 | 5.1364 | 0.72625 | 5.1022 | 1.0067 | 5.3758 | 255.08 | 261.56
2012-06-25 22:20 | 6.09 | 6.03 | 5.91 | 5.87 | 5.75 | 5.5 | 5.1 | 4.66 | 4.18 | 3.56 | 333.7 | 333.7 | 333.7 | 333.7 | 333.8 | 334 | 333.8 | 332.4 | 330.6 | 328.8 | 324.9 | 5.61 | 0.28 | 5.23 | 3.25 | 4.991% | 333.97 | 5.3001 | 0.69776 | 5.4408 | 0.97414 | 5.4649 | 298.82 | 274.52
2012-06-25 22:30 | 5.46 | 5.46 | 5.38 | 5.31 | 5.21 | 5.07 | 4.82 | 4.53 | 4.2 | 3.72 | 327.5 | 328.2 | 329.1 | 329.8 | 330.8 | 331.5 | 331.4 | 330.6 | 329.8 | 327.6 | 322.8 | 5.15 | 0.37 | 4.89 | 3.29 | 7.184% | 331.485 | 4.9237 | 0.46729 | 5.0334 | 0.9782 | 5.0377 | 224.3 | 206.48
2012-06-25 22:40 | 5.69 | 5.59 | 5.39 | 5.29 | 5.14 | 4.95 | 4.75 | 4.55 | 4.31 | 3.78 | 322.3 | 322.4 | 323 | 323.3 | 324 | 324.3 | 324.6 | 324.7 | 325.8 | 325.8 | 317 | 5 | 0.56 | 4.78 | 3.39 | 11.2% | 324.345 | 4.9086 | 0.38113 | 4.9208 | 0.99751 | 4.9875 | 200 | 198.91
2012-06-25 22:50 | 5.98 | 5.96 | 5.89 | 5.72 | 5.5 | 5.15 | 4.75 | 4.32 | 3.92 | 3.38 | 325.7 | 325 | 323.4 | 322.3 | 322.3 | 322.4 | 322.1 | 321.2 | 321.4 | 320.3 | 312.6 | 5.23 | 0.57 | 4.85 | 3.08 | 10.9% | 322.355 | 5.0767 | 0.74715 | 5.0907 | 0.99726 | 5.2157 | 237.26 | 235.64
2012-06-25 23:00 | 5.17 | 5.14 | 5.04 | 4.92 | 4.72 | 4.52 | 4.29 | 4.01 | 3.69 | 3.3 | 331.9 | 331.2 | 329 | 327.1 | 326 | 324.9 | 324.2 | 323.6 | 322.7 | 320.6 | 315.3 | 4.8 | 0.71 | 4.64 | 3.41 | 14.79% | 324.795 | 4.4623 | 0.48261 | 4.4863 | 0.99465 | 4.7743 | 178.2 | 174.93
2012-06-25 23:10 | 5.01 | 5.06 | 5.14 | 5.03 | 4.85 | 4.61 | 4.28 | 3.96 | 3.63 | 3.12 | 330.1 | 328.7 | 327.3 | 325.8 | 324.6 | 323.4 | 322.4 | 321.2 | 320.9 | 323 | 317 | 4.77 | 0.78 | 4.49 | 2.85 | 16.35% | 323.25 | 4.5044 | 0.68637 | 4.5612 | 0.98755 | 4.7106 | 174.93 | 168.39
2012-06-25 23:20 | 4.41 | 4.56 | 4.78 | 4.97 | 4.93 | 4.74 | 4.43 | 4.11 | 3.8 | 3.33 | 330.6 | 329.5 | 327.9 | 326.3 | 324.6 | 323.4 | 322.1 | 321.6 | 321.6 | 319.3 | 313.9 | 4.84 | 0.65 | 4.59 | 3.15 | 13.43% | 323.205 | 4.512 | 0.62504 | 4.6943 | 0.96117 | 4.652 | 182.56 | 161.85
2012-06-25 23:30 | 4.61 | 4.7 | 4.87 | 5 | 4.98 | 4.74 | 4.42 | 4.08 | 3.74 | 3.2 | 332.9 | 331.5 | 329.7 | 327.8 | 326.7 | 325.7 | 323.9 | 323.5 | 324.3 | 326.7 | 316.3 | 4.93 | 0.54 | 4.61 | 3.04 | 10.95% | 325.43 | 4.5293 | 0.64592 | 4.6928 | 0.96516 | 4.7582 | 192.37 | 173.84
2012-06-25 23:40 | 4.21 | 4.17 | 4.19 | 4.28 | 4.34 | 4.29 | 4.18 | 3.97 | 3.68 | 3.28 | 336.2 | 334.6 | 331.8 | 328.2 | 326.7 | 325 | 323.3 | 322.6 | 321.4 | 318.7 | 316.2 | 4.54 | 0.49 | 4.41 | 3.01 | 10.79% | 324.745 | 4.0999 | 0.24004 | 4.2741 | 0.95924 | 4.355 | 149.86 | 129.15
2012-06-25 23:50 | 4.74 | 4.74 | 4.74 | 4.7 | 4.71 | 4.7 | 4.63 | 4.4 | 4.05 | 3.36 | 344.3 | 342.5 | 338.4 | 334.6 | 331.6 | 328.6 | 326.2 | 325.2 | 323.8 | 322.1 | 320 | 4.74 | 0.46 | 4.68 | 3.23 | 9.705% | 328.24 | 4.5061 | 0.13867 | 4.6899 | 0.9608 | 4.5542 | 171.66 | 150.95
2012-06-26 | 3.94 | 4.01 | 4.08 | 4.07 | 4.11 | 4.23 | 4.38 | 4.34 | 4 | 3.32 | 348.7 | 346.7 | 342.8 | 338.7 | 334.3 | 329.7 | 326.2 | 323.2 | 320.8 | 315.2 | 321 | 4.31 | 0.35 | 4.44 | 2.77 | 8.121% | 329.175 | 4.0974 | -0.32202 | 4.2512 | 0.96382 | 4.1541 | 124.79 | 107.35
2012-06-26 12:10 | 9.41 | 9.34 | 9.31 | 9.35 | 9.4 | 9.45 | 9.46 | 9.46 | 9.45 | 9.22 | 320.2 | 320.6 | 320.8 | 320.1 | 319.5 | 319.3 | 319.7 | 320.3 | 321 | 321.8 | 304 | 9.01 | 1.18 | 9.02 | 8.11 | 13.1% | 319.36 | 9.4011 | -0.0097736 | 9.4514 | 0.99467 | 8.962 | 1259.81 | 1241.32
2012-06-26 12:20 | 9.78 | 9.71 | 9.62 | 9.58 | 9.52 | 9.46 | 9.43 | 9.44 | 9.51 | 9.46 | 316.6 | 316.2 | 315.5 | 315.1 | 315 | 315.5 | 316.2 | 316.9 | 317.2 | 317.3 | 306.4 | 9.61 | 1.26 | 9.57 | 9.14 | 13.11% | 315.605 | 9.5103 | 0.029352 | 9.4557 | 1.0058 | 9.6655 | 1488.41 | 1511.27
2012-06-26 12:30 | 9.08 | 9.03 | 8.96 | 8.94 | 8.88 | 8.86 | 8.78 | 8.65 | 8.56 | 8.44 | 310.5 | 310.1 | 309.5 | 309.3 | 308.8 | 307.9 | 307.1 | 306.6 | 306.3 | 305.9 | 296.8 | 8.87 | 1.25 | 8.85 | 8.46 | 14.09% | 307.78 | 8.7921 | 0.083819 | 8.8485 | 0.99363 | 8.8135 | 1208.29 | 1186.27
2012-06-26 12:40 | 10.28 | 10.27 | 10.24 | 10.25 | 10.31 | 10.37 | 10.39 | 10.38 | 10.35 | 10.18 | 307.2 | 306.9 | 306.5 | 306.4 | 306.1 | 305.8 | 305.4 | 305.3 | 305.6 | 305.7 | 298.9 | 10.49 | 1.03 | 10.47 | 9.85 | 9.819% | 305.74 | 10.3207 | -0.017805 | 10.3729 | 0.99497 | 10.4372 | 1767.83 | 1754.48
2012-06-26 12:50 | 10.78 | 10.74 | 10.66 | 10.54 | 10.42 | 10.27 | 10.15 | 9.99 | 9.8 | 9.54 | 302.3 | 302.1 | 301.9 | 301.4 | 301 | 300.8 | 300.5 | 300.3 | 300.4 | 300.6 | 293.9 | 10.61 | 0.97 | 10.63 | 9.37 | 9.142% | 300.755 | 10.2428 | 0.10861 | 10.2527 | 0.99904 | 10.5998 | 1799.87 | 1797.2
2012-06-26 13:00 | 10.63 | 10.59 | 10.48 | 10.42 | 10.39 | 10.27 | 9.96 | 9.6 | 9.4 | 9.18 | 312.1 | 311.9 | 311.1 | 310.2 | 309.6 | 309.4 | 309.4 | 309.3 | 309.7 | 310.8 | 301.3 | 10.01 | 1.38 | 9.85 | 8.86 | 13.79% | 309.4 | 10.059 | 0.28324 | 10.225 | 0.98377 | 9.8475 | 1639.67 | 1579.85
2012-06-26 13:10 | 10.19 | 10.18 | 10.13 | 10.09 | 10.05 | 9.97 | 9.91 | 9.84 | 9.7 | 9.26 | 304.3 | 303.7 | 302.7 | 301.7 | 301 | 300.9 | 300.9 | 300.7 | 300.1 | 299.1 | 292.2 | 9.86 | 1.44 | 9.79 | 8.77 | 14.6% | 300.9 | 9.9272 | 0.055781 | 9.9614 | 0.99657 | 9.8262 | 1583.66 | 1572.23
2012-06-26 13:20 | 9.2 | 9.21 | 9.16 | 9.06 | 8.99 | 8.96 | 8.94 | 8.92 | 8.87 | 8.63 | 295.4 | 295.2 | 295.2 | 295.3 | 295.7 | 296.2 | 296.5 | 296.7 | 296.9 | 296.8 | 288.1 | 9.44 | 1.16 | 9.44 | 8.73 | 12.29% | 296.245 | 8.9727 | 0.02065 | 8.9571 | 1.0017 | 9.4564 | 1423.64 | 1431.26
2012-06-26 13:30 | 9.85 | 9.81 | 9.68 | 9.57 | 9.53 | 9.56 | 9.6 | 9.62 | 9.59 | 9.51 | 308.7 | 308.4 | 308 | 307.2 | 306.6 | 306.3 | 305.8 | 305.5 | 305.2 | 305.3 | 298.1 | 9.54 | 1.43 | 9.59 | 9.14 | 14.99% | 306.225 | 9.5947 | -0.038585 | 9.5657 | 1.003 | 9.5689 | 1461.74 | 1473.17
2012-06-26 13:40 | 10.12 | 10.08 | 10.01 | 9.88 | 9.81 | 9.74 | 9.71 | 9.74 | 9.75 | 9.62 | 313.2 | 313 | 312.9 | 313.1 | 313 | 313 | 313.1 | 313.2 | 312.9 | 313.2 | 300.5 | 9.73 | 1.47 | 9.61 | 8.97 | 15.11% | 313.015 | 9.8025 | 0.028507 | 9.7357 | 1.0069 | 9.7967 | 1534.13 | 1560.8
2012-06-26 13:50 | 9.7 | 9.66 | 9.65 | 9.68 | 9.72 | 9.75 | 9.74 | 9.73 | 9.75 | 9.75 | 304.5 | 304.1 | 303.6 | 302.9 | 302.3 | 301.6 | 300.6 | 299.7 | 298.8 | 297.5 | 295.4 | 10.03 | 1.08 | 10.09 | 10.15 | 10.77% | 301.45 | 9.7141 | 0.0094828 | 9.7486 | 0.99646 | 9.9945 | 1645.01 | 1633.19
2012-06-26 14:00 | 9.63 | 9.6 | 9.51 | 9.48 | 9.48 | 9.47 | 9.49 | 9.46 | 9.35 | 9.14 | 301.5 | 301.2 | 300.8 | 300.7 | 301 | 301.7 | 302 | 301.8 | 301.5 | 300.4 | 293.6 | 9.43 | 1.37 | 9.47 | 8.42 | 14.53% | 301.745 | 9.4517 | -0.019496 | 9.4729 | 0.99776 | 9.4089 | 1419.83 | 1412.21
2012-06-26 14:10 | 10.5 | 10.5 | 10.54 | 10.58 | 10.58 | 10.58 | 10.6 | 10.53 | 10.41 | 10.18 | 302.9 | 302.6 | 302.3 | 301.9 | 301.6 | 301.5 | 301.4 | 301.2 | 300.9 | 300.5 | 293.9 | 10.98 | 1.02 | 11.01 | 9.72 | 9.29% | 301.485 | 10.5259 | -0.017452 | 10.5829 | 0.99462 | 10.9209 | 1898.66 | 1882.64
2012-06-26 14:20 | 10.56 | 10.55 | 10.51 | 10.56 | 10.64 | 10.71 | 10.78 | 10.84 | 10.75 | 10.29 | 309 | 309 | 308.7 | 308.3 | 308 | 307.8 | 307.6 | 307.2 | 307.2 | 308 | 300.6 | 10.58 | 1.07 | 10.57 | 9.95 | 10.11% | 307.77 | 10.6653 | -0.060202 | 10.72 | 0.99489 | 10.526 | 1791.86 | 1778.51
2012-06-26 14:30 | 10.26 | 10.22 | 10.17 | 10.21 | 10.22 | 10.14 | 10.08 | 10.03 | 9.91 | 9.58 | 306.4 | 306.2 | 306.2 | 306 | 305.3 | 304.2 | 303.1 | 302.4 | 302.2 | 302.6 | 295.3 | 10.42 | 1.24 | 10.46 | 9.06 | 11.9% | 304.035 | 10.0833 | 0.054843 | 10.1314 | 0.99525 | 10.3705 | 1749.14 | 1735.79
2012-06-26 14:40 | 10.14 | 10.09 | 10.03 | 10.02 | 10.04 | 10.02 | 9.91 | 9.71 | 9.4 | 9.06 | 306.5 | 306.4 | 305.9 | 306 | 306.5 | 306.8 | 306.9 | 306.9 | 306.9 | 306.1 | 296.3 | 10 | 1.09 | 9.93 | 8.66 | 10.9% | 306.815 | 9.8483 | 0.10201 | 10.0042 | 0.98442 | 9.8442 | 1637 | 1576.04
2012-06-26 14:50 | 9.83 | 9.77 | 9.72 | 9.77 | 9.79 | 9.78 | 9.75 | 9.65 | 9.41 | 9.1 | 310 | 309.8 | 309.2 | 309.1 | 309.5 | 309.6 | 309.5 | 309.3 | 309.1 | 309.4 | 299 | 9.52 | 1.49 | 9.48 | 8.63 | 15.65% | 309.585 | 9.672 | 0.02839 | 9.7757 | 0.98939 | 9.419 | 1454.12 | 1416.02
2012-06-26 15:00 | 9.18 | 9.1 | 8.98 | 8.88 | 8.83 | 8.78 | 8.77 | 8.75 | 8.75 | 8.5 | 304.7 | 304.4 | 303.9 | 303.1 | 302.1 | 301.3 | 300.9 | 300.4 | 299.7 | 298.6 | 294.7 | 9.18 | 1.26 | 9.11 | 8.42 | 13.73% | 301.24 | 8.809 | 0.010531 | 8.7786 | 1.0035 | 9.2118 | 1324.58 | 1336.01
2012-06-26 15:10 | 8.65 | 8.65 | 8.57 | 8.5 | 8.43 | 8.31 | 8.16 | 8.04 | 7.9 | 7.52 | 303.9 | 303.6 | 303.1 | 302.8 | 302.4 | 302.4 | 302.4 | 302 | 301.1 | 300.5 | 293.5 | 8.81 | 1.19 | 8.79 | 7.36 | 13.51% | 302.4 | 8.2509 | 0.16833 | 8.2883 | 0.99548 | 8.7702 | 1186.27 | 1171.59
2012-06-26 15:20 | 8.21 | 8.23 | 8.25 | 8.21 | 8.18 | 8.2 | 8.21 | 8.16 | 8.03 | 7.8 | 306.1 | 305.7 | 305 | 304.6 | 304.7 | 304.8 | 304.5 | 304.1 | 304 | 304.2 | 298.8 | 8.47 | 1.08 | 8.42 | 7.62 | 12.75% | 304.755 | 8.1591 | -0.011263 | 8.2014 | 0.99484 | 8.4263 | 1061.49 | 1046.81
2012-06-26 15:30 | 7.74 | 7.71 | 7.64 | 7.64 | 7.63 | 7.61 | 7.59 | 7.56 | 7.52 | 7.34 | 313.9 | 313.7 | 313.8 | 313.4 | 313.1 | 313 | 312.5 | 312 | 311.2 | 309.1 | 304.9 | 7.82 | 1.45 | 7.83 | 6.94 | 18.54% | 312.925 | 7.5883 | 0.024318 | 7.6071 | 0.99753 | 7.8007 | 834.82 | 828.8
2012-06-26 15:40 | 8.53 | 8.48 | 8.39 | 8.27 | 8.12 | 8.04 | 8.02 | 8.01 | 7.94 | 7.69 | 317.6 | 317.2 | 316.7 | 316.4 | 315.9 | 315.2 | 315 | 315.1 | 315 | 315.5 | 305 | 8.17 | 1.39 | 8.13 | 7.48 | 17.01% | 315.17 | 8.1007 | 0.023016 | 8.0371 | 1.0079 | 8.2347 | 951.39 | 973.41
2012-06-26 15:50 | 10.25 | 10.19 | 10.03 | 9.88 | 9.75 | 9.64 | 9.5 | 9.36 | 9.18 | 8.72 | 315.7 | 315.3 | 314.1 | 313.4 | 313.1 | 313.4 | 313.6 | 313.6 | 313.5 | 314.7 | 305.8 | 9.74 | 1.11 | 9.67 | 8.5 | 11.4% | 313.43 | 9.5984 | 0.13519 | 9.6198 | 0.99777 | 9.7183 | 1537.94 | 1530.32
2012-06-26 16:00 | 10.76 | 10.7 | 10.57 | 10.43 | 10.3 | 10.23 | 10.19 | 10.05 | 9.91 | 9.75 | 315.7 | 315.4 | 314.4 | 313.6 | 313.2 | 312.7 | 312.5 | 312.8 | 313.2 | 313.8 | 304.6 | 10.35 | 1.49 | 10.32 | 9.52 | 14.4% | 312.67 | 10.2293 | 0.036204 | 10.2243 | 1.0005 | 10.3551 | 1730.45 | 1733.12
2012-06-26 16:10 | 11.05 | 11.01 | 10.88 | 10.71 | 10.62 | 10.58 | 10.48 | 10.31 | 10.19 | 10.06 | 316.3 | 316.3 | 316 | 315.5 | 315 | 314.3 | 313.7 | 313.4 | 313.2 | 312.7 | 305.9 | 10.59 | 1.5 | 10.52 | 10.14 | 14.16% | 314.21 | 10.5293 | 0.087759 | 10.5656 | 0.99656 | 10.5536 | 1794.53 | 1783.85
2012-06-26 16:20 | 10.62 | 10.61 | 10.55 | 10.52 | 10.51 | 10.48 | 10.43 | 10.38 | 10.23 | 9.76 | 313.2 | 313.1 | 313 | 313.5 | 313.9 | 313.9 | 313.9 | 314 | 314.2 | 314.3 | 305.9 | 10.72 | 1.25 | 10.74 | 9.74 | 11.66% | 313.9 | 10.4152 | 0.044194 | 10.4728 | 0.99449 | 10.661 | 1829.24 | 1813.22
2012-06-26 16:30 | 11.34 | 11.32 | 11.28 | 11.26 | 11.24 | 11.18 | 11.09 | 10.99 | 10.91 | 10.54 | 312.5 | 312.4 | 312.4 | 312.7 | 312.8 | 312.4 | 311.9 | 311.8 | 311.9 | 312.3 | 304.4 | 11.27 | 1.21 | 11.16 | 10.26 | 10.74% | 312.325 | 11.112 | 0.074692 | 11.1671 | 0.99507 | 11.2145 | 1926.68 | 1921.64
2012-06-26 16:40 | 10.06 | 10.03 | 9.99 | 9.83 | 9.66 | 9.57 | 9.54 | 9.47 | 9.34 | 9.06 | 309.5 | 309.2 | 309 | 308.8 | 308.5 | 308.4 | 308.1 | 308 | 308.4 | 309.1 | 301 | 9.87 | 1.21 | 9.89 | 9.09 | 12.26% | 308.355 | 9.6106 | 0.029014 | 9.5657 | 1.0047 | 9.9163 | 1587.47 | 1606.52
2012-06-26 16:50 | 9.46 | 9.47 | 9.47 | 9.38 | 9.3 | 9.21 | 9.13 | 9.08 | 9.04 | 8.87 | 309 | 308.7 | 308 | 307.4 | 306.9 | 306.7 | 306.3 | 306.2 | 306.5 | 307.5 | 298.3 | 9.43 | 1.54 | 9.36 | 8.53 | 16.33% | 306.64 | 9.2162 | 0.08062 | 9.1985 | 1.0019 | 9.4481 | 1419.83 | 1427.45
2012-06-26 17:00 | 8.93 | 8.93 | 8.88 | 8.79 | 8.74 | 8.72 | 8.74 | 8.72 | 8.69 | 8.62 | 305.9 | 305.8 | 305.9 | 305.5 | 304.9 | 303.9 | 302.8 | 301.8 | 301.1 | 300.8 | 295.9 | 9.18 | 1.02 | 9.15 | 8.39 | 11.11% | 303.735 | 8.7474 | -0.021171 | 8.7229 | 1.0028 | 9.2058 | 1324.58 | 1336.01
2012-06-26 17:10 | 9.54 | 9.55 | 9.64 | 9.67 | 9.67 | 9.65 | 9.58 | 9.4 | 9.18 | 8.75 | 304.3 | 303.8 | 303 | 302.4 | 302 | 301.6 | 301 | 300.6 | 300 | 300.2 | 293.8 | 9.79 | 1.23 | 9.69 | 8.15 | 12.56% | 301.51 | 9.5034 | 0.067277 | 9.6399 | 0.98584 | 9.6513 | 1556.99 | 1503.65
2012-06-26 17:20 | 8.81 | 8.79 | 8.7 | 8.61 | 8.6 | 8.63 | 8.63 | 8.58 | 8.48 | 8.27 | 308.2 | 307.7 | 307 | 306.5 | 305.9 | 305 | 304.7 | 304.6 | 304.5 | 304.7 | 297.6 | 8.98 | 1.03 | 8.98 | 7.72 | 11.47% | 304.955 | 8.5928 | 0 | 8.63 | 0.99569 | 8.9413 | 1248.66 | 1233.98
2012-06-26 17:30 | 9.15 | 9.06 | 8.91 | 8.73 | 8.49 | 8.26 | 8.07 | 7.89 | 7.77 | 7.55 | 310.3 | 310.2 | 309.8 | 309.4 | 309 | 308.6 | 308.4 | 308 | 308.1 | 308.3 | 300.2 | 8.47 | 0.95 | 8.3 | 7.12 | 11.22% | 308.57 | 8.2998 | 0.21505 | 8.2325 | 1.0082 | 8.5392 | 1061.49 | 1087.18
2012-06-26 17:40 | 9.3 | 9.26 | 9.14 | 9.02 | 8.89 | 8.79 | 8.72 | 8.6 | 8.42 | 8.18 | 312.4 | 312.5 | 312.6 | 312.5 | 312.3 | 312.1 | 311.9 | 312.6 | 313.8 | 314.5 | 301.7 | 9.09 | 1.16 | 8.98 | 7.8 | 12.76% | 312.07 | 8.7826 | 0.073886 | 8.7799 | 1.0003 | 9.0928 | 1290.29 | 1290.29
2012-06-26 17:50 | 7.9 | 7.84 | 7.72 | 7.66 | 7.63 | 7.56 | 7.53 | 7.52 | 7.53 | 7.57 | 316.3 | 316.4 | 316.1 | 315 | 314 | 313.7 | 313.8 | 313.9 | 313.3 | 312.9 | 300.8 | 7.74 | 0.97 | 7.74 | 7.56 | 12.53% | 313.715 | 7.5981 | 0.036744 | 7.5557 | 1.0056 | 7.7835 | 810.74 | 822.78
2012-06-26 18:00 | 9.42 | 9.4 | 9.36 | 9.29 | 9.18 | 9.01 | 8.86 | 8.72 | 8.6 | 8.37 | 310.5 | 310.5 | 310.5 | 310.9 | 311.2 | 311 | 310.5 | 310.6 | 310.7 | 310.4 | 300.5 | 8.69 | 1.22 | 8.72 | 7.93 | 14.04% | 310.925 | 8.9862 | 0.15514 | 8.9884 | 0.99976 | 8.6879 | 1142.23 | 1142.23
2012-06-26 18:10 | 8.62 | 8.54 | 8.42 | 8.3 | 8.19 | 8.1 | 8.07 | 8.02 | 7.95 | 7.75 | 313.4 | 313.1 | 312.3 | 311.7 | 311.5 | 311.6 | 311.9 | 311.8 | 311.1 | 310.1 | 301.3 | 8.18 | 0.94 | 8.12 | 7.35 | 11.49% | 311.645 | 8.1417 | 0.034289 | 8.0957 | 1.0057 | 8.2264 | 955.06 | 973.41
2012-06-26 18:20 | 9.3 | 9.19 | 9.02 | 8.89 | 8.79 | 8.68 | 8.58 | 8.51 | 8.43 | 8.24 | 310.7 | 310.6 | 310.4 | 309.9 | 310 | 309.9 | 309.8 | 310.1 | 310.5 | 310.6 | 303 | 9.36 | 1.28 | 9.34 | 8.46 | 13.68% | 309.885 | 8.6942 | 0.10708 | 8.6656 | 1.0033 | 9.3908 | 1393.16 | 1404.59
2012-06-26 18:30 | 9.49 | 9.36 | 9.13 | 8.96 | 8.87 | 8.72 | 8.45 | 8.07 | 7.78 | 7.41 | 312.9 | 313 | 312.9 | 312.5 | 312 | 311.5 | 311.5 | 311.7 | 311.8 | 311.2 | 303.1 | 8.64 | 1.45 | 8.58 | 7.26 | 16.78% | 311.5 | 8.5609 | 0.29065 | 8.6808 | 0.98619 | 8.5207 | 1123.88 | 1079.84
2012-06-26 18:40 | 9.73 | 9.61 | 9.34 | 9.14 | 8.99 | 8.8 | 8.6 | 8.45 | 8.34 | 8.09 | 312.8 | 312.8 | 312.9 | 313.4 | 313.6 | 313.7 | 313.3 | 312.9 | 313.8 | 315.8 | 302.7 | 8.33 | 1.2 | 8.15 | 7.69 | 14.41% | 313.64 | 8.808 | 0.21245 | 8.7711 | 1.0042 | 8.3651 | 1010.11 | 1024.79
2012-06-26 18:50 | 9.15 | 9.14 | 9.08 | 8.99 | 8.92 | 8.83 | 8.74 | 8.67 | 8.55 | 8.3 | 308.6 | 308.4 | 308.2 | 308.2 | 308.1 | 307.8 | 307.7 | 307.8 | 308.3 | 309.5 | 299.5 | 9.05 | 1.36 | 8.99 | 8.2 | 15.03% | 307.785 | 8.8092 | 0.094672 | 8.817 | 0.99911 | 9.042 | 1275.05 | 1271.24
2012-06-26 19:00 | 9.54 | 9.44 | 9.24 | 9.03 | 8.86 | 8.73 | 8.6 | 8.48 | 8.33 | 7.95 | 310.6 | 310.5 | 310.5 | 310.6 | 310.5 | 310.1 | 309.8 | 309.9 | 309.8 | 309.7 | 301.9 | 8.82 | 1.2 | 8.7 | 7.74 | 13.61% | 310.055 | 8.741 | 0.13864 | 8.7113 | 1.0034 | 8.8501 | 1189.94 | 1200.95
2012-06-26 19:10 | 9.94 | 9.86 | 9.64 | 9.4 | 9.18 | 8.95 | 8.74 | 8.57 | 8.35 | 7.99 | 312.2 | 312.4 | 312.5 | 312.2 | 311.7 | 311.2 | 311 | 310.8 | 311.2 | 311.9 | 301.6 | 8.85 | 1.24 | 8.77 | 7.68 | 14.01% | 311.17 | 8.9691 | 0.21941 | 8.9196 | 1.0055 | 8.8991 | 1200.95 | 1219.3
2012-06-26 19:20 | 9.34 | 9.2 | 8.9 | 8.59 | 8.24 | 7.97 | 7.82 | 7.76 | 7.64 | 7.24 | 310 | 310.2 | 310.3 | 310.5 | 310.7 | 310.6 | 309.8 | 309.5 | 310 | 310.9 | 301.9 | 8.36 | 1.23 | 8.18 | 7.01 | 14.71% | 310.48 | 8.1372 | 0.17558 | 7.9483 | 1.0238 | 8.5587 | 1021.12 | 1094.52
2012-06-26 19:30 | 8.82 | 8.75 | 8.61 | 8.43 | 8.18 | 7.86 | 7.55 | 7.3 | 7.05 | 6.8 | 309.2 | 309.6 | 309.9 | 310.4 | 310.5 | 310 | 309.6 | 309.1 | 308.2 | 307.1 | 300.5 | 7.92 | 1.22 | 7.86 | 6.76 | 15.4% | 309.94 | 7.8585 | 0.37185 | 7.8148 | 1.0056 | 7.9642 | 864.92 | 876.96
2012-06-26 19:40 | 9.42 | 9.3 | 9.04 | 8.78 | 8.59 | 8.39 | 8.13 | 7.89 | 7.7 | 7.39 | 307.9 | 307.7 | 307.7 | 308.1 | 308.6 | 308.8 | 309.4 | 309.7 | 309.6 | 309.2 | 300.1 | 8.48 | 1.27 | 8.26 | 6.76 | 14.98% | 308.89 | 8.3616 | 0.2909 | 8.3522 | 1.0011 | 8.4895 | 1065.16 | 1068.83
2012-06-26 19:50 | 9.33 | 9.22 | 9.05 | 8.79 | 8.52 | 8.27 | 8.07 | 7.79 | 7.53 | 7.19 | 307.1 | 306.9 | 306.8 | 306.7 | 306.2 | 305.5 | 304.7 | 304.4 | 304.4 | 304.4 | 298.5 | 8.24 | 0.89 | 8.07 | 6.99 | 10.8% | 305.38 | 8.2858 | 0.22623 | 8.241 | 1.0054 | 8.2847 | 977.08 | 991.76
2012-06-26 20:00 | 10.35 | 10.24 | 10 | 9.79 | 9.62 | 9.35 | 9.02 | 8.72 | 8.48 | 8.25 | 308.1 | 307.9 | 307.5 | 306.9 | 306.1 | 305.5 | 305.2 | 305.2 | 305.1 | 305 | 298.8 | 9.33 | 1.25 | 9.19 | 8.3 | 13.4% | 305.455 | 9.2848 | 0.33205 | 9.302 | 0.99815 | 9.3127 | 1381.73 | 1374.11
2012-06-26 20:10 | 9.66 | 9.5 | 9.26 | 9.02 | 8.88 | 8.72 | 8.47 | 8.16 | 7.91 | 7.58 | 312.4 | 311.9 | 311.3 | 310.9 | 310.5 | 310.6 | 311 | 311.5 | 311.8 | 312.6 | 300.7 | 8.36 | 1.45 | 8.06 | 7.12 | 17.34% | 310.66 | 8.6275 | 0.26881 | 8.6837 | 0.99352 | 8.3059 | 1021.12 | 1002.77
2012-06-26 20:20 | 9.71 | 9.57 | 9.39 | 9.17 | 8.92 | 8.6 | 8.3 | 8.06 | 7.84 | 7.41 | 311.3 | 311.3 | 311.1 | 311 | 310.8 | 310.9 | 310.5 | 310.4 | 310.5 | 311 | 301.9 | 8.66 | 1.37 | 8.47 | 7.22 | 15.82% | 310.84 | 8.6088 | 0.32812 | 8.5564 | 1.0061 | 8.7131 | 1131.22 | 1149.57
2012-06-26 20:30 | 9.95 | 9.8 | 9.47 | 9.26 | 9.14 | 8.96 | 8.71 | 8.52 | 8.4 | 8.07 | 310.8 | 310.2 | 309.9 | 310.4 | 311.2 | 311.6 | 311.8 | 312 | 311.9 | 312.5 | 302.5 | 8.95 | 1.23 | 8.83 | 7.71 | 13.74% | 311.63 | 8.922 | 0.26151 | 8.9237 | 0.9998 | 8.9482 | 1237.65 | 1237.65
2012-06-26 20:40 | 10.19 | 10.11 | 9.97 | 9.74 | 9.43 | 9.1 | 8.85 | 8.6 | 8.37 | 7.93 | 312.3 | 312.2 | 311.9 | 311.7 | 311.3 | 310.4 | 310.2 | 310.6 | 311.1 | 310.6 | 303.4 | 9.45 | 1.21 | 9.27 | 7.57 | 12.8% | 310.37 | 9.1435 | 0.25743 | 9.0638 | 1.0088 | 9.5331 | 1427.45 | 1457.93
2012-06-26 20:50 | 10.07 | 9.92 | 9.63 | 9.3 | 9 | 8.68 | 8.35 | 8.08 | 7.92 | 7.68 | 314.4 | 314.1 | 313.6 | 313.5 | 313.6 | 313.2 | 313.4 | 314.6 | 316.1 | 317.5 | 304.8 | 9.17 | 1.12 | 8.86 | 7.31 | 12.21% | 313.23 | 8.7258 | 0.35818 | 8.6319 | 1.0109 | 9.2697 | 1320.77 | 1358.87
2012-06-26 21:00 | 10.58 | 10.47 | 10.19 | 9.93 | 9.65 | 9.39 | 9.17 | 8.93 | 8.7 | 8.48 | 316.1 | 316.1 | 316.3 | 316.1 | 316.2 | 315.9 | 315.7 | 315.7 | 315.6 | 315.5 | 306.8 | 9.34 | 1.15 | 9.16 | 8.06 | 12.31% | 315.87 | 9.4289 | 0.21909 | 9.3582 | 1.0076 | 9.4107 | 1385.54 | 1412.21
2012-06-26 21:10 | 10.5 | 10.35 | 10.17 | 9.98 | 9.77 | 9.61 | 9.42 | 9.24 | 9.11 | 8.67 | 317 | 316.8 | 316.5 | 316 | 315.8 | 315.6 | 315.8 | 315.6 | 315.5 | 316.5 | 307.7 | 9.89 | 1.2 | 9.71 | 8.29 | 12.13% | 315.63 | 9.599 | 0.18453 | 9.5825 | 1.0017 | 9.9069 | 1595.09 | 1602.71
2012-06-26 21:20 | 9.72 | 9.61 | 9.36 | 9.07 | 8.72 | 8.4 | 8.16 | 7.95 | 7.74 | 7.5 | 317.1 | 316.8 | 316.9 | 317.4 | 317.7 | 318 | 318.5 | 319.3 | 320 | 319.9 | 308.6 | 8.6 | 1.24 | 8.33 | 7.62 | 14.42% | 318.075 | 8.4977 | 0.26787 | 8.3652 | 1.0158 | 8.7362 | 1109.2 | 1160.58
2012-06-26 21:30 | 10.18 | 10.03 | 9.75 | 9.59 | 9.52 | 9.5 | 9.38 | 9.21 | 9 | 8.69 | 316.1 | 316 | 315.4 | 315.1 | 314.4 | 313.8 | 313.6 | 313.8 | 314 | 314.9 | 306 | 9.53 | 1.38 | 9.35 | 8.3 | 14.48% | 313.77 | 9.4109 | 0.11747 | 9.4827 | 0.99242 | 9.4578 | 1457.93 | 1431.26
2012-06-26 21:40 | 10.7 | 10.54 | 10.27 | 10.05 | 9.84 | 9.63 | 9.42 | 9.29 | 9.19 | 8.81 | 316.9 | 317 | 316.8 | 316.4 | 316.1 | 316 | 315.8 | 315.7 | 315.8 | 316.5 | 307.2 | 9.76 | 1.39 | 9.6 | 8.32 | 14.24% | 315.97 | 9.6645 | 0.20375 | 9.5996 | 1.0068 | 9.8259 | 1545.56 | 1572.23
2012-06-26 21:50 | 10.78 | 10.7 | 10.57 | 10.43 | 10.28 | 10.14 | 10 | 9.87 | 9.67 | 9.31 | 317.1 | 316.7 | 316 | 315.9 | 316.2 | 316.5 | 316.3 | 315.9 | 315.4 | 315.3 | 307.9 | 10.47 | 0.94 | 10.31 | 8.97 | 8.978% | 316.47 | 10.1175 | 0.12848 | 10.1198 | 0.99977 | 10.4675 | 1762.49 | 1762.49
2012-06-26 22:00 | 10.91 | 10.84 | 10.63 | 10.43 | 10.24 | 10.1 | 9.93 | 9.72 | 9.42 | 8.83 | 318.4 | 318.3 | 317.6 | 317.2 | 317.2 | 317.2 | 317.4 | 317.6 | 317.6 | 319.4 | 309.8 | 10.48 | 1.02 | 10.29 | 8.6 | 9.733% | 317.23 | 10.0431 | 0.15687 | 10.0755 | 0.99679 | 10.4463 | 1765.16 | 1757.15
2012-06-26 22:10 | 10.3 | 10.19 | 9.97 | 9.83 | 9.79 | 9.72 | 9.59 | 9.42 | 9.12 | 8.51 | 317 | 316.8 | 316.6 | 316.6 | 316.5 | 316.5 | 316.8 | 317.2 | 317.2 | 318.1 | 308.9 | 9.79 | 1.36 | 9.59 | 8.46 | 13.89% | 316.545 | 9.6064 | 0.12443 | 9.7013 | 0.99023 | 9.6943 | 1556.99 | 1518.89
2012-06-26 22:20 | 9.96 | 9.85 | 9.64 | 9.49 | 9.3 | 9.06 | 8.81 | 8.57 | 8.32 | 8.04 | 319.1 | 319.2 | 319.6 | 319.9 | 320 | 320 | 319.8 | 319.9 | 319.8 | 318.8 | 309.6 | 9.28 | 1.31 | 9.08 | 7.63 | 14.12% | 319.97 | 9.0221 | 0.25858 | 9.0238 | 0.99982 | 9.2783 | 1362.68 | 1362.68
2012-06-26 22:30 | 10.2 | 10.11 | 9.88 | 9.58 | 9.33 | 9.07 | 8.87 | 8.66 | 8.33 | 7.87 | 317.8 | 317.7 | 317.3 | 317 | 316.5 | 315.9 | 315.7 | 315.3 | 314.5 | 314.2 | 309.2 | 9.53 | 1.24 | 9.28 | 7.48 | 13.01% | 315.87 | 9.0946 | 0.20605 | 9.0411 | 1.0059 | 9.5864 | 1457.93 | 1480.79
2012-06-26 22:40 | 10.3 | 10.21 | 10.04 | 9.9 | 9.76 | 9.63 | 9.49 | 9.32 | 9.04 | 8.46 | 317.5 | 317.5 | 317.8 | 317.4 | 316.9 | 316.7 | 316.9 | 317 | 317.1 | 316.3 | 308.9 | 9.71 | 1.17 | 9.64 | 8.28 | 12.05% | 316.73 | 9.5696 | 0.13533 | 9.6098 | 0.99582 | 9.6694 | 1526.51 | 1511.27
2012-06-26 22:50 | 9.51 | 9.41 | 9.3 | 9.17 | 9.02 | 8.88 | 8.71 | 8.55 | 8.42 | 8.11 | 317.8 | 317.7 | 317.4 | 317.1 | 317.4 | 317.6 | 317.4 | 317.4 | 317.8 | 318.2 | 307.9 | 9.32 | 1.15 | 9.18 | 7.92 | 12.34% | 317.57 | 8.8493 | 0.17863 | 8.8554 | 0.99931 | 9.3136 | 1377.92 | 1374.11
2012-06-26 23:00 | 9.58 | 9.43 | 9.2 | 8.99 | 8.81 | 8.64 | 8.44 | 8.24 | 8.03 | 7.67 | 319.1 | 319 | 319.1 | 318.8 | 318.1 | 317.9 | 317.7 | 318.3 | 318.8 | 319.9 | 308.7 | 8.52 | 1.04 | 8.37 | 7.51 | 12.21% | 317.87 | 8.6133 | 0.21643 | 8.6111 | 1.0003 | 8.5222 | 1079.84 | 1079.84
2012-06-26 23:10 | 9.07 | 8.97 | 8.83 | 8.66 | 8.53 | 8.37 | 8.17 | 7.93 | 7.65 | 7.27 | 319.4 | 319.1 | 318.6 | 317.8 | 317 | 316.5 | 316.2 | 315.8 | 315.3 | 315.4 | 307.3 | 8.97 | 0.86 | 8.81 | 7.33 | 9.588% | 316.455 | 8.2889 | 0.22349 | 8.341 | 0.99374 | 8.9139 | 1244.99 | 1222.97
2012-06-26 23:20 | 9.46 | 9.32 | 9.04 | 8.79 | 8.62 | 8.47 | 8.35 | 8.2 | 7.95 | 7.64 | 315.9 | 315.6 | 314.5 | 313.3 | 312.7 | 312.6 | 312.8 | 312.6 | 312.5 | 312.3 | 304.1 | 8.82 | 0.94 | 8.62 | 7.37 | 10.66% | 312.63 | 8.4832 | 0.13186 | 8.4527 | 1.0036 | 8.8519 | 1189.94 | 1200.95
2012-06-26 23:30 | 9.51 | 9.39 | 9.15 | 8.95 | 8.72 | 8.48 | 8.24 | 7.93 | 7.69 | 7.3 | 315.4 | 315 | 314.6 | 314.5 | 314.3 | 314.3 | 314.2 | 313.5 | 312.7 | 313 | 304.3 | 8.49 | 0.94 | 8.29 | 6.86 | 11.07% | 314.285 | 8.4493 | 0.26531 | 8.4452 | 1.0005 | 8.4941 | 1068.83 | 1068.83
2012-06-26 23:40 | 9.18 | 8.99 | 8.71 | 8.46 | 8.31 | 8.15 | 7.94 | 7.76 | 7.55 | 7.17 | 315.7 | 315.3 | 314.5 | 313.4 | 312.5 | 312.5 | 312.4 | 312.7 | 313.5 | 315 | 306 | 8.46 | 0.98 | 8.27 | 6.88 | 11.58% | 312.485 | 8.1204 | 0.24123 | 8.1196 | 1.0001 | 8.4608 | 1057.82 | 1057.82
2012-06-26 23:50 | 9.06 | 9 | 8.84 | 8.7 | 8.53 | 8.37 | 8.08 | 7.81 | 7.5 | 7.09 | 317.9 | 317.9 | 318.1 | 318 | 317.6 | 317.7 | 317.5 | 316.8 | 316.5 | 316.7 | 308.5 | 8.32 | 1.12 | 8.1 | 7.05 | 13.46% | 317.67 | 8.2491 | 0.32586 | 8.3278 | 0.99055 | 8.2413 | 1006.44 | 977.08
2012-06-27 | 8.42 | 8.32 | 8.1 | 7.82 | 7.56 | 7.42 | 7.29 | 7.06 | 6.76 | 6.41 | 319 | 318.5 | 318.1 | 317.8 | 317.3 | 316.8 | 316.3 | 315.9 | 316.3 | 318.3 | 307.8 | 7.93 | 0.96 | 7.71 | 6.55 | 12.11% | 316.725 | 7.4271 | 0.16334 | 7.4012 | 1.0035 | 7.9577 | 867.93 | 876.96
2012-06-27 00:10 | 9.42 | 9.34 | 9.19 | 9.01 | 8.79 | 8.48 | 8.14 | 7.79 | 7.51 | 7.15 | 318 | 317.9 | 317.4 | 316.9 | 316.3 | 315.9 | 315.7 | 315.5 | 315.4 | 315.7 | 307.7 | 8.7 | 0.93 | 8.54 | 7.15 | 10.69% | 315.87 | 8.4157 | 0.37814 | 8.4304 | 0.99825 | 8.6848 | 1145.9 | 1138.56
2012-06-27 00:20 | 9.36 | 9.25 | 9.04 | 8.78 | 8.53 | 8.33 | 8.16 | 7.92 | 7.68 | 7.46 | 318.3 | 318.3 | 318 | 317.5 | 317.4 | 317.3 | 316.7 | 316.6 | 316.7 | 317.8 | 307.9 | 8.43 | 0.83 | 8.32 | 7.01 | 9.846% | 317.21 | 8.35 | 0.19054 | 8.3054 | 1.0054 | 8.4752 | 1046.81 | 1065.16
2012-06-27 00:30 | 9.28 | 9.13 | 8.86 | 8.6 | 8.35 | 8.05 | 7.8 | 7.6 | 7.32 | 7.09 | 318.8 | 318.6 | 318.1 | 318.3 | 318.2 | 318.2 | 317.9 | 317.9 | 317.8 | 318.5 | 308.4 | 8.16 | 0.88 | 7.93 | 6.8 | 10.78% | 318.155 | 8.0937 | 0.29154 | 8.0137 | 1.01 | 8.2414 | 947.72 | 977.08
2012-06-27 00:40 | 9.65 | 9.51 | 9.23 | 9.04 | 8.81 | 8.6 | 8.4 | 8.13 | 7.85 | 7.44 | 319.5 | 319.3 | 318.7 | 317.8 | 317.4 | 317.8 | 318.4 | 318.6 | 318.6 | 318.6 | 309.7 | 8.87 | 0.9 | 8.61 | 7.08 | 10.15% | 317.89 | 8.5753 | 0.21744 | 8.5711 | 1.0005 | 8.8744 | 1208.29 | 1208.29
2012-06-27 00:50 | 10.21 | 10.07 | 9.8 | 9.58 | 9.26 | 8.97 | 8.74 | 8.45 | 8.17 | 7.79 | 322.6 | 322.1 | 320.9 | 320.3 | 319.8 | 319.3 | 318.7 | 318.5 | 318.5 | 318.6 | 310.8 | 9.32 | 0.77 | 9.14 | 7.94 | 8.262% | 319.21 | 8.9965 | 0.24004 | 8.9367 | 1.0067 | 9.3824 | 1377.92 | 1400.78
2012-06-27 01:00 | 10.03 | 9.92 | 9.63 | 9.31 | 9.04 | 8.79 | 8.52 | 8.25 | 8.04 | 7.77 | 318.7 | 318.5 | 317.8 | 317.4 | 317 | 316.7 | 316 | 316.2 | 316.8 | 316.6 | 307.8 | 9.09 | 0.82 | 8.9 | 7.54 | 9.021% | 316.595 | 8.8073 | 0.2883 | 8.7508 | 1.0065 | 9.1487 | 1290.29 | 1313.15
2012-06-27 01:10 | 9.55 | 9.36 | 9.09 | 8.89 | 8.74 | 8.57 | 8.39 | 8.16 | 7.92 | 7.52 | 317.2 | 316.7 | 315.6 | 314.9 | 314.7 | 314.4 | 314.4 | 315.2 | 315.8 | 316 | 306.4 | 9 | 0.78 | 8.77 | 7.47 | 8.667% | 314.4 | 8.5282 | 0.19616 | 8.544 | 0.99815 | 8.9834 | 1256 | 1248.66
2012-06-27 01:20 | 10.03 | 9.94 | 9.69 | 9.47 | 9.23 | 8.97 | 8.73 | 8.55 | 8.3 | 7.99 | 315.3 | 315 | 314.9 | 315.1 | 314.9 | 314.6 | 314 | 314.1 | 314 | 314.3 | 305.3 | 9.17 | 0.79 | 8.98 | 7.78 | 8.615% | 314.51 | 8.9903 | 0.25062 | 8.9352 | 1.0062 | 9.2265 | 1320.77 | 1343.63
2012-06-27 01:30 | 9.78 | 9.61 | 9.29 | 9.08 | 8.88 | 8.67 | 8.44 | 8.17 | 7.92 | 7.63 | 317.9 | 317.4 | 316.7 | 316.4 | 316.2 | 316.2 | 316.4 | 317.1 | 317.9 | 317.8 | 307.5 | 8.89 | 1 | 8.66 | 7.41 | 11.25% | 316.23 | 8.6386 | 0.24846 | 8.6367 | 1.0002 | 8.892 | 1215.63 | 1215.63
2012-06-27 01:40 | 9.34 | 9.22 | 8.98 | 8.77 | 8.57 | 8.31 | 8.1 | 7.91 | 7.65 | 7.26 | 316.9 | 316.8 | 316.7 | 316.3 | 315.6 | 314.7 | 313.9 | 313.2 | 313.1 | 313.1 | 306.8 | 8.75 | 0.77 | 8.52 | 7.3 | 8.8% | 314.58 | 8.32 | 0.23653 | 8.2796 | 1.0049 | 8.7927 | 1164.25 | 1178.93
2012-06-27 01:50 | 9.44 | 9.28 | 8.97 | 8.7 | 8.47 | 8.22 | 7.97 | 7.73 | 7.49 | 7.09 | 316.3 | 316.3 | 316.4 | 316.1 | 315.8 | 314.9 | 314.2 | 313.8 | 313.8 | 314.5 | 305.7 | 8.48 | 1.02 | 8.27 | 6.91 | 12.03% | 314.795 | 8.2249 | 0.28541 | 8.1837 | 1.005 | 8.5227 | 1065.16 | 1079.84
2012-06-27 02:00 | 9.93 | 9.78 | 9.54 | 9.31 | 9.03 | 8.7 | 8.43 | 8.18 | 7.94 | 7.48 | 316.4 | 316.2 | 315.5 | 314.8 | 314.9 | 315 | 315 | 314.8 | 314.6 | 314.5 | 306.2 | 8.73 | 0.92 | 8.51 | 7.01 | 10.54% | 315 | 8.7328 | 0.29133 | 8.6608 | 1.0083 | 8.8025 | 1156.91 | 1182.6
2012-06-27 02:10 | 9.95 | 9.82 | 9.48 | 9.15 | 8.91 | 8.7 | 8.55 | 8.27 | 7.98 | 7.52 | 318.7 | 318.7 | 318 | 317.6 | 317 | 316.4 | 316.3 | 316.3 | 316.7 | 316.5 | 308.8 | 8.97 | 0.86 | 8.66 | 7.36 | 9.588% | 316.385 | 8.7194 | 0.16072 | 8.6783 | 1.0047 | 9.0124 | 1244.99 | 1259.81
2012-06-27 02:20 | 10.03 | 9.91 | 9.7 | 9.4 | 9.07 | 8.76 | 8.45 | 8.1 | 7.75 | 7.34 | 318.6 | 318.3 | 318.1 | 318.1 | 318.2 | 318.2 | 318.5 | 318.3 | 318.2 | 318.8 | 308.7 | 8.54 | 0.96 | 8.31 | 7.31 | 11.24% | 318.245 | 8.7556 | 0.33295 | 8.7149 | 1.0047 | 8.5799 | 1087.18 | 1101.86
2012-06-27 02:30 | 9.95 | 9.83 | 9.57 | 9.4 | 9.25 | 9.06 | 8.86 | 8.71 | 8.39 | 7.81 | 317.1 | 316.6 | 315.5 | 315.1 | 314.9 | 314.7 | 315 | 315.2 | 315.4 | 316.2 | 306.7 | 9 | 0.9 | 8.85 | 7.7 | 10% | 314.745 | 9.0149 | 0.20628 | 9.0311 | 0.99821 | 8.9839 | 1256 | 1248.66
2012-06-27 02:40 | 9.62 | 9.48 | 9.13 | 8.81 | 8.64 | 8.49 | 8.27 | 7.94 | 7.68 | 7.34 | 317.9 | 317.6 | 316.7 | 316.7 | 316.6 | 316 | 315.9 | 315.7 | 316.1 | 317.1 | 306.8 | 8.49 | 0.95 | 8.3 | 7.08 | 11.19% | 315.985 | 8.4286 | 0.24262 | 8.4581 | 0.99651 | 8.4604 | 1068.83 | 1057.82
2012-06-27 02:50 | 9.89 | 9.71 | 9.34 | 9.01 | 8.7 | 8.39 | 8.14 | 7.93 | 7.7 | 7.54 | 317 | 316.8 | 316.1 | 315.2 | 315.1 | 315.5 | 316.1 | 316.4 | 317.2 | 317.8 | 306.4 | 8.77 | 0.88 | 8.48 | 7.5 | 10.03% | 315.59 | 8.4817 | 0.27954 | 8.3537 | 1.0153 | 8.9043 | 1171.59 | 1219.3
2012-06-27 03:00 | 9.7 | 9.57 | 9.29 | 9.1 | 8.91 | 8.66 | 8.37 | 8.15 | 7.84 | 7.24 | 317.2 | 317.3 | 317.2 | 315.8 | 315.1 | 315.1 | 315.2 | 315.8 | 316 | 317.3 | 308.3 | 8.76 | 0.97 | 8.51 | 7.25 | 11.07% | 315.115 | 8.6057 | 0.31476 | 8.6178 | 0.9986 | 8.7477 | 1167.92 | 1164.25
2012-06-27 03:10 | 8.94 | 8.78 | 8.58 | 8.31 | 8.01 | 7.75 | 7.52 | 7.36 | 7.17 | 6.84 | 319.1 | 319.2 | 319.3 | 318.9 | 318.3 | 318.3 | 318.6 | 318.8 | 319.3 | 320.9 | 309.9 | 8.33 | 1.12 | 8.12 | 6.72 | 13.45% | 318.345 | 7.8172 | 0.2784 | 7.7166 | 1.013 | 8.4386 | 1010.11 | 1050.48
2012-06-27 03:20 | 8.87 | 8.74 | 8.52 | 8.45 | 8.3 | 8.17 | 8.04 | 7.89 | 7.7 | 7.27 | 320.3 | 320.4 | 320.6 | 320.4 | 320.3 | 320.3 | 320.5 | 321.3 | 322 | 321.8 | 312.2 | 8.23 | 0.92 | 8.15 | 7.15 | 11.18% | 320.33 | 8.1363 | 0.14822 | 8.1512 | 0.99817 | 8.2149 | 973.41 | 966.07
2012-06-27 03:30 | 7.37 | 7.29 | 7.32 | 7.34 | 7.24 | 7.18 | 7.13 | 7.14 | 7.1 | 7 | 322.9 | 322.6 | 322 | 321.5 | 320.9 | 320.8 | 320.3 | 320.3 | 320.8 | 320.2 | 312 | 7.46 | 0.66 | 7.4 | 7.21 | 8.847% | 320.725 | 7.1961 | 0.064577 | 7.1728 | 1.0032 | 7.4842 | 726.46 | 732.48
2012-06-27 03:40 | 7.58 | 7.54 | 7.43 | 7.37 | 7.24 | 7.15 | 7.04 | 6.97 | 6.82 | 6.73 | 325.5 | 325.1 | 325 | 324.5 | 323.6 | 322.1 | 321.2 | 321 | 321.5 | 321.6 | 311.1 | 7.45 | 0.97 | 7.36 | 6.74 | 13.02% | 321.965 | 7.1365 | 0.14327 | 7.1341 | 1.0003 | 7.4525 | 723.45 | 723.45
2012-06-27 03:50 | 7.43 | 7.4 | 7.34 | 7.21 | 7.06 | 6.8 | 6.58 | 6.55 | 6.52 | 6.46 | 321.7 | 321.3 | 320.5 | 319.7 | 319.1 | 318.5 | 318.4 | 318.6 | 317.9 | 317.9 | 311.2 | 6.93 | 0.84 | 6.82 | 6.26 | 12.12% | 318.485 | 6.866 | 0.30392 | 6.768 | 1.0145 | 7.0303 | 572.18 | 597.03
2012-06-27 04:00 | 6.75 | 6.7 | 6.64 | 6.71 | 6.81 | 6.82 | 6.73 | 6.62 | 6.58 | 6.36 | 319.2 | 319.3 | 319.5 | 319.5 | 318.9 | 318.1 | 318 | 317.2 | 316.9 | 315.5 | 308.4 | 7.02 | 1.04 | 6.95 | 6.19 | 14.81% | 318.085 | 6.6883 | 0.12276 | 6.807 | 0.98255 | 6.8975 | 594.02 | 565.4
2012-06-27 04:10 | 7.25 | 7.3 | 7.41 | 7.4 | 7.38 | 7.33 | 7.31 | 7.29 | 7.21 | 6.98 | 318.9 | 319 | 318.8 | 318.2 | 317.6 | 316.8 | 316 | 316 | 316 | 315.8 | 307.4 | 8.03 | 0.9 | 7.93 | 6.85 | 11.21% | 316.68 | 7.31 | 0.025249 | 7.3271 | 0.99766 | 8.0112 | 900.01 | 892.67
2012-06-27 04:20 | 7.52 | 7.46 | 7.32 | 7.22 | 7.13 | 6.99 | 6.91 | 6.97 | 7 | 6.75 | 320.8 | 320.9 | 321.2 | 321.1 | 321.2 | 321.1 | 321.7 | 322.3 | 323.1 | 323.9 | 311.3 | 7.13 | 0.83 | 7.07 | 6.41 | 11.64% | 321.19 | 7.0713 | 0.10637 | 6.9785 | 1.0133 | 7.2248 | 627.13 | 654.22
2012-06-27 04:30 | 7.94 | 7.94 | 7.88 | 7.8 | 7.72 | 7.68 | 7.61 | 7.44 | 7.24 | 6.91 | 325.5 | 325.4 | 324.2 | 323.2 | 322.7 | 321.9 | 321.4 | 320.9 | 321.5 | 321.8 | 312.4 | 7.76 | 0.88 | 7.61 | 6.52 | 11.34% | 321.825 | 7.6009 | 0.084614 | 7.6699 | 0.991 | 7.6902 | 816.76 | 795.69
2012-06-27 04:40 | 7.21 | 7.18 | 7.08 | 6.99 | 6.91 | 6.87 | 6.79 | 6.75 | 6.83 | 6.78 | 318 | 317.9 | 317.1 | 315.9 | 315.8 | 315.6 | 314.5 | 313.4 | 311.9 | 310.9 | 310.7 | 7.22 | 1.01 | 7.22 | 7.02 | 13.99% | 315.435 | 6.8877 | 0.10824 | 6.8585 | 1.0043 | 7.2507 | 654.22 | 663.25
2012-06-27 04:50 | 7.92 | 7.94 | 7.94 | 7.87 | 7.76 | 7.73 | 7.67 | 7.65 | 7.59 | 7.38 | 318.5 | 318.4 | 317.6 | 317.2 | 316.2 | 315.4 | 315.7 | 316.2 | 315.6 | 315.2 | 308.4 | 7.96 | 0.91 | 7.89 | 7.41 | 11.43% | 315.445 | 7.728 | 0.072008 | 7.7214 | 1.0009 | 7.9669 | 876.96 | 879.97
2012-06-27 05:00 | 6.8 | 6.83 | 6.84 | 6.85 | 6.87 | 6.91 | 6.97 | 6.94 | 6.77 | 6.51 | 315.9 | 315.5 | 314.9 | 314.3 | 313.5 | 313.1 | 313.2 | 314 | 314.9 | 316 | 304.5 | 6.82 | 0.8 | 6.82 | 6.68 | 11.73% | 313.115 | 6.859 | -0.079894 | 6.9186 | 0.99139 | 6.7613 | 547.32 | 533.76
2012-06-27 05:10 | 8.09 | 8.1 | 8.11 | 8.04 | 7.93 | 7.82 | 7.77 | 7.74 | 7.76 | 7.66 | 321.1 | 321.2 | 321.1 | 320.7 | 320.5 | 320.1 | 319.3 | 318.9 | 319.1 | 319.3 | 310.7 | 7.93 | 1.26 | 7.86 | 7.31 | 15.89% | 319.98 | 7.8731 | 0.059275 | 7.8128 | 1.0077 | 7.9912 | 867.93 | 885.99
2012-06-27 05:20 | 8.29 | 8.33 | 8.35 | 8.32 | 8.36 | 8.41 | 8.49 | 8.52 | 8.45 | 8.36 | 322.8 | 322.6 | 322.5 | 321.7 | 321.1 | 320.9 | 320.5 | 320.1 | 319.9 | 320.2 | 311.5 | 8.64 | 1.16 | 8.67 | 8.32 | 13.43% | 320.84 | 8.4097 | -0.087489 | 8.4214 | 0.99861 | 8.628 | 1123.88 | 1120.21
2012-06-27 05:30 | 8.83 | 8.77 | 8.67 | 8.67 | 8.68 | 8.53 | 8.37 | 8.2 | 8.09 | 7.85 | 320 | 320.3 | 320.4 | 320.3 | 320.1 | 320.2 | 320.5 | 320.6 | 321.1 | 321.8 | 310.5 | 8.57 | 0.81 | 8.47 | 7.83 | 9.452% | 320.245 | 8.4433 | 0.17498 | 8.5069 | 0.99253 | 8.506 | 1098.19 | 1076.17
2012-06-27 05:40 | 7.88 | 7.81 | 7.68 | 7.61 | 7.59 | 7.53 | 7.45 | 7.33 | 7.27 | 7.15 | 317.3 | 317.7 | 318.7 | 319.3 | 319.8 | 320.1 | 319.9 | 319.8 | 320 | 320.9 | 310.9 | 7.95 | 0.83 | 7.89 | 7.46 | 10.44% | 320.07 | 7.4888 | 0.098703 | 7.5185 | 0.99605 | 7.9186 | 873.95 | 864.92
2012-06-27 05:50 | 8.16 | 8.08 | 7.93 | 7.92 | 7.88 | 7.88 | 7.84 | 7.78 | 7.67 | 7.42 | 323.3 | 323.5 | 323.6 | 323.9 | 324 | 324.3 | 324.5 | 324.3 | 323.4 | 321.9 | 312.2 | 7.84 | 1.15 | 7.84 | 7.16 | 14.67% | 324.33 | 7.8313 | 0.047028 | 7.8743 | 0.99455 | 7.7972 | 840.84 | 828.8
2012-06-27 06:00 | 8.27 | 8.32 | 8.34 | 8.37 | 8.39 | 8.4 | 8.42 | 8.35 | 8.33 | 8.25 | 318.4 | 318.1 | 317.6 | 317.5 | 316.9 | 316.5 | 316 | 315.1 | 314.5 | 313.5 | 309.6 | 8.62 | 0.73 | 8.56 | 7.97 | 8.469% | 316.425 | 8.3626 | -0.021976 | 8.4029 | 0.99521 | 8.5787 | 1116.54 | 1101.86
2012-06-27 06:10 | 8.74 | 8.73 | 8.6 | 8.51 | 8.4 | 8.31 | 8.27 | 8.23 | 8.18 | 8.11 | 320.7 | 320.8 | 320.7 | 321 | 320.9 | 320.6 | 320.3 | 320 | 320.6 | 319.6 | 311.3 | 8.72 | 1.24 | 8.65 | 7.84 | 14.22% | 320.555 | 8.3559 | 0.044589 | 8.3043 | 1.0062 | 8.7742 | 1153.24 | 1171.59
2012-06-27 06:20 | 8.91 | 8.92 | 8.84 | 8.87 | 8.92 | 9 | 8.97 | 8.9 | 8.88 | 8.8 | 324.6 | 324.2 | 324 | 323.4 | 323 | 323 | 322.9 | 322.6 | 321.8 | 321.9 | 312.9 | 9.28 | 0.7 | 9.22 | 8.36 | 7.543% | 322.985 | 8.9097 | 0.030855 | 8.9957 | 0.99044 | 9.1913 | 1362.68 | 1328.39
2012-06-27 06:30 | 7.38 | 7.42 | 7.49 | 7.47 | 7.44 | 7.44 | 7.43 | 7.4 | 7.42 | 7.38 | 325.1 | 325 | 324.3 | 323.7 | 323.6 | 323 | 322.1 | 321.7 | 321.3 | 320.7 | 312.8 | 7.73 | 1.03 | 7.74 | 7.35 | 13.32% | 322.865 | 7.434 | 0.012429 | 7.4386 | 0.99939 | 7.7253 | 807.73 | 807.73
2012-06-27 06:40 | 8.37 | 8.41 | 8.42 | 8.34 | 8.25 | 8.13 | 8 | 7.93 | 7.87 | 7.6 | 319.4 | 319.1 | 318.5 | 318.2 | 318.1 | 317.9 | 317.2 | 316.7 | 316.3 | 316.3 | 309.8 | 8.35 | 0.92 | 8.24 | 7.55 | 11.02% | 317.795 | 8.1146 | 0.14896 | 8.1112 | 1.0004 | 8.3535 | 1017.45 | 1017.45
2012-06-27 06:50 | 8.2 | 8.15 | 8.13 | 8.13 | 8.06 | 8 | 7.97 | 7.96 | 7.97 | 8.01 | 315.5 | 315.2 | 314.7 | 314.3 | 313.8 | 314 | 313.6 | 312.8 | 313.1 | 313.4 | 304 | 8.11 | 0.96 | 8.11 | 7.52 | 11.84% | 313.94 | 8.0318 | 0.034719 | 7.9957 | 1.0045 | 8.1467 | 929.37 | 944.05
2012-06-27 07:00 | 8.53 | 8.51 | 8.42 | 8.39 | 8.38 | 8.35 | 8.28 | 8.12 | 7.97 | 7.87 | 318.2 | 318.1 | 318.3 | 318.2 | 318.2 | 318.6 | 318.9 | 318.8 | 318.4 | 318.7 | 308.4 | 8.46 | 1.27 | 8.3 | 7.85 | 15.01% | 318.645 | 8.2633 | 0.077796 | 8.3399 | 0.99081 | 8.3823 | 1057.82 | 1028.46
2012-06-27 07:10 | 7.75 | 7.76 | 7.72 | 7.7 | 7.69 | 7.62 | 7.63 | 7.76 | 7.86 | 7.75 | 310.7 | 310.7 | 310.7 | 310.9 | 310.8 | 310.8 | 311.1 | 311 | 311.1 | 311.7 | 304.3 | 8.1 | 0.9 | 8.14 | 7.62 | 11.11% | 310.845 | 7.7145 | -0.012119 | 7.6214 | 1.0122 | 8.1989 | 925.7 | 962.4
2012-06-27 07:20 | 8.19 | 8.24 | 8.23 | 8.19 | 8.12 | 7.98 | 7.89 | 7.84 | 7.86 | 7.76 | 315.9 | 315.7 | 315.7 | 315.1 | 314.6 | 314.1 | 313.7 | 313.4 | 313.4 | 312.8 | 305.5 | 8.17 | 1.14 | 8.17 | 7.42 | 13.95% | 314.04 | 8.0071 | 0.10481 | 7.967 | 1.005 | 8.211 | 951.39 | 966.07
2012-06-27 07:30 | 8.05 | 7.96 | 7.8 | 7.63 | 7.48 | 7.44 | 7.44 | 7.47 | 7.49 | 7.4 | 320.2 | 320 | 319.7 | 319.2 | 319.4 | 318.8 | 318 | 317.9 | 317.9 | 318.1 | 309.2 | 7.75 | 1.29 | 7.73 | 7.43 | 16.65% | 318.68 | 7.5405 | 0 | 7.44 | 1.0135 | 7.8547 | 813.75 | 843.85
2012-06-27 07:40 | 8.3 | 8.32 | 8.37 | 8.36 | 8.37 | 8.41 | 8.44 | 8.4 | 8.24 | 7.83 | 322.3 | 322.3 | 322.2 | 322.1 | 322.4 | 323 | 323.3 | 323.4 | 323.2 | 322.6 | 313.7 | 8.63 | 1.02 | 8.54 | 8.14 | 11.82% | 323.045 | 8.3421 | -0.032906 | 8.4143 | 0.99142 | 8.556 | 1120.21 | 1094.52
2012-06-27 07:50 | 7.55 | 7.53 | 7.63 | 7.57 | 7.54 | 7.46 | 7.4 | 7.33 | 7.31 | 7.23 | 327.8 | 328.1 | 327.9 | 327.9 | 328.8 | 329.9 | 330.1 | 330 | 330.2 | 330.7 | 320 | 7.61 | 0.83 | 7.57 | 7.15 | 10.91% | 329.93 | 7.4485 | 0.074625 | 7.4514 | 0.99962 | 7.6071 | 771.61 | 771.61
2012-06-27 08:00 | 8.51 | 8.5 | 8.52 | 8.48 | 8.52 | 8.52 | 8.44 | 8.39 | 8.18 | 7.63 | 323.6 | 323.7 | 323.8 | 323.7 | 324 | 324.3 | 324 | 323.4 | 323.1 | 323.6 | 316.4 | 8.82 | 1 | 8.73 | 7.74 | 11.34% | 324.255 | 8.4 | 0.08718 | 8.5085 | 0.98725 | 8.7075 | 1189.94 | 1149.57
2012-06-27 08:10 | 8.04 | 7.97 | 7.87 | 7.9 | 7.95 | 8.08 | 8.16 | 8.19 | 8.19 | 7.96 | 317 | 317.1 | 318.1 | 318.6 | 319 | 319.3 | 319.4 | 319.6 | 319.8 | 320.5 | 311.7 | 8.52 | 1.52 | 8.39 | 7.75 | 17.84% | 319.315 | 8.0483 | -0.091045 | 8.0914 | 0.99467 | 8.4746 | 1079.84 | 1061.49
2012-06-27 08:20 | 8.03 | 8.02 | 8.06 | 8.09 | 8.1 | 8.13 | 8.09 | 8.05 | 7.98 | 7.86 | 309.5 | 309.3 | 309 | 309 | 308.9 | 308.5 | 309 | 309.3 | 309.3 | 310.2 | 302.7 | 8.44 | 1.23 | 8.38 | 7.93 | 14.57% | 308.575 | 8.0592 | 0.045578 | 8.1243 | 0.99199 | 8.3724 | 1050.48 | 1024.79
2012-06-27 08:30 | 8.42 | 8.52 | 8.48 | 8.38 | 8.38 | 8.41 | 8.39 | 8.26 | 8.02 | 7.63 | 323.8 | 324.3 | 323.5 | 323.9 | 323.5 | 322.7 | 321.9 | 321.5 | 321.2 | 320 | 314.1 | 8.34 | 1.26 | 8.2 | 7.54 | 15.11% | 322.58 | 8.3042 | 0.022002 | 8.4071 | 0.98775 | 8.2379 | 1013.78 | 977.08
2012-06-27 08:40 | 8.71 | 8.68 | 8.7 | 8.78 | 8.8 | 8.83 | 8.81 | 8.79 | 8.79 | 8.6 | 320 | 319.8 | 319.6 | 320.1 | 320.2 | 320 | 319.8 | 319.1 | 318.9 | 319.7 | 309.5 | 8.84 | 1.08 | 8.81 | 8.23 | 12.22% | 319.97 | 8.7744 | 0.020955 | 8.8271 | 0.99402 | 8.7872 | 1197.28 | 1178.93
2012-06-27 08:50 | 9 | 9.03 | 9.04 | 9.02 | 9.03 | 8.99 | 8.98 | 9 | 9.02 | 8.9 | 313.1 | 313 | 313.1 | 313.4 | 313.6 | 313.7 | 313.9 | 314 | 314.5 | 314.6 | 305 | 9.03 | 1.15 | 8.96 | 8.22 | 12.74% | 313.73 | 9.0051 | 0.010285 | 8.9886 | 1.0018 | 9.0466 | 1267.43 | 1275.05
2012-06-27 09:00 | 8.85 | 8.79 | 8.65 | 8.49 | 8.34 | 8.22 | 8.18 | 8.14 | 8.08 | 8 | 317.6 | 317.7 | 317.8 | 317.5 | 316.9 | 316.8 | 316.7 | 316.4 | 316 | 315.1 | 307.4 | 8.4 | 1.47 | 8.28 | 7.68 | 17.5% | 316.785 | 8.2995 | 0.045078 | 8.2143 | 1.0104 | 8.4871 | 1035.8 | 1068.83
2012-06-27 09:10 | 8.6 | 8.61 | 8.51 | 8.39 | 8.39 | 8.47 | 8.56 | 8.6 | 8.56 | 8.31 | 320 | 319.5 | 318.4 | 317.4 | 316.5 | 316.1 | 316 | 315.4 | 314.6 | 313.5 | 308.5 | 8.77 | 1.76 | 8.73 | 8.03 | 20.07% | 316.085 | 8.4909 | -0.097674 | 8.4828 | 1.0009 | 8.7783 | 1171.59 | 1175.26
2012-06-27 09:20 | 9.06 | 9.08 | 8.96 | 8.77 | 8.63 | 8.51 | 8.44 | 8.37 | 8.29 | 7.96 | 327.4 | 327.1 | 327.2 | 327.4 | 327.4 | 327.1 | 325.9 | 324.8 | 324.3 | 323.7 | 316.9 | 8.72 | 1.41 | 8.65 | 7.98 | 16.17% | 326.92 | 8.5513 | 0.076327 | 8.4999 | 1.006 | 8.7727 | 1153.24 | 1171.59
2012-06-27 09:30 | 8.86 | 8.81 | 8.67 | 8.65 | 8.61 | 8.52 | 8.42 | 8.28 | 8.11 | 7.83 | 323.7 | 323.6 | 323.5 | 324.2 | 324.6 | 324.4 | 323.9 | 323.7 | 323.8 | 324.5 | 314.4 | 8.39 | 1.4 | 8.28 | 7.44 | 16.69% | 324.325 | 8.4495 | 0.1091 | 8.5056 | 0.9934 | 8.3347 | 1032.13 | 1010.11
2012-06-27 09:40 | 8.76 | 8.76 | 8.72 | 8.6 | 8.46 | 8.32 | 8.23 | 8.2 | 8.17 | 7.91 | 329.3 | 328.9 | 328.6 | 328.7 | 328.6 | 329 | 329.3 | 329.3 | 329 | 328.9 | 320.7 | 8.61 | 1.43 | 8.49 | 7.59 | 16.61% | 329.045 | 8.3719 | 0.10051 | 8.307 | 1.0078 | 8.6772 | 1112.87 | 1138.56
2012-06-27 09:50 | 7.82 | 7.81 | 7.85 | 7.79 | 7.72 | 7.67 | 7.61 | 7.59 | 7.6 | 7.45 | 321.9 | 321.8 | 320.9 | 320.7 | 320.7 | 320.9 | 320.9 | 321.2 | 321.7 | 321.4 | 312 | 8.04 | 1.32 | 7.95 | 7.34 | 16.42% | 320.9 | 7.6784 | 0.072574 | 7.6614 | 1.0022 | 8.0579 | 903.68 | 911.02
2012-06-27 10:00 | 8.43 | 8.38 | 8.37 | 8.29 | 8.23 | 8.13 | 8.04 | 7.96 | 7.84 | 7.46 | 326.9 | 326.8 | 326.3 | 326.4 | 325.5 | 324.5 | 324.4 | 324.2 | 324.3 | 324.6 | 318.4 | 8.06 | 1.19 | 8.02 | 7.24 | 14.76% | 324.485 | 8.0968 | 0.10287 | 8.117 | 0.99751 | 8.0399 | 911.02 | 903.68
2012-06-27 10:10 | 9.19 | 9.17 | 9.16 | 9.21 | 9.22 | 9.26 | 9.3 | 9.27 | 9.09 | 8.9 | 317.5 | 317.7 | 318.1 | 318.3 | 317.8 | 317.2 | 317 | 316.8 | 316.9 | 316.9 | 307.9 | 9.26 | 0.95 | 9.23 | 8.69 | 10.26% | 317.17 | 9.2003 | -0.039832 | 9.2657 | 0.99294 | 9.1946 | 1355.06 | 1328.39
2012-06-27 10:20 | 8.15 | 8.11 | 8.05 | 8.06 | 8.01 | 7.95 | 7.92 | 7.97 | 7.97 | 7.85 | 316.3 | 316.2 | 316.3 | 316.3 | 316.6 | 316.9 | 316.3 | 316.2 | 316.1 | 314.8 | 304.3 | 7.93 | 1.22 | 7.91 | 7.26 | 15.38% | 316.81 | 7.9853 | 0.034938 | 7.9457 | 1.005 | 7.9695 | 867.93 | 879.97
2012-06-27 10:30 | 8.71 | 8.71 | 8.72 | 8.75 | 8.81 | 8.76 | 8.69 | 8.68 | 8.62 | 8.46 | 314.1 | 314.4 | 314.6 | 314.4 | 314.5 | 314.3 | 314.1 | 313.9 | 313.8 | 314.1 | 307 | 9.05 | 1.25 | 9.07 | 8.28 | 13.81% | 314.27 | 8.7058 | 0.07414 | 8.7499 | 0.99496 | 9.0044 | 1275.05 | 1256
2012-06-27 10:40 | 9.25 | 9.19 | 9.16 | 9.17 | 9.09 | 8.96 | 8.91 | 8.88 | 8.82 | 8.71 | 317 | 316.6 | 316.1 | 315.5 | 315.1 | 314.2 | 313.6 | 314 | 314.8 | 315 | 304.8 | 9.25 | 1.25 | 9.2 | 8.51 | 13.51% | 314.11 | 8.9867 | 0.051712 | 8.9528 | 1.0038 | 9.2851 | 1351.25 | 1366.49
2012-06-27 10:50 | 9.18 | 9.13 | 8.96 | 8.9 | 8.84 | 8.82 | 8.81 | 8.77 | 8.69 | 8.56 | 316.1 | 316 | 315.7 | 315.6 | 315.6 | 315.4 | 315.2 | 315 | 315.6 | 315.7 | 304.8 | 8.91 | 1.43 | 8.87 | 8.47 | 16.05% | 315.37 | 8.8245 | 0.010483 | 8.8186 | 1.0007 | 8.916 | 1222.97 | 1226.64
2012-06-27 11:00 | 9.31 | 9.32 | 9.31 | 9.29 | 9.23 | 9.22 | 9.22 | 9.12 | 8.97 | 8.75 | 315.4 | 315.5 | 315.6 | 315.1 | 314.4 | 313.8 | 313.3 | 312.8 | 312.4 | 312.3 | 306.6 | 9.57 | 1.73 | 9.52 | 8.8 | 18.08% | 313.725 | 9.1742 | 0 | 9.22 | 0.99503 | 9.5224 | 1473.17 | 1454.12
2012-06-27 11:10 | 8.91 | 8.85 | 8.7 | 8.6 | 8.58 | 8.57 | 8.5 | 8.44 | 8.33 | 8.21 | 317.2 | 317.3 | 317 | 316.9 | 316.9 | 316.7 | 316.5 | 316.8 | 317.3 | 316.8 | 306.6 | 9.01 | 1.7 | 8.93 | 8.22 | 18.87% | 316.67 | 8.5271 | 0.075791 | 8.5599 | 0.99617 | 8.9755 | 1259.81 | 1248.66
2012-06-27 11:20 | 8.95 | 8.9 | 8.92 | 8.81 | 8.71 | 8.5 | 8.37 | 8.23 | 8.16 | 8.11 | 315.2 | 315.2 | 314.6 | 313.6 | 312.3 | 310.6 | 309.7 | 309 | 308.3 | 306.5 | 300.5 | 8.65 | 1.55 | 8.67 | 7.93 | 17.92% | 310.465 | 8.5112 | 0.14242 | 8.4813 | 1.0035 | 8.6806 | 1127.55 | 1138.56
2012-06-27 11:30 | 9.17 | 9.14 | 9.06 | 9.01 | 8.96 | 8.88 | 8.88 | 8.84 | 8.81 | 8.59 | 317.6 | 317.3 | 317.7 | 317.6 | 317.7 | 318.1 | 318.6 | 318.4 | 318.5 | 318.2 | 310.4 | 9.12 | 1.49 | 9.03 | 8.47 | 16.34% | 318.175 | 8.9094 | 0 | 8.88 | 1.0033 | 9.1502 | 1301.72 | 1313.15
2012-06-27 11:40 | 8.77 | 8.64 | 8.6 | 8.62 | 8.7 | 8.75 | 8.76 | 8.75 | 8.63 | 8.35 | 320.7 | 320.7 | 320.7 | 320.2 | 320.3 | 320.2 | 319.4 | 318.4 | 317.8 | 318 | 311.9 | 8.61 | 1.52 | 8.65 | 8.19 | 17.65% | 320.08 | 8.6708 | -0.010555 | 8.7514 | 0.99079 | 8.5307 | 1112.87 | 1083.51
2012-06-27 11:50 | 9.5 | 9.4 | 9.35 | 9.38 | 9.41 | 9.48 | 9.43 | 9.31 | 9.19 | 8.92 | 319.6 | 319.9 | 319.9 | 319.9 | 319.9 | 319.7 | 318.9 | 318 | 317.8 | 317.7 | 309.4 | 9.51 | 1.66 | 9.39 | 8.68 | 17.46% | 319.58 | 9.3456 | 0.048868 | 9.4728 | 0.98657 | 9.3823 | 1450.31 | 1400.78
2012-06-27 12:00 | 9.21 | 9.13 | 9.23 | 9.29 | 9.32 | 9.3 | 9.21 | 9.13 | 9.08 | 8.68 | 319.5 | 319.5 | 319.2 | 318.8 | 319.1 | 319.2 | 319.2 | 319.5 | 319.8 | 320.1 | 310.3 | 9.21 | 1.18 | 9.16 | 8.5 | 12.81% | 319.2 | 9.193 | 0.089864 | 9.2871 | 0.98987 | 9.1167 | 1336.01 | 1301.72
2012-06-27 12:10 | 7.05 | 6.99 | 6.88 | 6.98 | 7.01 | 6.96 | 6.91 | 6.87 | 6.78 | 6.62 | 313.9 | 313.5 | 312.4 | 311.1 | 309.2 | 307.9 | 307.4 | 307.9 | 308.4 | 307.3 | 300.8 | 7.35 | 1.43 | 7.41 | 6.91 | 19.46% | 307.825 | 6.8986 | 0.066626 | 6.9528 | 0.9922 | 7.2927 | 693.35 | 675.29
2012-06-27 12:20 | 9.49 | 9.44 | 9.44 | 9.47 | 9.43 | 9.43 | 9.45 | 9.47 | 9.31 | 8.74 | 328.3 | 327.7 | 327.4 | 326.9 | 326 | 325.5 | 325.3 | 325.3 | 325.4 | 325 | 316 | 9.45 | 1.25 | 9.43 | 8.6 | 13.23% | 325.47 | 9.394 | -0.019578 | 9.4329 | 0.99588 | 9.4111 | 1427.45 | 1412.21
2012-06-27 12:30 | 8.89 | 8.89 | 8.81 | 8.85 | 8.89 | 8.85 | 8.84 | 8.87 | 8.78 | 8.49 | 313.2 | 313 | 313.3 | 313.3 | 313.5 | 313.5 | 314 | 314.5 | 315.1 | 315.6 | 308.5 | 9.13 | 1.21 | 9.14 | 8.44 | 13.25% | 313.575 | 8.8266 | 0.010448 | 8.8486 | 0.99751 | 9.1073 | 1305.53 | 1297.91
2012-06-27 12:40 | 8.89 | 8.8 | 8.67 | 8.65 | 8.66 | 8.65 | 8.59 | 8.5 | 8.43 | 8.32 | 314.1 | 313.9 | 313.2 | 313.1 | 312.8 | 312.8 | 312.9 | 312.8 | 312.5 | 313.1 | 302.1 | 8.77 | 1.29 | 8.71 | 8.05 | 14.71% | 312.815 | 8.5882 | 0.064323 | 8.6414 | 0.99385 | 8.716 | 1171.59 | 1153.24
2012-06-27 12:50 | 9.3 | 9.29 | 9.27 | 9.39 | 9.45 | 9.49 | 9.52 | 9.59 | 9.58 | 9.23 | 322.4 | 322.2 | 321.5 | 320.7 | 320.1 | 319.6 | 319.4 | 319.3 | 319.4 | 319.5 | 309.1 | 9.68 | 1.64 | 9.67 | 9.01 | 16.94% | 319.57 | 9.456 | -0.029167 | 9.4943 | 0.99596 | 9.6409 | 1515.08 | 1499.84
2012-06-27 13:00 | 8.35 | 8.36 | 8.45 | 8.54 | 8.5 | 8.42 | 8.39 | 8.37 | 8.37 | 8.19 | 319.2 | 319.4 | 319.7 | 320.3 | 320.8 | 321.7 | 322.6 | 323.2 | 324.1 | 324 | 312.4 | 8.53 | 1.34 | 8.54 | 7.79 | 15.71% | 321.835 | 8.4145 | 0.032984 | 8.4157 | 0.99986 | 8.5288 | 1083.51 | 1083.51
2012-06-27 13:10 | 9.63 | 9.57 | 9.49 | 9.42 | 9.37 | 9.32 | 9.39 | 9.41 | 9.31 | 8.92 | 321.8 | 322 | 321.6 | 321.3 | 321.2 | 321.2 | 321.7 | 322.3 | 322.4 | 321.6 | 313 | 9.44 | 0.95 | 9.42 | 8.7 | 10.06% | 321.275 | 9.3684 | -0.069147 | 9.33 | 1.0041 | 9.4789 | 1423.64 | 1438.88
2012-06-27 13:20 | 9.31 | 9.32 | 9.34 | 9.28 | 9.2 | 9.13 | 9.14 | 9.06 | 8.91 | 8.49 | 325.9 | 325.8 | 325.6 | 325.9 | 326.3 | 326.6 | 326.9 | 327.1 | 327 | 326.9 | 317.5 | 9.38 | 0.96 | 9.3 | 8.48 | 10.23% | 326.645 | 9.1221 | -0.010116 | 9.1314 | 0.99898 | 9.3705 | 1400.78 | 1396.97
2012-06-27 13:30 | 9.04 | 9.11 | 9.08 | 9.08 | 9.08 | 9.04 | 8.99 | 8.81 | 8.59 | 8.16 | 320.2 | 320.3 | 320.7 | 321.1 | 321.2 | 320.9 | 320.6 | 319.8 | 319.5 | 320.1 | 312.1 | 9.08 | 0.92 | 8.96 | 8.14 | 10.13% | 320.855 | 8.9224 | 0.051254 | 9.0328 | 0.98777 | 8.969 | 1286.48 | 1244.99
2012-06-27 13:40 | 9.14 | 9.07 | 9.04 | 9 | 8.93 | 9 | 9.1 | 9.11 | 9.02 | 8.77 | 326.6 | 326.8 | 327 | 327.2 | 327.2 | 327 | 326.5 | 325.8 | 325.2 | 325 | 315.9 | 9.29 | 1.2 | 9.25 | 8.34 | 12.92% | 326.925 | 9.0161 | -0.10211 | 9.0143 | 1.0002 | 9.2919 | 1366.49 | 1366.49
2012-06-27 13:50 | 8.7 | 8.64 | 8.55 | 8.43 | 8.32 | 8.28 | 8.19 | 8.04 | 7.88 | 7.7 | 322.9 | 323.1 | 323 | 323.2 | 323.5 | 323.7 | 324 | 324.2 | 324.5 | 322.9 | 312.9 | 8.63 | 1.07 | 8.56 | 7.88 | 12.4% | 323.745 | 8.2292 | 0.101 | 8.267 | 0.99543 | 8.5905 | 1120.21 | 1105.53
2012-06-27 14:00 | 9.36 | 9.26 | 9.17 | 9.15 | 9.21 | 9.23 | 9.09 | 9.02 | 9 | 8.64 | 317.1 | 316.4 | 316.3 | 315.7 | 315.5 | 315.8 | 315.5 | 315.6 | 315.9 | 315.5 | 306.1 | 9.12 | 1.73 | 9.1 | 8.39 | 18.97% | 315.755 | 9.1075 | 0.14124 | 9.2098 | 0.98889 | 9.0186 | 1301.72 | 1263.62
2012-06-27 14:10 | 10.11 | 10.02 | 9.84 | 9.72 | 9.71 | 9.65 | 9.5 | 9.28 | 9.05 | 8.7 | 320.1 | 319.8 | 319.8 | 320.2 | 320.2 | 320.4 | 320.8 | 320.5 | 320.4 | 321.2 | 310.7 | 9.72 | 1.45 | 9.66 | 8.55 | 14.92% | 320.46 | 9.5178 | 0.14477 | 9.6284 | 0.98852 | 9.6084 | 1530.32 | 1488.41
2012-06-27 14:20 | 9.88 | 9.81 | 9.76 | 9.67 | 9.63 | 9.62 | 9.56 | 9.55 | 9.53 | 9.42 | 318.4 | 317.9 | 317.4 | 317.9 | 318.3 | 318.2 | 318.3 | 318.1 | 317.9 | 317.7 | 309.5 | 9.8 | 0.91 | 9.78 | 8.9 | 9.286% | 318.215 | 9.6118 | 0.057817 | 9.6114 | 1 | 9.8004 | 1560.8 | 1560.8
2012-06-27 14:30 | 9.57 | 9.44 | 9.29 | 9.3 | 9.38 | 9.41 | 9.33 | 9.15 | 9.02 | 8.95 | 317.5 | 317.6 | 318.2 | 318.6 | 318.8 | 318.7 | 318.1 | 317.6 | 317.5 | 316.9 | 309.1 | 9.42 | 1.4 | 9.36 | 8.71 | 14.86% | 318.61 | 9.2636 | 0.078899 | 9.3985 | 0.98565 | 9.2848 | 1416.02 | 1362.68
2012-06-27 14:40 | 11.33 | 11.24 | 11.18 | 11.17 | 11.13 | 11.15 | 11.1 | 10.99 | 10.88 | 10.7 | 314.1 | 314.2 | 313.6 | 312.8 | 312.5 | 312.3 | 312 | 311.8 | 311.6 | 310.5 | 304.9 | 11.3 | 1 | 11.22 | 10.34 | 8.85% | 312.255 | 11.0712 | 0.041533 | 11.1428 | 0.99357 | 11.2274 | 1929.2 | 1923.32
2012-06-27 14:50 | 10.34 | 10.3 | 10.13 | 10.09 | 10.05 | 9.86 | 9.68 | 9.63 | 9.51 | 9.25 | 322 | 321.7 | 320.9 | 320.1 | 319.8 | 319.5 | 318.5 | 317.8 | 317.7 | 317.1 | 311.7 | 10.35 | 0.98 | 10.28 | 9.36 | 9.469% | 319.35 | 9.8354 | 0.17026 | 9.834 | 1.0001 | 10.3515 | 1730.45 | 1730.45
2012-06-27 15:30 | 10.06 | 10.02 | 9.97 | 9.85 | 9.87 | 9.83 | 9.71 | 9.55 | 9.31 | 8.68 | 336.5 | 336.1 | 336.3 | 335.5 | 335.6 | 335.6 | 335.8 | 336.4 | 337.3 | 337 | 326.4 | 9.97 | 0.99 | 9.71 | 8.1 | 9.93% | 335.63 | 9.6894 | 0.1135 | 9.8127 | 0.98744 | 9.8447 | 1625.57 | 1576.04
2012-06-27 15:40 | 9.28 | 9.27 | 9.28 | 9.35 | 9.22 | 9.09 | 8.97 | 8.79 | 8.54 | 8.14 | 332.9 | 332.5 | 332.5 | 332.7 | 332.9 | 333.3 | 333.2 | 333.4 | 333.5 | 334.1 | 324.3 | 8.95 | 1.36 | 8.73 | 7.63 | 15.2% | 333.285 | 9.0021 | 0.12281 | 9.0727 | 0.99222 | 8.8804 | 1237.65 | 1211.96
2012-06-27 15:50 | 9.26 | 9.13 | 9.03 | 8.9 | 8.87 | 8.72 | 8.63 | 8.51 | 8.4 | 8.25 | 335.1 | 334.8 | 335.3 | 335.2 | 334.6 | 334.1 | 333.8 | 333.2 | 331.8 | 330 | 322 | 9.04 | 1.35 | 8.9 | 8.15 | 14.93% | 334.055 | 8.7115 | 0.095873 | 8.707 | 1.0005 | 9.0446 | 1271.24 | 1271.24
2012-06-27 16:10 | 10.52 | 10.46 | 10.45 | 10.3 | 10.16 | 10.1 | 10.08 | 10.09 | 9.95 | 9.48 | 329.1 | 329.7 | 329.8 | 329.9 | 329.5 | 329.6 | 329.5 | 329.3 | 328.8 | 328.7 | 320.6 | 10.56 | 0.78 | 10.36 | 8.76 | 7.386% | 329.585 | 10.1335 | 0.018317 | 10.0971 | 1.0036 | 10.5981 | 1786.52 | 1797.2
2012-06-27 16:40 | 8.26 | 8.35 | 8.35 | 8.29 | 8.23 | 8.15 | 8 | 7.88 | 7.87 | 7.62 | 334.1 | 334 | 333 | 333.3 | 332.8 | 333.2 | 333.7 | 332.7 | 332.3 | 332.3 | 318.5 | 8.41 | 1.24 | 8.26 | 7.54 | 14.74% | 333.275 | 8.0929 | 0.17166 | 8.1283 | 0.99564 | 8.3734 | 1039.47 | 1024.79
2012-06-27 18:30 | 8.89 | 8.86 | 8.88 | 8.96 | 9.03 | 9.02 | 8.95 | 8.9 | 8.78 | 8.58 | 326.4 | 326.7 | 327 | 326.8 | 326.8 | 327.3 | 327.8 | 328.1 | 328.1 | 328.1 | 315.7 | 9.13 | 1.12 | 9.05 | 8.31 | 12.27% | 327.375 | 8.9137 | 0.071995 | 9.0099 | 0.98931 | 9.0324 | 1305.53 | 1267.43
2012-06-27 22:20 | 9.86 | 9.64 | 9.16 | 8.8 | 8.44 | 8.12 | 7.83 | 7.45 | 7.03 | 6.29 | 324.1 | 323.9 | 323.5 | 323.5 | 322.6 | 322.4 | 321.7 | 321.8 | 321.6 | 319.9 | 313 | 8.2 | 0.97 | 7.89 | 6.27 | 11.83% | 322.295 | 8.1429 | 0.33607 | 8.0778 | 1.0081 | 8.266 | 962.4 | 988.09
2012-06-28 01:20 | 9 | 8.85 | 8.41 | 8.09 | 7.64 | 7.32 | 7.05 | 6.63 | 6.08 | 5.32 | 312.8 | 312.1 | 310.9 | 309.3 | 307.8 | 306.7 | 306.1 | 305.8 | 305.2 | 305.3 | 297.9 | 7.29 | 0.56 | 6.92 | 4.55 | 7.682% | 306.61 | 7.3476 | 0.3473 | 7.2807 | 1.0092 | 7.357 | 675.29 | 696.36
2012-06-28 01:30 | 8.91 | 8.54 | 8 | 7.54 | 7.19 | 6.8 | 6.41 | 5.98 | 5.56 | 5.09 | 315.2 | 314.8 | 313.4 | 311.6 | 309.9 | 308.6 | 307.5 | 306.2 | 307.2 | 303.6 | 300.1 | 6.97 | 0.64 | 6.73 | 4.59 | 9.182% | 308.435 | 6.848 | 0.5458 | 6.7427 | 1.0156 | 7.0789 | 581.22 | 612.08
2012-06-28 02:00 | 8.73 | 8.55 | 8.12 | 7.71 | 7.27 | 6.79 | 6.37 | 5.86 | 5.38 | 4.73 | 314.6 | 313.9 | 312.7 | 311.7 | 310.6 | 309.9 | 309.9 | 309.4 | 309.8 | 310.2 | 300.6 | 6.62 | 0.94 | 6.25 | 4.22 | 14.2% | 309.9 | 6.8688 | 0.59005 | 6.7282 | 1.0209 | 6.7584 | 502.12 | 533.76
2012-06-28 02:20 | 9.2 | 8.86 | 8.37 | 7.82 | 7.35 | 6.92 | 6.5 | 6.02 | 5.66 | 5.17 | 318.5 | 317.8 | 316.2 | 315.3 | 314.8 | 313.7 | 312.8 | 312.6 | 313.6 | 315.4 | 304.8 | 7.06 | 0.81 | 6.69 | 4.85 | 11.47% | 313.565 | 7.0387 | 0.57861 | 6.8582 | 1.0263 | 7.2458 | 606.06 | 663.25
2012-06-28 02:50 | 7.11 | 6.86 | 6.32 | 5.91 | 5.48 | 5.12 | 4.82 | 4.5 | 4.32 | 3.98 | 325 | 324.2 | 323.9 | 324.2 | 324.2 | 325.6 | 327.7 | 328.6 | 330.9 | 333.2 | 317.1 | 5.19 | 1.18 | 4.89 | 3.41 | 22.74% | 325.915 | 5.2945 | 0.55798 | 5.0759 | 1.0431 | 5.4136 | 230.78 | 266.42
2012-06-28 03:00 | 7.16 | 7.08 | 6.77 | 6.51 | 6.18 | 5.77 | 5.45 | 5.2 | 5 | 4.48 | 322.4 | 322 | 321.1 | 321.5 | 322 | 323.8 | 325.6 | 327.1 | 328.3 | 329 | 313.4 | 5.59 | 0.83 | 5.36 | 3.91 | 14.85% | 324.07 | 5.8729 | 0.52726 | 5.723 | 1.0262 | 5.7364 | 295.58 | 319.88
2012-06-28 03:10 | 6.65 | 6.57 | 6.34 | 5.98 | 5.66 | 5.3 | 4.87 | 4.53 | 4.18 | 3.65 | 316.5 | 315.9 | 315.7 | 314.6 | 314 | 314.6 | 314.3 | 313.8 | 312.8 | 308.6 | 305.5 | 5.12 | 1.08 | 4.83 | 3.44 | 21.09% | 314.555 | 5.329 | 0.78191 | 5.2361 | 1.0177 | 5.2108 | 219.44 | 234.02
2012-06-28 03:20 | 6.1 | 5.99 | 5.62 | 5.42 | 5.07 | 4.68 | 4.4 | 4.2 | 4.04 | 3.85 | 315.4 | 314.6 | 314.6 | 314.9 | 315.4 | 315.7 | 316.2 | 317.5 | 319.1 | 318.4 | 306.8 | 4.93 | 1.07 | 4.72 | 3.55 | 21.7% | 315.775 | 4.8333 | 0.57011 | 4.6388 | 1.0419 | 5.1366 | 192.37 | 222.68
2012-06-28 03:30 | 6.21 | 6.07 | 5.89 | 5.68 | 5.53 | 5.39 | 5.3 | 5.36 | 5.26 | 5.08 | 321.1 | 320.3 | 320 | 319.5 | 319.8 | 320.5 | 321.2 | 321.8 | 322.3 | 324.1 | 310.9 | 5.75 | 0.75 | 5.68 | 4.92 | 13.04% | 320.605 | 5.4882 | 0.1556 | 5.377 | 1.0207 | 5.8689 | 321.5 | 340.94
2012-06-28 03:40 | 5.77 | 5.71 | 5.56 | 5.53 | 5.45 | 5.38 | 5.24 | 5.2 | 5.23 | 5.06 | 318.6 | 317.9 | 318 | 317.3 | 316 | 314.9 | 314.6 | 314.3 | 313.7 | 311.1 | 307.6 | 5.79 | 0.76 | 5.69 | 5.02 | 13.13% | 314.855 | 5.3652 | 0.24366 | 5.3597 | 1.001 | 5.796 | 327.98 | 329.6
2012-06-28 03:50 | 6.63 | 6.57 | 6.41 | 6.2 | 6.08 | 5.96 | 5.88 | 5.77 | 5.54 | 5.38 | 319.6 | 318.8 | 318.6 | 318.7 | 318.5 | 318.7 | 318.9 | 319.2 | 319.5 | 319.2 | 311.1 | 6.15 | 0.58 | 6.04 | 5.49 | 9.431% | 318.73 | 5.9751 | 0.12488 | 5.9485 | 1.0045 | 6.1775 | 395.9 | 402.68
2012-06-28 04:00 | 6.28 | 6.17 | 6.05 | 5.84 | 5.77 | 5.77 | 5.71 | 5.65 | 5.52 | 5.23 | 318.5 | 318.2 | 318.2 | 318.9 | 319.7 | 320.3 | 320.6 | 321.8 | 322.6 | 324.6 | 313.5 | 5.88 | 0.73 | 5.8 | 4.88 | 12.41% | 320.345 | 5.7459 | 0.096597 | 5.7614 | 0.99732 | 5.8643 | 342.56 | 339.32
2012-06-28 04:10 | 6.02 | 5.95 | 5.85 | 5.79 | 5.76 | 5.68 | 5.62 | 5.53 | 5.49 | 5.46 | 319.7 | 319.9 | 320.2 | 319.6 | 319.3 | 320.2 | 320.7 | 321 | 321.1 | 320.4 | 309 | 5.69 | 0.91 | 5.64 | 5.07 | 15.99% | 320.275 | 5.6736 | 0.098135 | 5.6714 | 1.0004 | 5.6922 | 311.78 | 311.78
2012-06-28 04:20 | 6.07 | 6.06 | 5.96 | 5.76 | 5.73 | 5.65 | 5.58 | 5.5 | 5.44 | 5.21 | 316.2 | 316.4 | 316.1 | 315.6 | 315.6 | 314.8 | 315.1 | 315.4 | 314.6 | 315.4 | 305.3 | 5.59 | 0.64 | 5.5 | 4.9 | 11.45% | 314.845 | 5.6523 | 0.11521 | 5.6399 | 1.0022 | 5.6023 | 295.58 | 297.2
2012-06-28 04:30 | 6.04 | 6.05 | 6.07 | 6.15 | 6.11 | 6.11 | 6.09 | 6.07 | 6.1 | 5.91 | 316.7 | 316.7 | 316.3 | 314.8 | 314.4 | 313.8 | 313.1 | 312.5 | 313 | 312.6 | 306.1 | 6.32 | 0.63 | 6.29 | 5.79 | 9.968% | 313.695 | 6.0873 | 0.030298 | 6.1071 | 0.99675 | 6.2995 | 434.32 | 429.8
2012-06-28 04:40 | 5.9 | 5.92 | 5.94 | 5.9 | 5.81 | 5.76 | 5.73 | 5.78 | 5.74 | 5.75 | 319.3 | 318.7 | 317.7 | 317.2 | 317.3 | 316.6 | 316.5 | 316.2 | 316.5 | 315.6 | 308.9 | 5.77 | 0.59 | 5.76 | 5.47 | 10.23% | 316.585 | 5.8056 | 0.048256 | 5.7557 | 1.0087 | 5.82 | 324.74 | 332.84
2012-06-28 04:50 | 5.83 | 5.8 | 5.83 | 5.84 | 5.76 | 5.7 | 5.63 | 5.53 | 5.51 | 5.39 | 315.8 | 315.2 | 314.4 | 314.3 | 314.1 | 312.8 | 312.1 | 312.1 | 312.5 | 314 | 308.9 | 5.58 | 0.67 | 5.54 | 5.01 | 12.01% | 312.695 | 5.6727 | 0.11419 | 5.6899 | 0.99697 | 5.5631 | 293.96 | 290.72
2012-06-28 05:00 | 6.21 | 6.2 | 6.19 | 6.07 | 5.97 | 5.96 | 5.87 | 5.8 | 5.69 | 5.53 | 320.1 | 320.2 | 319.7 | 319.7 | 320.1 | 320.1 | 320.4 | 320.1 | 321.3 | 320.9 | 311.4 | 5.95 | 0.63 | 5.88 | 5.5 | 10.59% | 320.145 | 5.9237 | 0.14061 | 5.947 | 0.99608 | 5.9267 | 353.9 | 350.66
2012-06-28 05:10 | 5.73 | 5.7 | 5.61 | 5.52 | 5.38 | 5.26 | 5.24 | 5.28 | 5.36 | 5.37 | 319.9 | 319.2 | 319.4 | 319.1 | 318.4 | 317.9 | 317.9 | 318 | 317.6 | 319 | 310.4 | 5.61 | 0.49 | 5.54 | 5.17 | 8.734% | 317.9 | 5.3863 | 0.035204 | 5.2571 | 1.0246 | 5.7479 | 298.82 | 321.5
2012-06-28 05:20 | 5.7 | 5.67 | 5.55 | 5.52 | 5.49 | 5.43 | 5.45 | 5.45 | 5.4 | 5.31 | 325.6 | 325.6 | 324.9 | 324 | 323.3 | 321.7 | 321 | 319.9 | 318.5 | 315.7 | 311.2 | 5.72 | 0.8 | 5.65 | 5.48 | 13.99% | 321.595 | 5.4636 | -0.033974 | 5.4329 | 1.0057 | 5.7524 | 316.64 | 321.5
2012-06-28 05:30 | 6.14 | 6.15 | 6.15 | 6.22 | 6.18 | 6.1 | 6.03 | 5.92 | 5.8 | 5.62 | 321.8 | 322 | 322.1 | 321 | 319.7 | 318.6 | 318.4 | 318.4 | 318.5 | 318.2 | 311.3 | 6.17 | 0.69 | 6.1 | 5.61 | 11.18% | 318.57 | 6.0378 | 0.10666 | 6.0899 | 0.99144 | 6.1172 | 400.42 | 389.12
2012-06-28 05:40 | 6.69 | 6.7 | 6.7 | 6.68 | 6.55 | 6.48 | 6.41 | 6.4 | 6.41 | 6.27 | 317.6 | 317 | 316.4 | 315.9 | 315.7 | 315.6 | 315.7 | 316 | 315.9 | 314.9 | 308.7 | 6.51 | 0.72 | 6.43 | 6.1 | 11.06% | 315.615 | 6.5091 | 0.10037 | 6.4699 | 1.0061 | 6.5494 | 477.26 | 486.3
2012-06-28 05:50 | 6.41 | 6.41 | 6.37 | 6.42 | 6.35 | 6.26 | 6.19 | 6.13 | 6.03 | 5.81 | 314.5 | 314.5 | 314.3 | 313.5 | 313 | 312.7 | 312.9 | 312.7 | 312.2 | 312.7 | 305.6 | 6.17 | 0.64 | 6.12 | 5.61 | 10.37% | 312.73 | 6.2339 | 0.10392 | 6.2499 | 0.99743 | 6.1542 | 400.42 | 395.9
2012-06-28 06:00 | 5.64 | 5.64 | 5.67 | 5.62 | 5.59 | 5.58 | 5.58 | 5.56 | 5.57 | 5.4 | 319.1 | 319.6 | 319 | 318.9 | 317.6 | 317.4 | 316.3 | 316.1 | 316.4 | 314.9 | 309.6 | 5.9 | 0.59 | 5.9 | 5.35 | 10% | 317.235 | 5.5841 | 0 | 5.58 | 1.0007 | 5.9043 | 345.8 | 345.8
2012-06-28 06:10 | 5.76 | 5.77 | 5.77 | 5.75 | 5.77 | 5.74 | 5.73 | 5.76 | 5.75 | 5.62 | 331.2 | 332.1 | 332 | 332.2 | 332 | 331.5 | 332.1 | 332.6 | 332.7 | 333.5 | 323.9 | 5.82 | 0.86 | 5.73 | 5.6 | 14.78% | 331.59 | 5.7457 | 0.016113 | 5.7386 | 1.0012 | 5.8272 | 332.84 | 334.46
2012-06-28 06:20 | 5.56 | 5.57 | 5.55 | 5.46 | 5.35 | 5.24 | 5.21 | 5.24 | 5.27 | 5.1 | 330.6 | 329.5 | 328.9 | 328.3 | 328.2 | 328.2 | 328.3 | 328.4 | 329.5 | 329.7 | 317.7 | 5.44 | 0.78 | 5.35 | 5.2 | 14.34% | 328.215 | 5.3245 | 0.053058 | 5.2357 | 1.017 | 5.5322 | 271.28 | 285.86
2012-06-28 06:30 | 5.46 | 5.53 | 5.49 | 5.49 | 5.53 | 5.49 | 5.45 | 5.36 | 5.38 | 5.33 | 318.4 | 319.1 | 319 | 317.4 | 317.1 | 316.3 | 316.3 | 316 | 316 | 315.4 | 308.3 | 5.48 | 0.55 | 5.45 | 5.27 | 10.04% | 316.3 | 5.4519 | 0.067576 | 5.4843 | 0.9941 | 5.4477 | 277.76 | 272.9
2012-06-28 06:50 | 5.85 | 5.79 | 5.66 | 5.6 | 5.57 | 5.57 | 5.47 | 5.39 | 5.43 | 5.37 | 313.5 | 313.7 | 313.6 | 312.9 | 312.7 | 312.1 | 312.1 | 312 | 312.4 | 313 | 304 | 5.51 | 0.79 | 5.46 | 5.36 | 14.34% | 312.1 | 5.5291 | 0.16741 | 5.5556 | 0.99524 | 5.4838 | 282.62 | 277.76
2012-06-28 07:00 | 5.82 | 5.84 | 5.94 | 6 | 6.01 | 6.04 | 6.02 | 6.01 | 5.98 | 5.75 | 303.8 | 303.8 | 303.6 | 303 | 302.7 | 302.4 | 302.5 | 302.4 | 302.3 | 302.7 | 297.3 | 6.09 | 0.95 | 6.1 | 5.87 | 15.6% | 302.415 | 5.9823 | 0.03065 | 6.0371 | 0.99092 | 6.0347 | 382.34 | 368.78
2012-06-28 07:10 | 5.46 | 5.44 | 5.4 | 5.4 | 5.42 | 5.38 | 5.35 | 5.26 | 5.29 | 5.35 | 316.2 | 315.2 | 314.3 | 313.7 | 313.2 | 313.2 | 313.3 | 312.4 | 312.7 | 315.8 | 304.7 | 5.37 | 0.47 | 5.34 | 5.23 | 8.752% | 313.215 | 5.3598 | 0.051674 | 5.3757 | 0.99704 | 5.3541 | 259.94 | 256.7
2012-06-28 07:20 | 5.68 | 5.64 | 5.62 | 5.66 | 5.7 | 5.63 | 5.67 | 5.72 | 5.77 | 5.82 | 315.3 | 315.2 | 313.7 | 313.8 | 313.4 | 313.9 | 314 | 314.3 | 314.9 | 313.8 | 307.8 | 5.73 | 0.82 | 5.74 | 5.7 | 14.31% | 313.915 | 5.6884 | -0.065423 | 5.6357 | 1.0094 | 5.7836 | 318.26 | 326.36
2012-06-28 07:30 | 6.84 | 6.85 | 6.85 | 6.8 | 6.78 | 6.7 | 6.72 | 6.7 | 6.53 | 6.29 | 324.2 | 324 | 323.3 | 322.6 | 321.7 | 320.6 | 319.9 | 319.8 | 319.7 | 318.3 | 311.3 | 6.77 | 1 | 6.7 | 6.48 | 14.77% | 320.495 | 6.7046 | -0.027544 | 6.7029 | 1.0003 | 6.7717 | 536.02 | 536.02
2012-06-28 07:40 | 5.82 | 5.8 | 5.77 | 5.73 | 5.72 | 5.78 | 5.84 | 5.77 | 5.67 | 5.55 | 333.5 | 332.7 | 332.7 | 332.9 | 333.2 | 333.3 | 333 | 333.1 | 333.1 | 334.1 | 318.6 | 5.76 | 0.58 | 5.69 | 5.16 | 10.07% | 333.255 | 5.7469 | -0.095433 | 5.7886 | 0.9928 | 5.7185 | 323.12 | 316.64
2012-06-28 08:20 | 6.41 | 6.42 | 6.42 | 6.39 | 6.42 | 6.5 | 6.5 | 6.46 | 6.41 | 6.29 | 320.2 | 319.7 | 319.9 | 319.9 | 319.8 | 319.2 | 318.5 | 317.8 | 317.5 | 317 | 309.2 | 6.45 | 0.66 | 6.45 | 6.21 | 10.23% | 319.095 | 6.4351 | 0 | 6.5 | 0.99002 | 6.3856 | 463.7 | 450.14
2012-06-28 08:30 | 5.6 | 5.49 | 5.47 | 5.45 | 5.37 | 5.34 | 5.26 | 5.22 | 5.19 | 5.16 | 320 | 320.2 | 320 | 320.3 | 321.7 | 321.8 | 321.3 | 321.6 | 322.3 | 322.2 | 313.2 | 5.55 | 0.66 | 5.47 | 4.94 | 11.89% | 321.725 | 5.3239 | 0.13949 | 5.3285 | 0.99913 | 5.5452 | 289.1 | 289.1
2012-06-28 09:00 | 4.75 | 4.84 | 4.78 | 4.69 | 4.7 | 4.64 | 4.64 | 4.6 | 4.57 | 4.48 | 297.2 | 296.5 | 295.8 | 294.6 | 293.7 | 293.2 | 293.5 | 293.4 | 292.5 | 292.4 | 286.8 | 4.74 | 0.77 | 4.76 | 4.56 | 16.24% | 293.245 | 4.6556 | 0 | 4.64 | 1.0034 | 4.7559 | 171.66 | 173.84
2012-06-28 09:10 | 6.17 | 6.1 | 5.99 | 5.86 | 5.8 | 5.73 | 5.62 | 5.52 | 5.48 | 5.23 | 308.9 | 308.6 | 308.6 | 307.6 | 306.8 | 306.6 | 306.4 | 307.2 | 308.1 | 309.5 | 300.7 | 5.6 | 1.11 | 5.5 | 4.95 | 19.82% | 306.57 | 5.7046 | 0.17913 | 5.7141 | 0.99834 | 5.5907 | 297.2 | 295.58
2012-06-28 09:20 | 6.72 | 6.7 | 6.66 | 6.53 | 6.51 | 6.4 | 6.27 | 6.14 | 6.02 | 5.88 | 308.6 | 308.1 | 308.4 | 308.9 | 308.6 | 308.1 | 307.6 | 307.3 | 307.5 | 307.5 | 298.2 | 6.5 | 0.88 | 6.42 | 5.74 | 13.54% | 308.025 | 6.3516 | 0.18964 | 6.3812 | 0.99535 | 6.4698 | 475 | 468.22
2012-06-28 09:30 | 5.99 | 6.03 | 6.09 | 6.2 | 6.26 | 6.28 | 6.23 | 6.13 | 6.01 | 5.75 | 306.3 | 305.3 | 304.3 | 303.3 | 302.9 | 302.6 | 302.3 | 301.9 | 301.7 | 301.1 | 295.8 | 6.39 | 0.55 | 6.41 | 5.72 | 8.607% | 302.555 | 6.149 | 0.073869 | 6.2728 | 0.98026 | 6.2639 | 450.14 | 420.76
2012-06-28 09:40 | 6.55 | 6.55 | 6.52 | 6.53 | 6.46 | 6.44 | 6.39 | 6.35 | 6.26 | 6.09 | 317.2 | 317.1 | 316.8 | 316.4 | 316.5 | 316.6 | 316.3 | 316.3 | 316.8 | 317.7 | 308 | 6.4 | 0.7 | 6.36 | 5.88 | 10.94% | 316.555 | 6.4087 | 0.072027 | 6.4328 | 0.99626 | 6.3761 | 452.4 | 447.88
2012-06-28 09:50 | 6.06 | 6.06 | 6.08 | 6.03 | 6.06 | 6.02 | 5.91 | 5.77 | 5.72 | 5.51 | 307.9 | 307.8 | 308.4 | 307.7 | 307.3 | 307.3 | 306.7 | 306.4 | 306.5 | 306.5 | 299.1 | 5.98 | 0.79 | 5.87 | 5.46 | 13.21% | 307.21 | 5.9253 | 0.17042 | 6.0041 | 0.98687 | 5.9015 | 358.76 | 345.8
2012-06-28 10:00 | 6.34 | 6.34 | 6.28 | 6.17 | 6.13 | 6.1 | 6.04 | 5.97 | 5.9 | 5.85 | 308.8 | 308.5 | 307.7 | 307.4 | 307.6 | 307.4 | 307.4 | 307.9 | 309 | 309.5 | 299.2 | 6.22 | 1.04 | 6.24 | 5.53 | 16.72% | 307.4 | 6.0803 | 0.091345 | 6.0914 | 0.99818 | 6.2087 | 411.72 | 409.46
2012-06-28 10:10 | 6.15 | 6.17 | 6.12 | 6.05 | 6.04 | 5.94 | 5.8 | 5.67 | 5.6 | 5.6 | 317.9 | 318.2 | 318.2 | 318.3 | 319.2 | 320 | 320.3 | 320.3 | 320.5 | 320.4 | 309.5 | 6.08 | 0.9 | 5.98 | 5.89 | 14.8% | 320.045 | 5.8853 | 0.22041 | 5.9197 | 0.99419 | 6.0447 | 380.08 | 371.04
2012-06-28 10:20 | 6.55 | 6.59 | 6.63 | 6.53 | 6.4 | 6.31 | 6.22 | 6.12 | 6.06 | 5.73 | 327.5 | 327 | 326.7 | 326.4 | 325.9 | 325.2 | 325.5 | 325.7 | 325.5 | 324.8 | 312.4 | 6.09 | 1.01 | 6.08 | 5.72 | 16.58% | 325.245 | 6.3027 | 0.13275 | 6.297 | 1.0009 | 6.0955 | 382.34 | 384.6
2012-06-28 10:30 | 4.83 | 4.83 | 4.83 | 4.8 | 4.78 | 4.72 | 4.74 | 4.74 | 4.7 | 4.62 | 325 | 325 | 325.3 | 323.8 | 322.2 | 321.3 | 321.3 | 321.3 | 320.9 | 320.2 | 312.7 | 4.89 | 1.43 | 4.88 | 4.79 | 29.24% | 321.3 | 4.75 | -0.039074 | 4.7229 | 1.0058 | 4.9181 | 188.01 | 191.28
2012-06-28 10:40 | 4.07 | 4.08 | 4.07 | 4.14 | 4.05 | 3.94 | 3.95 | 3.96 | 4.02 | 4.15 | 308.4 | 307.8 | 308.7 | 308.7 | 307.6 | 309.4 | 310.8 | 311.6 | 311.5 | 311.6 | 306.4 | 4.39 | 1.45 | 4.37 | 4.16 | 33.03% | 309.61 | 4.0248 | -0.023425 | 3.9414 | 1.0212 | 4.4829 | 133.51 | 143.32
2012-06-28 10:50 | 7.61 | 7.59 | 7.62 | 7.63 | 7.63 | 7.58 | 7.48 | 7.4 | 7.28 | 7.05 | 321.5 | 320.9 | 320.4 | 320.9 | 321.2 | 320.7 | 320.4 | 320.1 | 320.5 | 321.4 | 312.6 | 7.7 | 0.95 | 7.65 | 7.38 | 12.34% | 320.655 | 7.4967 | 0.12272 | 7.5656 | 0.9909 | 7.6299 | 798.7 | 777.63
2012-06-28 11:00 | 7.69 | 7.7 | 7.67 | 7.69 | 7.67 | 7.65 | 7.6 | 7.55 | 7.51 | 7.34 | 317.3 | 317 | 316.8 | 316.7 | 316.4 | 316 | 316 | 316.2 | 316.6 | 317.4 | 306.4 | 7.71 | 0.9 | 7.71 | 7.22 | 11.67% | 316 | 7.6084 | 0.060597 | 7.6428 | 0.9955 | 7.6753 | 801.71 | 792.68
2012-06-28 11:10 | 6.06 | 6.04 | 6.11 | 6.2 | 6.22 | 6.18 | 6.13 | 6.06 | 5.97 | 5.83 | 308.8 | 308.5 | 307.4 | 306.3 | 305.7 | 305.4 | 305.2 | 304.8 | 305 | 306.1 | 298.8 | 6.29 | 0.74 | 6.22 | 5.69 | 11.76% | 305.37 | 6.1068 | 0.075069 | 6.1728 | 0.98931 | 6.2227 | 427.54 | 411.72
2012-06-28 11:20 | 5.57 | 5.55 | 5.43 | 5.25 | 5.08 | 4.98 | 4.97 | 4.96 | 4.88 | 4.62 | 311.3 | 311.6 | 311.8 | 311.8 | 312 | 311.7 | 311.7 | 311.7 | 311.7 | 311.4 | 305.1 | 5.14 | 0.88 | 5.09 | 4.63 | 17.12% | 311.7 | 5.073 | 0.018575 | 4.9786 | 1.019 | 5.2375 | 222.68 | 238.88
2012-06-28 11:30 | 4.63 | 4.65 | 4.64 | 4.57 | 4.54 | 4.51 | 4.52 | 4.48 | 4.39 | 4.22 | 298.2 | 298.8 | 299.8 | 300.7 | 301.1 | 300.5 | 299.2 | 298.3 | 298 | 297.4 | 291 | 4.81 | 0.79 | 4.75 | 4.29 | 16.42% | 300.305 | 4.5087 | -0.020467 | 4.5114 | 0.9994 | 4.8071 | 179.29 | 179.29
2012-06-28 11:40 | 6.52 | 6.54 | 6.49 | 6.43 | 6.42 | 6.47 | 6.57 | 6.61 | 6.54 | 6.35 | 331.3 | 331.2 | 331.5 | 332.3 | 332.5 | 332.4 | 332.5 | 332.3 | 332.3 | 331.5 | 319.2 | 6.66 | 1.12 | 6.64 | 5.86 | 16.82% | 332.415 | 6.499 | -0.14174 | 6.4842 | 1.0023 | 6.6752 | 511.16 | 515.68
2012-06-28 11:50 | 6.71 | 6.69 | 6.65 | 6.61 | 6.55 | 6.51 | 6.5 | 6.5 | 6.51 | 6.41 | 320.4 | 319.9 | 319.9 | 319.7 | 319.5 | 319.5 | 319.8 | 319.7 | 319.7 | 319.5 | 310.4 | 6.59 | 0.95 | 6.53 | 5.84 | 14.42% | 319.545 | 6.5433 | 0.014206 | 6.5086 | 1.0053 | 6.6251 | 495.34 | 504.38
2012-06-28 12:00 | 6.54 | 6.56 | 6.54 | 6.52 | 6.59 | 6.56 | 6.48 | 6.46 | 6.42 | 6.32 | 330.1 | 329.9 | 330.3 | 330.6 | 331.1 | 331.7 | 332.1 | 332 | 332.4 | 332.2 | 321.6 | 6.61 | 0.77 | 6.53 | 6.03 | 11.65% | 331.76 | 6.5024 | 0.11339 | 6.5485 | 0.99296 | 6.5634 | 499.86 | 488.56
2012-06-28 12:10 | 5.46 | 5.5 | 5.48 | 5.52 | 5.58 | 5.69 | 5.75 | 5.78 | 5.83 | 5.88 | 307.4 | 308 | 308.6 | 308.5 | 308.2 | 307.6 | 306.9 | 307.4 | 307.8 | 307 | 304.2 | 5.85 | 0.71 | 5.87 | 5.84 | 12.14% | 307.495 | 5.6746 | -0.096934 | 5.6986 | 0.9958 | 5.8254 | 337.7 | 334.46
2012-06-28 12:20 | 6.33 | 6.37 | 6.41 | 6.42 | 6.39 | 6.38 | 6.32 | 6.24 | 6.17 | 6.09 | 307 | 306.8 | 306.9 | 306.9 | 306.7 | 306.5 | 306.5 | 306.3 | 306.3 | 305.8 | 298.8 | 6.33 | 0.69 | 6.3 | 6 | 10.9% | 306.5 | 6.3213 | 0.087317 | 6.3714 | 0.99215 | 6.2803 | 436.58 | 425.28
2012-06-28 12:30 | 5.52 | 5.57 | 5.51 | 5.44 | 5.4 | 5.4 | 5.32 | 5.22 | 5.11 | 5.13 | 313.1 | 313 | 312.7 | 312.9 | 313.4 | 313.8 | 314.1 | 314 | 313.6 | 313.3 | 303.8 | 5.24 | 0.62 | 5.14 | 4.97 | 11.83% | 313.845 | 5.341 | 0.13793 | 5.3885 | 0.99119 | 5.1938 | 238.88 | 230.78
2012-06-28 12:40 | 5.83 | 5.85 | 5.9 | 5.93 | 5.97 | 6.01 | 5.98 | 5.92 | 5.81 | 5.73 | 282.5 | 282.3 | 282.3 | 282.2 | 282.1 | 282.7 | 283.7 | 284.4 | 284.4 | 284.5 | 277.7 | 5.71 | 0.95 | 5.83 | 5.55 | 16.64% | 282.85 | 5.9194 | 0.046244 | 6.0057 | 0.98564 | 5.628 | 315.02 | 302.06
2012-06-28 12:50 | 6.94 | 6.95 | 6.95 | 6.92 | 6.85 | 6.75 | 6.66 | 6.6 | 6.5 | 6.44 | 310.1 | 309.6 | 309.1 | 308.9 | 309.2 | 309.4 | 309.3 | 309.2 | 308.9 | 309.1 | 298.2 | 6.7 | 1.01 | 6.68 | 5.91 | 15.07% | 309.385 | 6.7376 | 0.12404 | 6.737 | 1.0001 | 6.7006 | 520.2 | 520.2
2012-06-28 13:00 | 7.03 | 7.06 | 7.08 | 7.09 | 7.06 | 6.98 | 6.92 | 6.87 | 6.8 | 6.63 | 309.9 | 309.5 | 308.8 | 308.8 | 308.3 | 308.3 | 308.4 | 308.3 | 308.8 | 309.8 | 301.7 | 7.14 | 0.54 | 7.11 | 6.75 | 7.563% | 308.315 | 6.9561 | 0.079779 | 6.9714 | 0.9978 | 7.1243 | 630.14 | 624.12
2012-06-28 13:10 | 6.75 | 6.74 | 6.76 | 6.76 | 6.73 | 6.74 | 6.76 | 6.76 | 6.74 | 6.5 | 315.2 | 315.3 | 315.6 | 315.8 | 315.9 | 315.5 | 314.9 | 314.1 | 313.9 | 313.8 | 306.9 | 6.83 | 0.82 | 6.81 | 6.37 | 12.01% | 315.41 | 6.7357 | -0.027381 | 6.7429 | 0.99894 | 6.8227 | 549.58 | 547.32
2012-06-28 13:20 | 6.8 | 6.75 | 6.68 | 6.7 | 6.66 | 6.58 | 6.54 | 6.54 | 6.53 | 6.45 | 307.3 | 307.4 | 307.4 | 307.1 | 307.5 | 307.2 | 306.6 | 306.2 | 306.3 | 306.2 | 300.2 | 6.79 | 0.66 | 6.73 | 6.48 | 9.72% | 307.11 | 6.6006 | 0.056348 | 6.5743 | 1.004 | 6.8172 | 540.54 | 547.32
2012-06-28 13:30 | 5.96 | 5.97 | 5.96 | 6.01 | 5.96 | 5.88 | 5.83 | 5.79 | 5.67 | 5.41 | 304.6 | 304.6 | 304.1 | 303.9 | 304.1 | 303.7 | 302.9 | 302.1 | 302.2 | 303.2 | 293.2 | 5.98 | 0.68 | 5.94 | 5.32 | 11.37% | 303.58 | 5.8518 | 0.078916 | 5.8728 | 0.99643 | 5.9586 | 358.76 | 355.52
2012-06-28 13:40 | 5.66 | 5.68 | 5.67 | 5.63 | 5.62 | 5.58 | 5.56 | 5.59 | 5.57 | 5.51 | 314.1 | 314.1 | 314.4 | 314.3 | 314.6 | 314.5 | 314.5 | 314.5 | 314.7 | 314.3 | 305.6 | 5.52 | 0.71 | 5.46 | 5.28 | 12.86% | 314.5 | 5.5993 | 0.033181 | 5.5771 | 1.004 | 5.542 | 284.24 | 287.48
2012-06-28 13:50 | 6.99 | 6.95 | 6.9 | 6.79 | 6.67 | 6.55 | 6.4 | 6.22 | 6.06 | 5.74 | 313.5 | 313.3 | 313.2 | 312.5 | 312.2 | 312.1 | 311.9 | 311.6 | 312.4 | 312.6 | 303.2 | 6.74 | 0.9 | 6.62 | 6.21 | 13.35% | 312.07 | 6.4966 | 0.21409 | 6.5283 | 0.99515 | 6.7073 | 529.24 | 522.46
2012-06-28 14:00 | 6.09 | 6.11 | 6.15 | 6.17 | 6.22 | 6.22 | 6.2 | 6.1 | 6 | 5.88 | 318.6 | 318.7 | 318.9 | 319.8 | 320.3 | 320.1 | 320.2 | 320.4 | 321.1 | 321.8 | 310 | 5.95 | 0.88 | 5.9 | 5.5 | 14.79% | 320.115 | 6.1377 | 0.029762 | 6.2171 | 0.98722 | 5.874 | 353.9 | 340.94
2012-06-28 14:10 | 5.85 | 5.84 | 5.79 | 5.87 | 5.86 | 5.79 | 5.78 | 5.78 | 5.77 | 5.75 | 317.9 | 318.2 | 317.1 | 316.1 | 315.4 | 314.5 | 313.1 | 312.9 | 313.6 | 314.1 | 304 | 6.11 | 0.96 | 6.09 | 6.1 | 15.71% | 314.29 | 5.8024 | 0.015974 | 5.7886 | 1.0024 | 6.1246 | 386.86 | 389.12
2012-06-28 14:20 | 6.35 | 6.35 | 6.23 | 6.17 | 6.18 | 6.14 | 6.04 | 5.94 | 5.74 | 5.62 | 312.9 | 312.7 | 312.5 | 312.6 | 312.2 | 312 | 311.7 | 311.1 | 311 | 312.4 | 306.4 | 6.39 | 0.71 | 6.3 | 5.58 | 11.11% | 311.955 | 6.0548 | 0.15174 | 6.1256 | 0.98844 | 6.3161 | 450.14 | 434.32
2012-06-28 14:30 | 5.54 | 5.57 | 5.61 | 5.64 | 5.71 | 5.76 | 5.77 | 5.7 | 5.63 | 5.43 | 299.8 | 299.8 | 299.1 | 299.2 | 299 | 298.4 | 298.3 | 299.2 | 300.1 | 300.3 | 294.4 | 5.83 | 0.76 | 5.84 | 5.29 | 13.04% | 298.385 | 5.6741 | -0.016029 | 5.7614 | 0.98484 | 5.7416 | 334.46 | 319.88
2012-06-28 14:40 | 5.84 | 5.81 | 5.73 | 5.75 | 5.75 | 5.7 | 5.69 | 5.69 | 5.64 | 5.4 | 305.7 | 304.9 | 303.9 | 303.9 | 304.7 | 305 | 304.8 | 305.7 | 306.9 | 307 | 291.4 | 5.62 | 1.04 | 5.6 | 5.17 | 18.51% | 304.97 | 5.6954 | 0.016226 | 5.6986 | 0.99944 | 5.6169 | 300.44 | 300.44
2012-06-28 14:50 | 6.66 | 6.66 | 6.59 | 6.45 | 6.28 | 6.11 | 6.01 | 5.93 | 5.76 | 5.55 | 311.8 | 311.6 | 311.2 | 311.4 | 311.4 | 311.2 | 311.2 | 311.4 | 311.4 | 312.4 | 304 | 6.5 | 0.76 | 6.39 | 5.84 | 11.69% | 311.2 | 6.1527 | 0.15249 | 6.0956 | 1.0094 | 6.5609 | 475 | 488.56
2012-06-28 15:00 | 6.67 | 6.63 | 6.59 | 6.51 | 6.41 | 6.35 | 6.29 | 6.17 | 6.02 | 5.84 | 296.2 | 295.5 | 294.4 | 294.2 | 294.4 | 294.7 | 295.3 | 295.8 | 295.4 | 297.1 | 288.7 | 6.7 | 1.26 | 6.69 | 6.13 | 18.81% | 294.79 | 6.3206 | 0.087732 | 6.3414 | 0.99672 | 6.678 | 520.2 | 515.68
2012-06-28 15:10 | 7.57 | 7.57 | 7.58 | 7.62 | 7.63 | 7.59 | 7.53 | 7.4 | 7.32 | 7.21 | 303.8 | 303.7 | 303.7 | 303.3 | 303.2 | 303.4 | 303.7 | 304.1 | 304.3 | 305.6 | 297.1 | 7.5 | 1.31 | 7.49 | 6.91 | 17.47% | 303.445 | 7.5109 | 0.073342 | 7.5814 | 0.99071 | 7.4303 | 738.5 | 717.43
2012-06-28 15:20 | 6.83 | 6.78 | 6.75 | 6.71 | 6.68 | 6.67 | 6.61 | 6.49 | 6.36 | 6.11 | 298.3 | 297.9 | 298 | 297.7 | 297.3 | 296.8 | 296.2 | 296 | 296.3 | 296.4 | 290.3 | 6.79 | 0.92 | 6.76 | 6.09 | 13.55% | 296.71 | 6.592 | 0.083503 | 6.6614 | 0.98958 | 6.7193 | 540.54 | 524.72
2012-06-28 15:30 | 6.62 | 6.64 | 6.67 | 6.69 | 6.74 | 6.73 | 6.72 | 6.77 | 6.78 | 6.65 | 302.2 | 302.9 | 303.1 | 303.6 | 303.5 | 303.5 | 303.9 | 304 | 303.8 | 303.2 | 296.4 | 6.89 | 1.03 | 6.98 | 6.45 | 14.95% | 303.56 | 6.7224 | 0.013741 | 6.7286 | 0.99909 | 6.8837 | 563.14 | 560.88
2012-06-28 15:40 | 7.23 | 7.18 | 7.03 | 6.9 | 6.86 | 6.89 | 6.89 | 6.88 | 6.86 | 6.65 | 288 | 288.1 | 288.5 | 289.1 | 289 | 289.4 | 289.6 | 290 | 290.5 | 290.6 | 281.8 | 6.6 | 0.9 | 6.61 | 6.25 | 13.64% | 289.43 | 6.8982 | 0 | 6.89 | 1.0012 | 6.6078 | 497.6 | 499.86
2012-06-28 15:50 | 7.24 | 7.26 | 7.25 | 7.23 | 7.23 | 7.19 | 7.07 | 6.93 | 6.78 | 6.68 | 297.2 | 297 | 296.7 | 297.1 | 297.1 | 297 | 296.8 | 296.3 | 296.3 | 296.4 | 287.3 | 7.3 | 0.89 | 7.3 | 6.19 | 12.19% | 296.97 | 7.0841 | 0.15553 | 7.1727 | 0.98765 | 7.2098 | 678.3 | 651.21
2012-06-28 16:00 | 6.76 | 6.75 | 6.67 | 6.69 | 6.69 | 6.66 | 6.66 | 6.66 | 6.57 | 6.37 | 301.3 | 301 | 301.1 | 301.6 | 302.4 | 302.7 | 302.7 | 302.5 | 302.4 | 302.2 | 293.6 | 6.87 | 0.6 | 6.86 | 6.07 | 8.734% | 302.7 | 6.6465 | 0 | 6.66 | 0.99797 | 6.8561 | 558.62 | 556.36
2012-06-28 16:10 | 7.27 | 7.25 | 7.2 | 7.18 | 7.14 | 7.11 | 7.12 | 7.08 | 7.01 | 6.72 | 296.8 | 296.6 | 296.8 | 296.9 | 296.3 | 295.5 | 294.4 | 293.9 | 293.9 | 294.4 | 288.3 | 7.23 | 0.83 | 7.28 | 6.71 | 11.48% | 295.335 | 7.1027 | -0.012988 | 7.1114 | 0.99877 | 7.2211 | 657.23 | 654.22
2012-06-28 16:20 | 7.39 | 7.33 | 7.29 | 7.21 | 7.1 | 7.08 | 7.08 | 7.03 | 6.94 | 6.74 | 294.5 | 294.3 | 294.4 | 294.6 | 294.5 | 294.3 | 293.4 | 293 | 292.8 | 293.5 | 288.6 | 7.16 | 0.88 | 7.14 | 6.54 | 12.29% | 294.165 | 7.0913 | 0 | 7.08 | 1.0016 | 7.1715 | 636.16 | 639.17
2012-06-28 16:30 | 6.78 | 6.81 | 6.73 | 6.72 | 6.74 | 6.82 | 6.82 | 6.72 | 6.59 | 6.39 | 306.1 | 306 | 306.5 | 306.9 | 307.2 | 307.5 | 307.4 | 307.3 | 307.6 | 308.1 | 297.7 | 7.3 | 1 | 7.3 | 6.87 | 13.7% | 307.485 | 6.7231 | 0 | 6.82 | 0.98579 | 7.1963 | 678.3 | 648.2
2012-06-28 16:40 | 7.35 | 7.38 | 7.31 | 7.31 | 7.35 | 7.32 | 7.24 | 7.23 | 7.28 | 7.18 | 306.3 | 306.2 | 306.4 | 306.8 | 307.2 | 307.1 | 306.6 | 306.5 | 306.7 | 306.7 | 296.1 | 7.56 | 0.97 | 7.55 | 6.86 | 12.83% | 307.025 | 7.2897 | 0.10155 | 7.3085 | 0.99743 | 7.5406 | 756.56 | 750.54
2012-06-28 16:50 | 7.05 | 7.07 | 7.07 | 7.13 | 7.2 | 7.24 | 7.23 | 7.2 | 7.11 | 6.83 | 301.4 | 301.3 | 302 | 301.8 | 302.1 | 302.4 | 302.7 | 303 | 303.6 | 305.3 | 295.6 | 7.45 | 0.92 | 7.44 | 6.82 | 12.35% | 302.445 | 7.1513 | 0.012773 | 7.2386 | 0.98794 | 7.3602 | 723.45 | 696.36
2012-06-28 17:00 | 7.64 | 7.65 | 7.64 | 7.63 | 7.6 | 7.55 | 7.47 | 7.38 | 7.26 | 7.01 | 302.8 | 302.7 | 302.7 | 302.8 | 303.7 | 304.8 | 305.9 | 305.9 | 305.8 | 305.4 | 292.7 | 7.64 | 0.82 | 7.57 | 6.72 | 10.73% | 304.965 | 7.4829 | 0.09844 | 7.5385 | 0.99263 | 7.5837 | 780.64 | 762.58
2012-06-28 17:10 | 6.55 | 6.52 | 6.58 | 6.61 | 6.61 | 6.58 | 6.58 | 6.56 | 6.45 | 6.4 | 290.5 | 290.9 | 290.8 | 290.6 | 290.7 | 290.7 | 290.7 | 290.6 | 290.2 | 288.5 | 283.2 | 6.74 | 1 | 6.73 | 6.32 | 14.84% | 290.7 | 6.5562 | 0 | 6.58 | 0.99639 | 6.7157 | 529.24 | 524.72
2012-06-28 17:20 | 5.42 | 5.33 | 5.31 | 5.25 | 5.21 | 5.16 | 5.15 | 5.14 | 5.08 | 5.11 | 313.4 | 313.7 | 314.2 | 314.3 | 315.1 | 315.2 | 316.1 | 317.6 | 318.5 | 319.1 | 307.2 | 5.49 | 1.03 | 5.45 | 5.34 | 18.76% | 315.335 | 5.1827 | 0.017926 | 5.1586 | 1.0047 | 5.5157 | 279.38 | 284.24
2012-06-28 17:30 | 6.07 | 6.09 | 6.05 | 6.04 | 6.04 | 6.01 | 6 | 5.98 | 5.95 | 5.83 | 320.4 | 319.5 | 319.1 | 319.5 | 319.7 | 319.5 | 318.7 | 318.3 | 318.2 | 318.6 | 306.6 | 6.17 | 1.21 | 6.15 | 5.78 | 19.61% | 319.38 | 6.0032 | 0.015389 | 6.0086 | 0.99911 | 6.1645 | 400.42 | 398.16
2012-06-28 17:40 | 6.17 | 6.17 | 6.1 | 6.02 | 5.95 | 5.96 | 5.96 | 5.94 | 5.88 | 5.71 | 309.8 | 310.2 | 310.6 | 312.1 | 313 | 314.2 | 314.9 | 314.8 | 314.5 | 315.4 | 308.1 | 6.4 | 0.67 | 6.3 | 5.82 | 10.47% | 314.305 | 5.9625 | 0 | 5.96 | 1.0004 | 6.4026 | 452.4 | 452.4
2012-06-28 17:50 | 5.66 | 5.65 | 5.64 | 5.65 | 5.58 | 5.44 | 5.33 | 5.27 | 5.15 | 5.08 | 330.8 | 331.4 | 333.1 | 333 | 333.4 | 333.2 | 334.1 | 333.9 | 333.9 | 333.7 | 323.4 | 5.52 | 0.84 | 5.4 | 4.98 | 15.22% | 333.335 | 5.4278 | 0.18877 | 5.4241 | 1.0007 | 5.5237 | 284.24 | 284.24
2012-06-28 18:00 | 5.21 | 5.12 | 5.03 | 5.02 | 4.93 | 4.91 | 4.98 | 5.04 | 4.95 | 4.62 | 347 | 347 | 346.6 | 347.3 | 346.9 | 346.7 | 346.6 | 345.1 | 343.4 | 343.4 | 335.4 | 5.14 | 0.96 | 5.08 | 4.6 | 18.68% | 346.685 | 4.9652 | -0.13081 | 4.92 | 1.0092 | 5.1872 | 222.68 | 230.78
2012-06-28 18:10 | 5.34 | 5.31 | 5.24 | 5.26 | 5.23 | 5.22 | 5.26 | 5.34 | 5.27 | 5.14 | 352.7 | 352.4 | 352.2 | 351.8 | 351.2 | 351.3 | 351.6 | 351.5 | 351.3 | 352 | 344.5 | 5.27 | 0.54 | 5.26 | 4.77 | 10.25% | 351.345 | 5.2562 | -0.070542 | 5.2257 | 1.0058 | 5.3008 | 243.74 | 248.6
2012-06-28 18:20 | 5.66 | 5.6 | 5.46 | 5.3 | 5.11 | 4.86 | 4.7 | 4.53 | 4.41 | 4.16 | 350.5 | 351 | 352.1 | 352.7 | 352.6 | 352.3 | 353.1 | 353.5 | 354.7 | 354.3 | 344 | 4.84 | 0.7 | 4.67 | 3.74 | 14.46% | 352.42 | 4.9167 | 0.30935 | 4.8367 | 1.0165 | 4.92 | 182.56 | 191.28
2012-06-28 18:30 | 5.39 | 5.31 | 5.12 | 4.99 | 4.86 | 4.75 | 4.62 | 4.46 | 4.39 | 4.28 | 346.4 | 346.6 | 347.1 | 348.3 | 347.7 | 347.5 | 347.9 | 347.8 | 346.8 | 345.4 | 337.1 | 4.83 | 0.43 | 4.66 | 3.89 | 8.903% | 347.56 | 4.7479 | 0.25644 | 4.7312 | 1.0035 | 4.8471 | 181.47 | 183.65
2012-06-28 18:40 | 4.72 | 4.68 | 4.51 | 4.45 | 4.38 | 4.25 | 4.1 | 3.98 | 3.84 | 3.62 | 343.3 | 343.9 | 343.4 | 343.5 | 343.9 | 343.6 | 343.6 | 344 | 343.3 | 343.7 | 333.4 | 4.36 | 0.31 | 4.21 | 3.25 | 7.11% | 343.6 | 4.2147 | 0.33205 | 4.2282 | 0.99682 | 4.3461 | 130.24 | 129.15
2012-06-28 18:50 | 4.62 | 4.53 | 4.42 | 4.35 | 4.21 | 4.04 | 3.84 | 3.69 | 3.54 | 3.2 | 356.1 | 355.9 | 355.4 | 354 | 354.1 | 353.9 | 353.1 | 352.9 | 352.6 | 352.2 | 342.7 | 4.09 | 0.48 | 3.9 | 2.6 | 11.74% | 353.78 | 4.0123 | 0.46919 | 4.0107 | 1.0004 | 4.0916 | 100.81 | 100.81
2012-06-28 19:00 | 4.86 | 4.83 | 4.7 | 4.61 | 4.52 | 4.38 | 4.18 | 3.95 | 3.73 | 3.39 | 7.2 | 6.6 | 7.3 | 7.4 | 7.5 | 7.2 | 6.9 | 7.4 | 7.5 | 3.8 | 356.7 | 4.4 | 0.34 | 4.19 | 2.98 | 7.727% | 7.155 | 4.2956 | 0.4319 | 4.3508 | 0.98732 | 4.3442 | 134.6 | 128.06
2012-06-28 19:10 | 4.74 | 4.69 | 4.55 | 4.41 | 4.24 | 4.16 | 4.1 | 3.99 | 3.84 | 3.51 | 5.1 | 5.4 | 5.3 | 4.9 | 5.1 | 5.1 | 4.2 | 3.4 | 2.8 | 2 | 351.9 | 4.35 | 0.64 | 4.18 | 3.38 | 14.71% | 4.965 | 4.1779 | 0.13425 | 4.1513 | 1.0064 | 4.3778 | 129.15 | 132.42
2012-06-28 19:20 | 4.35 | 4.22 | 4.08 | 3.96 | 3.86 | 3.73 | 3.58 | 3.48 | 3.38 | 3.07 | 356.9 | 357.3 | 357.6 | 357.7 | 358.5 | 358.1 | 358.5 | 359 | 359.5 | 357.6 | 351.3 | 3.88 | 0.61 | 3.72 | 2.55 | 15.72% | 358.16 | 3.7231 | 0.3793 | 3.7081 | 1.004 | 3.8957 | 80.08 | 81.9
2012-06-28 19:30 | 4.15 | 4.08 | 3.96 | 3.87 | 3.77 | 3.71 | 3.6 | 3.56 | 3.43 | 3.18 | 353.3 | 354.4 | 355.8 | 357 | 358.8 | 359.8 | 359.5 | 359.7 | 359.9 | 356.5 | 346.8 | 3.77 | 0.43 | 3.62 | 2.92 | 11.41% | 359.755 | 3.691 | 0.27814 | 3.694 | 0.99919 | 3.7669 | 70.07 | 70.07
2012-06-28 19:40 | 4.16 | 4.07 | 3.88 | 3.73 | 3.64 | 3.57 | 3.49 | 3.44 | 3.35 | 3.04 | 356.2 | 357 | 357.8 | 359 | 359 | 0.3 | 1.5 | 2.4 | 2.6 | 2.1 | 347.7 | 3.6 | 0.36 | 3.45 | 2.53 | 10% | 0.48 | 3.582 | 0.20944 | 3.5584 | 1.0066 | 3.6238 | 54.6 | 56.42
2012-06-28 19:50 | 3.3 | 3.22 | 3.21 | 3.02 | 2.88 | 2.75 | 2.69 | 2.65 | 2.66 | 2.57 | 351.8 | 351.6 | 351.1 | 351 | 351.1 | 351.3 | 351.4 | 351.5 | 351.4 | 353 | 340.4 | 2.96 | 0.33 | 2.81 | 2.19 | 11.15% | 351.315 | 2.8423 | 0.20385 | 2.7413 | 1.0368 | 3.069 | 0 | 6.37
2012-06-28 20:00 | 3.63 | 3.62 | 3.62 | 3.51 | 3.45 | 3.35 | 3.27 | 3.25 | 3.23 | 3.07 | 357.6 | 357.5 | 356.3 | 356.5 | 356.2 | 355.4 | 355.2 | 354.3 | 352.1 | 349.5 | 342.8 | 3.47 | 0.38 | 3.36 | 2.86 | 10.95% | 355.37 | 3.3743 | 0.22336 | 3.3384 | 1.0107 | 3.5073 | 42.77 | 46.41
2012-06-28 20:10 | 4.19 | 4.11 | 4.05 | 3.99 | 3.86 | 3.75 | 3.7 | 3.57 | 3.32 | 2.93 | 8.1 | 7.7 | 8.1 | 9.4 | 9.3 | 9 | 8.9 | 7.6 | 7.9 | 6.9 | 357.3 | 3.86 | 0.34 | 3.65 | 2.46 | 8.808% | 8.985 | 3.735 | 0.12404 | 3.7428 | 0.99792 | 3.852 | 78.26 | 77.35
2012-06-28 20:20 | 4.61 | 4.49 | 4.45 | 4.33 | 4.23 | 4.16 | 4.08 | 4 | 3.88 | 3.44 | 3.8 | 4.4 | 5.2 | 3.8 | 3.2 | 2.8 | 3 | 3.2 | 3.1 | 3 | 351.8 | 4.16 | 0.32 | 4.01 | 2.62 | 7.692% | 2.83 | 4.1428 | 0.17944 | 4.1484 | 0.99863 | 4.1543 | 108.44 | 107.35
2012-06-28 20:30 | 4.3 | 4.28 | 4.13 | 4.05 | 3.96 | 3.86 | 3.8 | 3.71 | 3.61 | 3.28 | 6.2 | 6.4 | 7.1 | 6.7 | 6.8 | 6.1 | 5.4 | 5.3 | 4.9 | 3.7 | 353.9 | 3.91 | 0.31 | 3.76 | 2.81 | 7.928% | 5.995 | 3.8663 | 0.14477 | 3.8513 | 1.0039 | 3.9252 | 82.81 | 84.63
2012-06-28 20:40 | 4.18 | 4.12 | 3.96 | 3.82 | 3.74 | 3.62 | 3.5 | 3.36 | 3.26 | 3 | 12 | 11.9 | 12.1 | 11.7 | 11.1 | 11 | 10.9 | 9.8 | 9.3 | 9.2 | 359 | 3.73 | 0.45 | 3.53 | 2.61 | 12.06% | 10.985 | 3.6104 | 0.31152 | 3.6026 | 1.0022 | 3.7381 | 66.43 | 67.34
2012-06-28 20:50 | 3.91 | 3.85 | 3.74 | 3.63 | 3.49 | 3.33 | 3.19 | 3.04 | 2.88 | 2.77 | 11.9 | 11.9 | 11.2 | 10.2 | 9.4 | 9.3 | 8.9 | 8.6 | 8.5 | 9.4 | 358.9 | 3.44 | 0.23 | 3.26 | 2.47 | 6.686% | 9.24 | 3.3394 | 0.39691 | 3.3096 | 1.009 | 3.471 | 40.04 | 42.77
2012-06-28 21:00 | 4.05 | 3.96 | 3.75 | 3.65 | 3.53 | 3.42 | 3.24 | 3.05 | 2.88 | 2.66 | 12.9 | 12.2 | 11 | 12.5 | 11.7 | 10.9 | 9.1 | 7.5 | 6.3 | 4.4 | 359.3 | 3.62 | 0.29 | 3.42 | 2.39 | 8.011% | 10.63 | 3.3714 | 0.49963 | 3.3936 | 0.99347 | 3.5963 | 56.42 | 54.6
2012-06-28 21:10 | 3.79 | 3.71 | 3.54 | 3.36 | 3.19 | 3.06 | 2.97 | 2.87 | 2.76 | 2.57 | 9 | 9.3 | 7.9 | 6.4 | 7 | 6.7 | 6.2 | 5.2 | 4.1 | 3.3 | 354.4 | 3.24 | 0.29 | 3.07 | 2.5 | 8.951% | 6.625 | 3.1192 | 0.27587 | 3.0469 | 1.0237 | 3.3168 | 21.84 | 29.12
2012-06-28 21:20 | 3.51 | 3.4 | 3.21 | 3.06 | 2.9 | 2.75 | 2.66 | 2.54 | 2.44 | 2.28 | 4.9 | 4.1 | 5 | 4.6 | 1.7 | 0.7 | 359.3 | 357.6 | 355.6 | 352.9 | 348.2 | 2.93 | 0.22 | 2.73 | 2.01 | 7.509% | 0.49 | 2.8075 | 0.30749 | 2.7369 | 1.0258 | 3.0055 | 0 | 0.91
2012-06-28 21:30 | 3.52 | 3.43 | 3.29 | 3.08 | 2.87 | 2.73 | 2.6 | 2.45 | 2.31 | 2.06 | 9.7 | 9.3 | 6.7 | 6.1 | 4.6 | 2.9 | 1 | 358.5 | 357.1 | 350.9 | 351.5 | 2.85 | 0.23 | 2.67 | 1.69 | 8.07% | 2.615 | 2.7787 | 0.45087 | 2.711 | 1.025 | 2.9212 | 0 | 0
2012-06-28 21:40 | 3.82 | 3.74 | 3.46 | 3.2 | 2.95 | 2.77 | 2.54 | 2.37 | 2.22 | 2.1 | 19.1 | 18.4 | 18.5 | 17.9 | 16.5 | 15.1 | 15.3 | 14 | 11.5 | 5.8 | 2.9 | 2.85 | 0.35 | 2.63 | 1.77 | 12.28% | 15.13 | 2.8454 | 0.80104 | 2.7358 | 1.0401 | 2.9641 | 0 | 0
2012-06-28 21:50 | 3.83 | 3.74 | 3.66 | 3.5 | 3.29 | 3.04 | 2.83 | 2.65 | 2.52 | 2.39 | 20.7 | 20.2 | 19.4 | 18.6 | 17.4 | 15.1 | 13.3 | 11.2 | 9.2 | 2.9 | 2.7 | 3.09 | 0.21 | 2.89 | 1.98 | 6.796% | 14.83 | 3.0959 | 0.66148 | 3.009 | 1.0289 | 3.1793 | 8.19 | 16.38
2012-06-28 22:00 | 3.4 | 3.32 | 3.18 | 2.92 | 2.67 | 2.46 | 2.23 | 2 | 1.87 | 1.78 | 19.6 | 19.5 | 17.1 | 15.7 | 13.4 | 10.3 | 7 | 3.2 | 358.5 | 350.9 | 357.6 | 2.57 | 0.22 | 2.34 | 1.63 | 8.56% | 9.805 | 2.527 | 0.90709 | 2.4256 | 1.0418 | 2.6774 | 0 | 0
2012-06-28 22:10 | 3.62 | 3.51 | 3.39 | 3.07 | 2.77 | 2.48 | 2.27 | 2.08 | 1.91 | 1.69 | 20.2 | 20.5 | 19.7 | 19.5 | 17.3 | 15.6 | 13.1 | 10.6 | 8.1 | 1.9 | 3.8 | 2.66 | 0.38 | 2.37 | 1.48 | 14.29% | 15.225 | 2.6401 | 0.81763 | 2.4488 | 1.0781 | 2.8678 | 0 | 0
2012-06-28 22:20 | 3.44 | 3.42 | 3.31 | 3.08 | 2.75 | 2.4 | 2.12 | 1.89 | 1.75 | 1.54 | 22 | 21.3 | 21.1 | 19.3 | 17 | 15 | 11.4 | 8.4 | 1.7 | 352.9 | 4.1 | 2.51 | 0.26 | 2.23 | 1.22 | 10.36% | 14.46 | 2.5596 | 1.1464 | 2.3577 | 1.0856 | 2.7249 | 0 | 0
2012-06-28 22:30 | 3.2 | 3.19 | 3.1 | 2.98 | 2.86 | 2.62 | 2.32 | 2.03 | 1.83 | 1.67 | 20.8 | 22.2 | 21.8 | 21.7 | 20.5 | 17.7 | 14.4 | 10.6 | 6.1 | 4.2 | 6.2 | 2.79 | 0.18 | 2.52 | 1.41 | 6.452% | 17.205 | 2.5822 | 1.1238 | 2.5747 | 1.0029 | 2.7981 | 0 | 0
2012-06-28 22:40 | 2.76 | 2.75 | 2.88 | 3.02 | 3 | 2.96 | 2.85 | 2.69 | 2.43 | 2.07 | 29.9 | 29.4 | 28.6 | 29.1 | 28.6 | 29 | 27.7 | 27.5 | 26.8 | 24.5 | 17 | 3.03 | 0.12 | 2.9 | 1.67 | 3.96% | 28.805 | 2.8101 | 0.34996 | 2.944 | 0.95451 | 2.8922 | 2.73 | 0
2012-06-28 22:50 | 2.77 | 2.71 | 2.84 | 2.82 | 2.9 | 2.91 | 2.91 | 2.93 | 2.88 | 2.58 | 33 | 33.5 | 32.5 | 30.6 | 30.1 | 29.8 | 29.6 | 30.3 | 32.4 | 30.4 | 18.2 | 2.97 | 0.1 | 2.91 | 2.17 | 3.367% | 29.77 | 2.8637 | 0 | 2.91 | 0.9841 | 2.9228 | 0 | 0
2012-06-28 23:00 | 2.68 | 2.68 | 2.67 | 2.7 | 2.79 | 2.83 | 2.92 | 2.91 | 2.83 | 2.73 | 33.7 | 32.1 | 31.9 | 31.2 | 30.9 | 31.2 | 32.2 | 33.1 | 34.2 | 34.8 | 19 | 2.89 | 0.14 | 2.86 | 2.23 | 4.844% | 31.35 | 2.8045 | -0.28931 | 2.8427 | 0.98657 | 2.8512 | 0 | 0
2012-06-28 23:10 | 3.1 | 3.21 | 3.29 | 3.29 | 3.16 | 3.01 | 2.87 | 2.81 | 2.7 | 2.64 | 36.2 | 36.2 | 37.1 | 36.4 | 37.2 | 38.1 | 38.7 | 38.9 | 38.6 | 42 | 25.8 | 3.09 | 0.25 | 2.93 | 2.24 | 8.091% | 38.19 | 3.0135 | 0.44013 | 2.9895 | 1.008 | 3.1148 | 8.19 | 10.01
2012-06-28 23:20 | 3.42 | 3.5 | 3.47 | 3.31 | 3.12 | 2.88 | 2.65 | 2.51 | 2.43 | 2.39 | 41 | 42 | 40.1 | 40.3 | 41 | 41.6 | 41.7 | 42.9 | 42.9 | 44.9 | 32.49 | 2.89 | 0.24 | 2.66 | 2 | 8.304% | 41.615 | 2.941 | 0.76913 | 2.8459 | 1.0334 | 2.9866 | 0 | 0
2012-06-28 23:30 | 2.9 | 2.92 | 3.01 | 2.93 | 2.8 | 2.68 | 2.52 | 2.39 | 2.29 | 2.21 | 46.3 | 47.6 | 48 | 48.1 | 48.3 | 47.7 | 46.9 | 47.3 | 46.9 | 49.1 | 39.01 | 2.72 | 0.31 | 2.51 | 1.87 | 11.4% | 47.58 | 2.6618 | 0.56886 | 2.6565 | 1.002 | 2.7255 | 0 | 0
2012-06-28 23:40 | 2.23 | 2.27 | 2.46 | 2.56 | 2.64 | 2.69 | 2.6 | 2.44 | 2.25 | 2.09 | 59.3 | 58.7 | 57.5 | 57.7 | 54.8 | 54 | 54.4 | 55.7 | 60 | 64 | 45.84 | 2.7 | 0.13 | 2.6 | 1.73 | 4.815% | 54.06 | 2.498 | 0.31447 | 2.6769 | 0.93316 | 2.5195 | 0 | 0
2012-06-28 23:50 | 1.83 | 1.87 | 2.06 | 2.11 | 2.24 | 2.3 | 2.51 | 2.56 | 2.54 | 2.39 | 65.6 | 64.3 | 62 | 61.5 | 61.3 | 59.2 | 57.8 | 57.3 | 60.2 | 65.2 | 50.73 | 2.43 | 0.22 | 2.49 | 1.84 | 9.053% | 58.99 | 2.3381 | -0.80742 | 2.329 | 1.0039 | 2.4395 | 0 | 0
2012-06-29 | 1.34 | 1.43 | 1.57 | 1.65 | 1.78 | 1.87 | 2 | 2.14 | 2.25 | 2.15 | 66.4 | 65.3 | 63.8 | 61.3 | 61.1 | 62.7 | 63.4 | 61.3 | 59.7 | 61.4 | 54.66 | 1.93 | 0.09 | 1.97 | 1.88 | 4.663% | 62.805 | 1.9263 | -0.62107 | 1.8881 | 1.0202 | 1.969 | 0 | 0
2012-06-29 00:10 | 1.34 | 1.36 | 1.51 | 1.54 | 1.63 | 1.71 | 1.84 | 1.99 | 2.19 | 2.29 | 64.4 | 64 | 67.3 | 69 | 68.1 | 67.6 | 66.2 | 64.6 | 64 | 63.6 | 56.11 | 1.8 | 0.26 | 1.86 | 2 | 14.44% | 67.39 | 1.825 | -0.67711 | 1.728 | 1.0561 | 1.901 | 0 | 0
2012-06-29 00:20 | 1.16 | 1.21 | 1.31 | 1.32 | 1.39 | 1.49 | 1.57 | 1.75 | 2 | 2.36 | 73.5 | 73.5 | 74 | 75.5 | 76 | 77.5 | 77.8 | 76.6 | 73.3 | 68.7 | 66.82 | 1.49 | 0.08 | 1.53 | 1.95 | 5.369% | 77.545 | 1.6327 | -0.4833 | 1.5012 | 1.0876 | 1.6205 | 0 | 0
2012-06-29 00:30 | 1.17 | 1.09 | 1.11 | 1.18 | 1.23 | 1.32 | 1.36 | 1.49 | 1.75 | 2.12 | 68.4 | 70.1 | 74.8 | 70.1 | 69.2 | 70.7 | 71.1 | 72.2 | 69.7 | 65.2 | 66.26 | 1.33 | 0.1 | 1.36 | 2.08 | 7.519% | 70.76 | 1.4334 | -0.27587 | 1.3257 | 1.0813 | 1.4381 | 0 | 0
2012-06-29 00:40 | 0.88 | 0.81 | 0.74 | 0.82 | 0.86 | 0.91 | 1 | 1.13 | 1.35 | 1.66 | 115.1 | 107.1 | 100.3 | 91.5 | 82.9 | 80.3 | 82.1 | 84.3 | 83.8 | 79.7 | 65.96 | 0.97 | 0.12 | 1.01 | 1.76 | 12.37% | 80.57 | 1.0603 | -0.87152 | 0.92238 | 1.1495 | 1.115 | 0 | 0
2012-06-29 00:50 | 0.71 | 0.75 | 0.8 | 0.82 | 0.83 | 0.92 | 1.05 | 1.24 | 1.39 | 1.84 | 123.7 | 115.8 | 106.4 | 96.3 | 89.1 | 81.5 | 78.9 | 77 | 78 | 82.1 | 65.97 | 0.92 | 0.05 | 1 | 1.85 | 5.435% | 81.11 | 1.1119 | -1.2214 | 0.93759 | 1.1859 | 1.091 | 0 | 0
2012-06-29 01:00 | 0.77 | 0.76 | 0.83 | 0.83 | 0.86 | 0.96 | 1.05 | 1.24 | 1.44 | 1.91 | 148.3 | 149.9 | 142.9 | 130.9 | 114.6 | 104.9 | 95.7 | 90.6 | 88.1 | 86.8 | 71.62 | 0.96 | 0.07 | 1.01 | 1.92 | 7.292% | 103.52 | 1.1032 | -0.8281 | 0.9724 | 1.1345 | 1.0891 | 0 | 0
2012-06-29 01:50 | 2.03 | 2.01 | 1.97 | 1.93 | 1.93 | 1.9 | 1.99 | 2.06 | 2.16 | 2.5 | 181.2 | 180.5 | 177.9 | 174.3 | 170.6 | 165.6 | 161 | 157 | 152.5 | 145.5 | 161.1 | 2.02 | 0.14 | 2 | 2.4 | 6.931% | 164.91 | 1.9947 | -0.42768 | 1.9126 | 1.0429 | 2.1067 | 0 | 0
2012-06-29 02:00 | 2.16 | 2.17 | 2.05 | 2.07 | 2.07 | 2.11 | 2.11 | 2.12 | 2.27 | 2.56 | 168.8 | 167.2 | 163.8 | 159.8 | 159.6 | 157.8 | 155.4 | 151.9 | 146.6 | 140.8 | 148.4 | 2.21 | 0.1 | 2.21 | 2.56 | 4.525% | 157.44 | 2.1308 | 0 | 2.11 | 1.0099 | 2.2318 | 0 | 0
2012-06-29 02:10 | 2.44 | 2.45 | 2.4 | 2.39 | 2.35 | 2.38 | 2.39 | 2.47 | 2.64 | 2.89 | 164.3 | 163.5 | 162.4 | 160.6 | 158.9 | 155.9 | 153 | 148.9 | 143.9 | 139.7 | 146.8 | 2.47 | 0.14 | 2.47 | 2.79 | 5.668% | 155.465 | 2.4413 | -0.038746 | 2.3814 | 1.0251 | 2.5321 | 0 | 0
2012-06-29 02:20 | 2.91 | 2.92 | 2.85 | 2.77 | 2.7 | 2.66 | 2.67 | 2.73 | 2.75 | 3.04 | 170.6 | 170.7 | 169.6 | 167 | 166.8 | 164.4 | 163 | 161.1 | 156.6 | 151.2 | 155.6 | 2.73 | 0.11 | 2.76 | 2.83 | 4.029% | 164.19 | 2.7443 | -0.034675 | 2.6614 | 1.0311 | 2.815 | 0 | 0
2012-06-29 02:30 | 2.98 | 2.95 | 2.83 | 2.75 | 2.73 | 2.7 | 2.73 | 2.76 | 2.82 | 2.94 | 176.1 | 174.9 | 173.6 | 170.3 | 167.7 | 166.1 | 163.4 | 159.5 | 156.8 | 150.2 | 157.5 | 2.72 | 0.14 | 2.76 | 2.88 | 5.147% | 165.695 | 2.7581 | -0.10211 | 2.7043 | 1.0199 | 2.7741 | 0 | 0
2012-06-29 02:40 | 3.09 | 3.03 | 2.95 | 3.04 | 2.97 | 2.89 | 2.95 | 2.98 | 3.03 | 3.26 | 163.3 | 162.5 | 160.2 | 158.8 | 156.9 | 155.1 | 152.9 | 148.9 | 144.1 | 140 | 145.8 | 3 | 0.15 | 3.01 | 3.17 | 5% | 154.77 | 2.9723 | -0.18989 | 2.8985 | 1.0255 | 3.0764 | 0 | 7.28
2012-06-29 11:00 | 8.96 | 9.01 | 9.05 | 9.02 | 8.91 | 8.83 | 8.83 | 8.8 | 8.65 | 8.33 | 153.2 | 153.3 | 154 | 154.6 | 154.5 | 153.9 | 153.8 | 153.8 | 153.3 | 153.3 | 141 | 9.24 | 1.41 | 9.32 | 8.46 | 15.26% | 153.885 | 8.8446 | 0 | 8.83 | 1.0017 | 9.2553 | 1347.44 | 1355.06
2012-06-29 14:50 | 9.72 | 9.62 | 9.42 | 9.25 | 9.17 | 9.04 | 8.96 | 9.01 | 9.01 | 8.73 | 147.9 | 147.5 | 147 | 147.4 | 147.6 | 147.8 | 148.1 | 148.1 | 147.5 | 147.2 | 140.5 | 8.93 | 1.45 | 8.91 | 8.36 | 16.24% | 147.845 | 9.1186 | 0.082143 | 9.0285 | 1.01 | 9.0191 | 1230.31 | 1263.62
2012-06-29 15:10 | 9.58 | 9.44 | 9.25 | 9.15 | 9.05 | 8.97 | 8.79 | 8.63 | 8.52 | 8.4 | 154.3 | 153.4 | 151.6 | 150.4 | 150.1 | 150.1 | 149.9 | 149.4 | 149 | 148.9 | 145.2 | 8.5 | 1.5 | 8.57 | 7.8 | 17.65% | 150.07 | 8.9038 | 0.18732 | 8.944 | 0.99551 | 8.4618 | 1072.5 | 1057.82
2012-06-29 15:50 | 7.66 | 7.46 | 7.17 | 7.02 | 6.95 | 6.75 | 6.56 | 6.4 | 6.23 | 5.94 | 183.4 | 183.2 | 181.8 | 180.4 | 179.5 | 179 | 178.5 | 177.7 | 176.6 | 175.1 | 166.5 | 6.57 | 1.4 | 6.33 | 5.66 | 21.31% | 178.925 | 6.7226 | 0.26385 | 6.7224 | 1 | 6.5701 | 490.82 | 490.82
2012-06-29 16:00 | 7.68 | 7.54 | 7.35 | 7.25 | 7.17 | 7.06 | 6.84 | 6.59 | 6.37 | 6.2 | 182.2 | 182.4 | 181.9 | 181.4 | 181.5 | 181.7 | 181.2 | 179.8 | 177.8 | 177.1 | 168 | 7.03 | 1.46 | 6.86 | 6.2 | 20.77% | 181.625 | 6.9419 | 0.29254 | 7.0281 | 0.98775 | 6.9439 | 597.03 | 574.44
2012-06-29 16:20 | 6.08 | 6.08 | 6.03 | 5.97 | 5.97 | 5.99 | 6.05 | 6.14 | 6.2 | 6.03 | 153.9 | 153.5 | 152.4 | 152.6 | 152.4 | 151.1 | 150.4 | 149.7 | 148.7 | 147.6 | 145.1 | 5.78 | 1.67 | 5.89 | 5.91 | 28.89% | 150.995 | 6.0489 | -0.092104 | 5.9986 | 1.0084 | 5.8285 | 326.36 | 334.46
2012-06-29 16:30 | 8.29 | 8.23 | 8.11 | 7.91 | 7.74 | 7.62 | 7.52 | 7.34 | 7.12 | 6.95 | 151.1 | 150.8 | 149.7 | 148.9 | 148.4 | 148 | 147.7 | 147 | 146.1 | 145.4 | 140.5 | 7.57 | 1.33 | 7.48 | 6.45 | 17.57% | 147.955 | 7.6141 | 0.12208 | 7.6056 | 1.0011 | 7.5785 | 759.57 | 762.58
2012-06-29 16:40 | 8.14 | 7.87 | 7.39 | 6.94 | 6.66 | 6.52 | 6.39 | 6.23 | 6.1 | 5.74 | 160 | 159.5 | 159.2 | 159.5 | 159.8 | 160.2 | 159.9 | 158.9 | 157.8 | 155.6 | 151.4 | 6.27 | 0.96 | 6.19 | 5.39 | 15.31% | 160.155 | 6.6287 | 0.18611 | 6.5012 | 1.0196 | 6.393 | 423.02 | 450.14
2012-06-29 16:50 | 8.93 | 8.76 | 8.43 | 8.04 | 7.65 | 7.24 | 6.95 | 6.75 | 6.61 | 6.47 | 170.6 | 169.9 | 168.8 | 168.3 | 167.3 | 165.2 | 163.8 | 163.6 | 162.8 | 160 | 157.6 | 6.69 | 1.2 | 6.64 | 6.48 | 17.94% | 164.99 | 7.4155 | 0.37777 | 7.1977 | 1.0303 | 6.8924 | 517.94 | 563.14
2012-06-29 17:40 | 12 | 11.71 | 11.19 | 10.82 | 10.53 | 10.25 | 9.94 | 9.67 | 9.42 | 9.02 | 180.4 | 180.2 | 179.7 | 178.9 | 178.4 | 177.9 | 176.2 | 174.7 | 173.9 | 172.6 | 166.6 | 10.47 | 1.51 | 10.14 | 8.6 | 14.42% | 177.645 | 10.2705 | 0.2838 | 10.205 | 1.0064 | 10.5372 | 1762.49 | 1781.18
2012-06-29 22:10 | 15.23 | 15.09 | 14.85 | 14.57 | 14.45 | 14.15 | 13.75 | 13.23 | 12.64 | 11.9 | 181 | 180.5 | 179.8 | 179.8 | 179.3 | 178.9 | 178.7 | 177.9 | 176.7 | 174.6 | 170.5 | 14.39 | 1.42 | 13.88 | 11.11 | 9.868% | 178.87 | 13.9181 | 0.26499 | 14.092 | 0.98766 | 14.2124 | 2000 | 2000
2012-06-29 22:20 | 15.39 | 15.22 | 14.95 | 14.76 | 14.55 | 14.25 | 13.92 | 13.45 | 12.85 | 11.69 | 182.6 | 182.6 | 182.6 | 181.7 | 180.8 | 180.3 | 179.8 | 178.8 | 177.3 | 175.8 | 171.6 | 14.44 | 1.48 | 14.01 | 10.63 | 10.25% | 180.225 | 14.0524 | 0.21652 | 14.2022 | 0.98945 | 14.2877 | 2000 | 2000
2012-06-29 22:30 | 14.59 | 14.52 | 14.43 | 14.3 | 14.04 | 13.75 | 13.49 | 13.17 | 12.62 | 11.38 | 185.1 | 184.9 | 184.4 | 183.6 | 182.7 | 181.9 | 181.6 | 181.4 | 180.7 | 179.8 | 172.8 | 13.79 | 1.41 | 13.25 | 9.92 | 10.22% | 181.855 | 13.6195 | 0.17641 | 13.7124 | 0.99323 | 13.6966 | 1999.79 | 1999.7
2012-06-29 22:40 | 14.21 | 14.12 | 13.94 | 13.76 | 13.61 | 13.36 | 13.06 | 12.62 | 12.16 | 11.44 | 183.2 | 182.8 | 181.9 | 181.1 | 180.5 | 180.5 | 180.6 | 180.4 | 180 | 179.2 | 171.7 | 13.32 | 1.21 | 12.9 | 10.66 | 9.084% | 180.515 | 13.1805 | 0.20987 | 13.3166 | 0.98978 | 13.1839 | 1999.32 | 1999.18
2012-06-29 22:50 | 13 | 12.82 | 12.55 | 12.35 | 12.12 | 11.94 | 11.77 | 11.43 | 11.1 | 10.42 | 184.1 | 184.1 | 183.9 | 183.2 | 182 | 181.4 | 181 | 180.9 | 179.9 | 179.4 | 171.9 | 12.54 | 1.45 | 12.1 | 9.53 | 11.56% | 181.34 | 11.8645 | 0.13252 | 11.9155 | 0.99572 | 12.4863 | 1993.94 | 1993.39
2012-06-29 23:00 | 13.17 | 12.98 | 12.68 | 12.46 | 12.24 | 12 | 11.83 | 11.65 | 11.21 | 10.28 | 181.8 | 181.6 | 181.4 | 181.5 | 181.4 | 181.5 | 181.3 | 180.9 | 181.5 | 181.1 | 171 | 12.57 | 1.45 | 12.13 | 9.19 | 11.54% | 181.47 | 11.9741 | 0.13185 | 11.9755 | 0.99988 | 12.5685 | 1994.27 | 1994.27
2012-06-29 23:10 | 12.87 | 12.75 | 12.54 | 12.33 | 12.19 | 12.1 | 11.98 | 11.71 | 11.42 | 10.85 | 184 | 184 | 183.8 | 183.6 | 183.6 | 183.7 | 183.6 | 183.5 | 183.2 | 183.4 | 172.3 | 12.59 | 1.28 | 12.09 | 9.79 | 10.17% | 183.685 | 12.0113 | 0.092104 | 12.0827 | 0.99408 | 12.5155 | 1994.49 | 1993.72
2012-06-29 23:20 | 12.62 | 12.47 | 12.27 | 12.17 | 12.03 | 11.85 | 11.68 | 11.29 | 10.83 | 10.23 | 183.1 | 182.9 | 182.2 | 181.1 | 180.3 | 179.4 | 178.4 | 177.5 | 176.8 | 176.5 | 171.1 | 12.14 | 1.35 | 11.75 | 9.6 | 11.12% | 179.25 | 11.694 | 0.13353 | 11.8255 | 0.98888 | 12.005 | 1989.54 | 1988.11
2012-06-29 23:30 | 11.88 | 11.74 | 11.51 | 11.33 | 11.19 | 11.08 | 11.05 | 10.94 | 10.76 | 10.04 | 183.2 | 182.9 | 182.4 | 181.7 | 181.2 | 180.7 | 180.4 | 179.9 | 178.9 | 177.3 | 169.7 | 11.53 | 1.35 | 11.2 | 9.09 | 11.71% | 180.655 | 11.0903 | 0.025055 | 11.0757 | 1.0013 | 11.5452 | 1948.52 | 1950.2
2012-06-29 23:40 | 11.92 | 11.77 | 11.46 | 11.03 | 10.67 | 10.49 | 10.38 | 10.27 | 10.11 | 9.45 | 179.7 | 179.3 | 178.5 | 178 | 177.6 | 177 | 176.6 | 176.5 | 175.7 | 173.3 | 166.9 | 11.26 | 1.53 | 10.98 | 9.21 | 13.59% | 176.94 | 10.6169 | 0.097414 | 10.4742 | 1.0136 | 11.4134 | 1925.84 | 1938.44
2012-06-29 23:50 | 12.71 | 12.57 | 12.31 | 12.11 | 11.97 | 11.77 | 11.56 | 11.33 | 10.9 | 10.31 | 179.8 | 179.4 | 178.7 | 177.8 | 176.6 | 175.6 | 174.6 | 173.9 | 173.4 | 171.9 | 164.7 | 11.71 | 2 | 11.52 | 9.82 | 17.08% | 175.45 | 11.6742 | 0.16637 | 11.7397 | 0.99442 | 11.6446 | 1963.64 | 1957.76
2012-06-30 | 11.97 | 11.76 | 11.49 | 11.31 | 11.16 | 11.01 | 10.82 | 10.69 | 10.53 | 10.03 | 179.7 | 179.5 | 178.9 | 178.5 | 178.2 | 177.7 | 177.2 | 176.1 | 175.7 | 174.4 | 166.5 | 11.05 | 1.6 | 10.88 | 9.61 | 14.48% | 177.625 | 10.9819 | 0.16086 | 10.9826 | 0.99994 | 11.0493 | 1908.2 | 1908.2
2012-06-30 00:10 | 13.13 | 12.84 | 12.37 | 12.03 | 11.85 | 11.71 | 11.63 | 11.57 | 11.36 | 10.77 | 182.5 | 182.3 | 181.4 | 180.4 | 180 | 180 | 179.7 | 179.3 | 179 | 177.6 | 169.1 | 12.52 | 1.45 | 12.14 | 9.75 | 11.58% | 179.955 | 11.7787 | 0.063349 | 11.6985 | 1.0069 | 12.6059 | 1993.72 | 1994.71
2012-06-30 00:20 | 12.26 | 12.01 | 11.63 | 11.44 | 11.35 | 11.25 | 11.17 | 11.09 | 11.02 | 10.61 | 179.7 | 179.4 | 179.2 | 179.2 | 179.2 | 178.7 | 177.6 | 176.6 | 176.5 | 175.7 | 166.9 | 11.76 | 1.51 | 11.5 | 9.91 | 12.84% | 178.535 | 11.2708 | 0.065948 | 11.2385 | 1.0029 | 11.7938 | 1967.84 | 1970.36
2012-06-30 00:30 | 12.89 | 12.63 | 12.15 | 11.69 | 11.37 | 11.12 | 10.93 | 10.82 | 10.66 | 10.28 | 178.7 | 178.6 | 178.2 | 177.8 | 177.6 | 177.6 | 177.4 | 177.3 | 177.6 | 177 | 165.7 | 11.88 | 1.92 | 11.52 | 9.67 | 16.16% | 177.57 | 11.2608 | 0.15926 | 11.0926 | 1.0152 | 12.0602 | 1977.92 | 1988.66
2012-06-30 00:40 | 13.59 | 13.34 | 12.96 | 12.7 | 12.45 | 12.24 | 12.02 | 11.77 | 11.6 | 11.23 | 181.1 | 180.9 | 180.5 | 179.6 | 178.7 | 177.8 | 177.6 | 177.2 | 177 | 176.7 | 169.3 | 12.98 | 1.69 | 12.65 | 10.34 | 13.02% | 177.77 | 12.242 | 0.16761 | 12.2082 | 1.0028 | 13.0159 | 1998.78 | 1999.02
2012-06-30 00:50 | 13.13 | 12.97 | 12.57 | 12.08 | 11.72 | 11.45 | 11.18 | 10.92 | 10.64 | 10.18 | 182.9 | 182.4 | 181.8 | 181.5 | 181 | 179.7 | 178.4 | 177.5 | 177.2 | 177 | 171.5 | 11.98 | 1.47 | 11.5 | 9.29 | 12.27% | 179.505 | 11.5103 | 0.22052 | 11.4109 | 1.0087 | 12.0843 | 1986.32 | 1988.88
2012-06-30 01:00 | 13.23 | 13.04 | 12.7 | 12.43 | 12.26 | 12.1 | 11.86 | 11.52 | 11.14 | 10.52 | 181.5 | 180.9 | 179.7 | 178.5 | 177.6 | 177.3 | 177.5 | 177.3 | 176.7 | 175.9 | 168.7 | 12.76 | 1.28 | 12.43 | 9.79 | 10.03% | 177.33 | 11.9795 | 0.18513 | 12.0653 | 0.99289 | 12.6693 | 1996.36 | 1995.37
2012-06-30 01:10 | 12.66 | 12.51 | 12.21 | 11.89 | 11.63 | 11.43 | 11.26 | 10.87 | 10.43 | 10.03 | 179.7 | 179.3 | 178.7 | 177.9 | 177.2 | 176.3 | 175.5 | 175.2 | 174.3 | 171.8 | 165.4 | 11.35 | 1.5 | 11.11 | 9.71 | 13.22% | 176.18 | 11.3755 | 0.13847 | 11.4055 | 0.99737 | 11.3201 | 1933.4 | 1930.88
2012-06-30 01:20 | 13.29 | 13.05 | 12.62 | 12.26 | 11.96 | 11.57 | 11.18 | 10.86 | 10.63 | 10.35 | 172.7 | 172 | 171.2 | 170.7 | 170.4 | 170.2 | 169.8 | 169.5 | 168.8 | 167.3 | 158.8 | 11.01 | 1.47 | 10.82 | 9.88 | 13.35% | 170.14 | 11.6004 | 0.31686 | 11.5133 | 1.0076 | 11.0933 | 1904.84 | 1911.56
2012-06-30 01:30 | 11.62 | 11.34 | 10.87 | 10.52 | 10.27 | 10.04 | 9.81 | 9.6 | 9.33 | 9.04 | 173.4 | 173.1 | 172.7 | 172.1 | 171.7 | 171.3 | 170.8 | 170.3 | 170.1 | 169.1 | 161.2 | 9.53 | 1.57 | 9.4 | 8.71 | 16.47% | 171.225 | 10.0744 | 0.21416 | 10.0067 | 1.0068 | 9.5945 | 1457.93 | 1480.79
2012-06-30 01:40 | 11.93 | 11.66 | 11.13 | 10.64 | 10.3 | 10.04 | 9.81 | 9.58 | 9.38 | 9.06 | 174.5 | 174.1 | 173.4 | 172.7 | 171.8 | 170.8 | 170.2 | 170 | 169.7 | 169.5 | 160.9 | 9.41 | 1.67 | 9.34 | 8.65 | 17.75% | 170.71 | 10.147 | 0.21416 | 10.0067 | 1.014 | 9.542 | 1412.21 | 1461.74
2012-06-30 01:50 | 12.77 | 12.48 | 12.02 | 11.58 | 11.18 | 10.77 | 10.45 | 10.21 | 9.95 | 9.62 | 172.8 | 172.6 | 171.9 | 171 | 170.1 | 169 | 167.8 | 167 | 166.4 | 165.3 | 159.1 | 10.39 | 1.55 | 10.3 | 9.09 | 14.92% | 168.82 | 10.8977 | 0.27873 | 10.7236 | 1.0162 | 10.5587 | 1741.13 | 1786.52
2012-06-30 02:00 | 11.99 | 11.71 | 11.27 | 10.82 | 10.52 | 10.33 | 10.13 | 9.98 | 9.81 | 9.57 | 165.8 | 165.1 | 163.6 | 162.8 | 162.3 | 161.8 | 161.5 | 161.3 | 161.1 | 161.1 | 156.8 | 9.58 | 1.62 | 9.66 | 9.25 | 16.91% | 161.755 | 10.4228 | 0.18067 | 10.3011 | 1.0118 | 9.6932 | 1476.98 | 1518.89
2012-06-30 02:10 | 12.92 | 12.67 | 12.18 | 11.74 | 11.4 | 11.03 | 10.68 | 10.45 | 10.35 | 10.24 | 171.8 | 172 | 172.3 | 172.3 | 171.4 | 170.5 | 169.5 | 168.6 | 168.2 | 166.6 | 159.9 | 10.26 | 1.69 | 10.15 | 9.68 | 16.47% | 170.35 | 11.1482 | 0.29798 | 10.9792 | 1.0154 | 10.418 | 1706.42 | 1749.14
2012-06-30 02:20 | 12.06 | 11.8 | 11.38 | 11 | 10.67 | 10.4 | 10.26 | 10.12 | 9.99 | 9.81 | 168.9 | 168.6 | 167.3 | 165.9 | 165 | 164.6 | 164.3 | 164.3 | 164 | 163.9 | 156.6 | 9.87 | 1.5 | 10.01 | 9.62 | 15.2% | 164.555 | 10.5593 | 0.12524 | 10.3798 | 1.0173 | 10.0407 | 1587.47 | 1647.68
2012-06-30 02:30 | 12.21 | 11.9 | 11.42 | 11.01 | 10.7 | 10.45 | 10.3 | 10.11 | 9.98 | 9.71 | 167.9 | 167.4 | 166.8 | 166.4 | 166.1 | 165.4 | 164.8 | 163.9 | 163.1 | 162.3 | 157.6 | 9.54 | 1.44 | 9.56 | 9.13 | 15.09% | 165.31 | 10.5815 | 0.13361 | 10.4284 | 1.0147 | 9.68 | 1461.74 | 1515.08
2012-06-30 02:40 | 11.76 | 11.54 | 11.1 | 10.64 | 10.26 | 9.97 | 9.68 | 9.51 | 9.48 | 9.34 | 166 | 165.1 | 163.5 | 162.2 | 161.4 | 161.2 | 161.2 | 161.1 | 160.9 | 161.5 | 156.1 | 9.47 | 1.34 | 9.53 | 9.36 | 14.15% | 161.2 | 10.1207 | 0.27278 | 9.9279 | 1.0194 | 9.6539 | 1435.07 | 1503.65
2012-06-30 02:50 | 10.53 | 10.31 | 9.9 | 9.57 | 9.33 | 9.15 | 9 | 8.88 | 8.77 | 8.53 | 164.5 | 164.2 | 163.5 | 162.8 | 161.8 | 160.9 | 160.6 | 160.6 | 160.6 | 158.8 | 154.3 | 8.73 | 1.29 | 8.82 | 8.4 | 14.78% | 160.855 | 9.2373 | 0.15275 | 9.1284 | 1.0119 | 8.8342 | 1156.91 | 1193.61
2012-06-30 03:00 | 10.6 | 10.44 | 10.11 | 9.77 | 9.45 | 9.15 | 8.92 | 8.63 | 8.45 | 8.2 | 166.4 | 166 | 165.4 | 164.6 | 163.7 | 163.1 | 162.6 | 162.5 | 162.3 | 161.8 | 153.8 | 8.48 | 1.37 | 8.53 | 8.29 | 16.16% | 163.025 | 9.2247 | 0.23526 | 9.1167 | 1.0119 | 8.5805 | 1065.16 | 1101.86
2012-06-30 03:10 | 10.42 | 10.27 | 9.95 | 9.68 | 9.41 | 9.2 | 9.02 | 8.92 | 8.9 | 8.7 | 162.2 | 161.4 | 160 | 159 | 158.2 | 157.7 | 157.5 | 157.9 | 158.5 | 158.1 | 153.7 | 8.89 | 1.32 | 8.88 | 8.62 | 14.85% | 157.67 | 9.3046 | 0.18259 | 9.174 | 1.0142 | 9.0166 | 1215.63 | 1263.62
2012-06-30 03:20 | 11.81 | 11.62 | 11.23 | 10.82 | 10.43 | 10.1 | 9.81 | 9.63 | 9.52 | 9.3 | 167.2 | 166.7 | 165.8 | 164.9 | 164.1 | 163.6 | 163.2 | 162.9 | 162.7 | 162.6 | 154.7 | 9.34 | 1.57 | 9.41 | 8.92 | 16.81% | 163.54 | 10.2409 | 0.26922 | 10.0579 | 1.0182 | 9.5099 | 1385.54 | 1450.31
2012-06-30 03:30 | 11.67 | 11.44 | 10.97 | 10.5 | 10.16 | 9.94 | 9.83 | 9.7 | 9.48 | 9.18 | 169 | 168.8 | 168.6 | 168.2 | 167.8 | 167.3 | 167.1 | 166.8 | 166.3 | 165.5 | 158.5 | 9.07 | 1.45 | 9.04 | 8.86 | 15.99% | 167.27 | 10.0982 | 0.10283 | 9.9242 | 1.0175 | 9.2291 | 1282.67 | 1343.63
2012-06-30 03:40 | 11.77 | 11.6 | 11.25 | 10.81 | 10.45 | 10.08 | 9.79 | 9.56 | 9.43 | 9.25 | 164.2 | 164.1 | 164.2 | 164.4 | 164.7 | 164.9 | 164.7 | 164 | 163.2 | 162.3 | 156.9 | 9.07 | 1.52 | 9.15 | 8.9 | 16.76% | 164.87 | 10.2197 | 0.26976 | 10.0379 | 1.0181 | 9.2343 | 1282.67 | 1343.63
2012-06-30 03:50 | 10.79 | 10.6 | 10.09 | 9.56 | 9.07 | 8.62 | 8.3 | 8.11 | 8.06 | 7.89 | 169.4 | 169.2 | 168.8 | 168.8 | 169.1 | 169.6 | 169.7 | 169.1 | 168.2 | 165.8 | 158.1 | 8.1 | 1.41 | 8.07 | 7.61 | 17.41% | 169.615 | 8.8882 | 0.34958 | 8.5734 | 1.0367 | 8.3974 | 925.7 | 1035.8
2012-06-30 04:00 | 10.41 | 10.17 | 9.66 | 9.18 | 8.73 | 8.3 | 8.04 | 7.9 | 7.84 | 7.66 | 167 | 166.4 | 165.7 | 165.6 | 165.3 | 164.9 | 164.3 | 163.7 | 162.5 | 161.1 | 157.2 | 7.76 | 1.26 | 7.79 | 7.54 | 16.24% | 164.81 | 8.5707 | 0.29411 | 8.2622 | 1.0373 | 8.0497 | 816.76 | 907.35
2012-06-30 04:10 | 10.39 | 10.08 | 9.56 | 9.19 | 8.82 | 8.43 | 8.18 | 8.14 | 8.28 | 8.47 | 166.6 | 166 | 164.4 | 162.8 | 160.9 | 159.3 | 158.6 | 159.1 | 160 | 160.3 | 155.2 | 8.01 | 1.24 | 8.18 | 8.18 | 15.48% | 159.195 | 8.7038 | 0.2782 | 8.3937 | 1.0369 | 8.3059 | 892.67 | 1002.77
2012-06-30 04:20 | 9.8 | 9.59 | 9.24 | 8.96 | 8.74 | 8.48 | 8.24 | 8.08 | 7.99 | 7.91 | 163.4 | 162.7 | 161.2 | 160.1 | 159.5 | 158.6 | 157.2 | 156 | 155.9 | 156 | 152.8 | 8.2 | 1.21 | 8.17 | 7.8 | 14.76% | 158.39 | 8.5467 | 0.26531 | 8.4452 | 1.012 | 8.2986 | 962.4 | 999.1
2012-06-30 04:50 | 8.34 | 8.18 | 7.88 | 7.55 | 7.32 | 7.11 | 6.97 | 6.92 | 6.87 | 6.74 | 161.5 | 160.7 | 159.2 | 158.8 | 158.5 | 158 | 157.6 | 156.6 | 155.6 | 155.6 | 153 | 6.75 | 1.38 | 6.87 | 6.4 | 20.44% | 157.94 | 7.2462 | 0.18378 | 7.0898 | 1.0221 | 6.8989 | 531.5 | 565.4
2012-06-30 07:30 | 8.21 | 7.82 | 7.31 | 6.94 | 6.74 | 6.57 | 6.38 | 6.25 | 6.16 | 6.05 | 170 | 169.5 | 169.3 | 169.2 | 168.3 | 168 | 167.9 | 167.4 | 166.7 | 164.7 | 160.6 | 5.73 | 1.03 | 5.65 | 5.78 | 17.98% | 167.985 | 6.6543 | 0.27118 | 6.5424 | 1.0171 | 5.828 | 318.26 | 334.46
2012-06-30 08:20 | 8.58 | 8.25 | 7.77 | 7.45 | 7.16 | 6.95 | 6.81 | 6.71 | 6.7 | 6.75 | 165.2 | 164.9 | 163.6 | 162.3 | 161.7 | 161.6 | 161.6 | 161.9 | 161.9 | 162.1 | 155.8 | 6.63 | 1.25 | 6.56 | 6.71 | 18.85% | 161.6 | 7.1166 | 0.18805 | 6.9298 | 1.027 | 6.8087 | 504.38 | 545.06
2012-06-30 08:30 | 8.87 | 8.58 | 8.1 | 7.85 | 7.71 | 7.55 | 7.34 | 7.09 | 6.86 | 6.65 | 175.4 | 175.5 | 175.8 | 176 | 175.6 | 175.4 | 175 | 174.3 | 172.6 | 169.7 | 163.5 | 7 | 1.2 | 6.87 | 6.48 | 17.14% | 175.34 | 7.516 | 0.26068 | 7.5195 | 0.99952 | 6.9967 | 588 | 588
2012-06-30 08:40 | 9.04 | 8.93 | 8.74 | 8.49 | 8.3 | 8.13 | 8.04 | 7.93 | 7.83 | 7.67 | 180 | 180.3 | 181 | 181.5 | 181.6 | 181.3 | 180.4 | 178.9 | 176.6 | 173.9 | 167.3 | 8.16 | 1.53 | 8 | 7.65 | 18.75% | 181.165 | 8.2028 | 0.10287 | 8.117 | 1.0106 | 8.2462 | 947.72 | 980.75
2012-06-30 08:50 | 8.57 | 8.41 | 8.29 | 8.35 | 8.44 | 8.4 | 8.25 | 7.98 | 7.85 | 7.62 | 182.7 | 183 | 183.6 | 183.3 | 182.9 | 182.3 | 181.4 | 180.9 | 180.1 | 179.5 | 170.4 | 8.39 | 1.03 | 8.32 | 7.24 | 12.28% | 182.165 | 8.2063 | 0.16651 | 8.3783 | 0.97947 | 8.2178 | 1032.13 | 969.74
2012-06-30 09:00 | 9.45 | 9.37 | 9.19 | 8.96 | 8.86 | 8.79 | 8.63 | 8.49 | 8.37 | 8.02 | 184.3 | 183.9 | 183.5 | 182.8 | 181.9 | 181.5 | 181.4 | 181.3 | 181.2 | 182.2 | 173.2 | 9.12 | 1.29 | 8.86 | 7.49 | 14.14% | 181.485 | 8.7427 | 0.16976 | 8.7669 | 0.99724 | 9.0948 | 1301.72 | 1290.29
2012-06-30 09:10 | 8.15 | 8.08 | 7.97 | 7.89 | 7.8 | 7.55 | 7.31 | 7.16 | 6.98 | 6.8 | 183.3 | 183.1 | 183.4 | 183.1 | 182.4 | 180.8 | 178.5 | 176.2 | 175.7 | 177.2 | 167.2 | 7.48 | 1.67 | 7.28 | 6.44 | 22.33% | 180.455 | 7.5068 | 0.29852 | 7.5151 | 0.99889 | 7.4717 | 732.48 | 729.47
2012-06-30 09:20 | 7.27 | 7.11 | 6.81 | 6.41 | 5.97 | 5.62 | 5.39 | 5.3 | 5.07 | 4.79 | 176.6 | 177.1 | 178.1 | 179 | 179.6 | 180.3 | 179.8 | 179.4 | 178.8 | 175.9 | 162.2 | 5.09 | 1.1 | 4.97 | 4.88 | 21.61% | 180.225 | 5.8381 | 0.38615 | 5.5865 | 1.045 | 5.3193 | 214.58 | 251.84
2012-06-30 09:30 | 6.59 | 6.38 | 6.1 | 5.84 | 5.49 | 5.09 | 4.78 | 4.61 | 4.54 | 4.41 | 169.6 | 169.2 | 169.3 | 169.6 | 169.8 | 170.1 | 170.3 | 169.7 | 168.2 | 166.2 | 158.8 | 4.77 | 0.86 | 4.62 | 4.52 | 18.03% | 170.13 | 5.2589 | 0.58068 | 5.0444 | 1.0425 | 4.9729 | 174.93 | 196.73
2012-06-30 09:40 | 7.29 | 7.13 | 6.79 | 6.53 | 6.36 | 6.16 | 5.93 | 5.63 | 5.35 | 5.13 | 171.6 | 171.6 | 171.8 | 170.9 | 169.4 | 168.2 | 167.9 | 167.4 | 166.9 | 167 | 163 | 5.48 | 1.17 | 5.36 | 5.04 | 21.35% | 168.155 | 6.1253 | 0.35164 | 6.1265 | 0.9998 | 5.4789 | 277.76 | 277.76
2012-06-30 09:50 | 7.33 | 7.11 | 6.87 | 6.64 | 6.32 | 6.04 | 5.87 | 5.84 | 5.84 | 5.71 | 175.2 | 175.4 | 175.7 | 175 | 173.7 | 172.2 | 171.6 | 171.8 | 172 | 172 | 161.6 | 5.58 | 1.1 | 5.58 | 5.82 | 19.71% | 172.11 | 6.2189 | 0.26382 | 6.0153 | 1.0338 | 5.7688 | 293.96 | 324.74
2012-06-30 10:00 | 6.47 | 6.23 | 5.93 | 5.75 | 5.53 | 5.31 | 5.14 | 5.04 | 5.02 | 4.86 | 164.9 | 163.7 | 162.3 | 161.1 | 160.1 | 160.2 | 160.1 | 159.6 | 158.6 | 157.5 | 152.5 | 5.05 | 0.84 | 4.91 | 4.68 | 16.63% | 160.185 | 5.4053 | 0.30069 | 5.2853 | 1.0227 | 5.1646 | 208.1 | 225.92
2012-06-30 10:10 | 5.85 | 5.73 | 5.5 | 5.36 | 5.26 | 5.09 | 4.89 | 4.8 | 4.79 | 4.6 | 158.8 | 158.2 | 157.6 | 157.5 | 157.1 | 156.9 | 156.1 | 155 | 154.3 | 152.5 | 151.7 | 4.84 | 0.92 | 4.82 | 4.28 | 19.01% | 156.78 | 5.1046 | 0.37043 | 5.0609 | 1.0086 | 4.8818 | 182.56 | 186.92
2012-06-30 10:20 | 5.49 | 5.41 | 5.29 | 5.17 | 5.12 | 5.11 | 5.11 | 5.04 | 4.86 | 4.42 | 157.3 | 156.3 | 154.8 | 153.2 | 152.1 | 151.1 | 149.5 | 147.9 | 146.3 | 145.5 | 147 | 4.75 | 0.72 | 4.79 | 4.18 | 15.16% | 150.86 | 5.0742 | 0 | 5.11 | 0.99299 | 4.7167 | 172.75 | 169.48
2012-06-30 10:30 | 5.32 | 5.22 | 5.11 | 5.1 | 5.19 | 5.27 | 5.31 | 5.29 | 5.18 | 4.94 | 155 | 153.9 | 151.9 | 150.7 | 149.1 | 147 | 144.8 | 143.3 | 142.5 | 139 | 140.4 | 5.13 | 0.84 | 5.22 | 4.66 | 16.37% | 146.67 | 5.1888 | -0.069875 | 5.2757 | 0.98352 | 5.0455 | 221.06 | 208.1
2012-06-30 11:20 | 7.9 | 7.8 | 7.63 | 7.54 | 7.48 | 7.34 | 7.18 | 6.99 | 6.77 | 6.45 | 156.3 | 155.4 | 153.8 | 152.9 | 152.5 | 152 | 151 | 149.8 | 148.3 | 146.8 | 142.6 | 7.09 | 0.91 | 7.11 | 6.18 | 12.83% | 151.85 | 7.2584 | 0.20367 | 7.3169 | 0.99201 | 7.0333 | 615.09 | 597.03
2012-06-30 11:30 | 8.04 | 7.96 | 7.82 | 7.66 | 7.53 | 7.41 | 7.28 | 7.09 | 6.91 | 6.55 | 156.1 | 155.4 | 153.8 | 152.6 | 151.9 | 151.5 | 151.9 | 151.7 | 150.5 | 148.4 | 142.5 | 7.51 | 1.07 | 7.54 | 6.42 | 14.25% | 151.56 | 7.3696 | 0.16356 | 7.3912 | 0.99707 | 7.488 | 741.51 | 735.49
2012-06-30 15:10 | 7.73 | 7.75 | 7.77 | 7.72 | 7.67 | 7.61 | 7.62 | 7.67 | 7.73 | 7.53 | 150.3 | 150 | 148.9 | 148.1 | 147.6 | 147.2 | 147 | 146.6 | 145.9 | 144.3 | 140.3 | 7.65 | 1.25 | 7.76 | 7.21 | 16.34% | 147.17 | 7.674 | -0.012135 | 7.6114 | 1.0082 | 7.7129 | 783.65 | 801.71
2012-06-30 15:20 | 7.94 | 7.85 | 7.73 | 7.65 | 7.62 | 7.57 | 7.55 | 7.59 | 7.55 | 7.2 | 153.7 | 153.4 | 153.2 | 153.1 | 152.8 | 152 | 150.9 | 149.9 | 149.2 | 148 | 143.7 | 7.59 | 1.06 | 7.68 | 6.95 | 13.97% | 151.835 | 7.5927 | 0.024447 | 7.5671 | 1.0034 | 7.6156 | 765.59 | 774.62
2012-06-30 15:30 | 7.85 | 7.79 | 7.69 | 7.56 | 7.49 | 7.41 | 7.36 | 7.32 | 7.25 | 7.08 | 150 | 149.6 | 149.2 | 149.2 | 149.3 | 148.8 | 147.7 | 146.7 | 146.8 | 147 | 140.3 | 7.55 | 1.15 | 7.61 | 7.08 | 15.23% | 148.635 | 7.4314 | 0.062566 | 7.4028 | 1.0039 | 7.5792 | 753.55 | 762.58
2012-06-30 16:20 | 9.15 | 9.1 | 8.98 | 8.9 | 8.93 | 8.93 | 8.89 | 8.84 | 8.8 | 8.68 | 152.3 | 151.5 | 150.3 | 150.2 | 150.2 | 149.8 | 149.1 | 148.7 | 148.4 | 148 | 141.8 | 8.88 | 1.24 | 8.85 | 8.72 | 13.96% | 149.695 | 8.8919 | 0.041486 | 8.9243 | 0.99638 | 8.8478 | 1211.96 | 1200.95
2012-06-30 18:00 | 7.91 | 7.87 | 7.91 | 7.95 | 7.94 | 7.88 | 7.79 | 7.63 | 7.37 | 6.8 | 156.9 | 155.9 | 154.4 | 153.1 | 151.8 | 150.7 | 149.7 | 148.4 | 146.3 | 143.2 | 140 | 8.13 | 0.97 | 8.16 | 6.38 | 11.93% | 150.55 | 7.7318 | 0.10615 | 7.867 | 0.98281 | 7.9902 | 936.71 | 885.99
2012-06-30 18:10 | 7.14 | 7.06 | 6.96 | 6.88 | 6.86 | 6.89 | 6.94 | 6.84 | 6.67 | 6.16 | 168.2 | 166.7 | 163.3 | 160.5 | 158.4 | 155.9 | 153.3 | 150.8 | 148.1 | 145.1 | 147.6 | 6.79 | 1.01 | 6.92 | 5.71 | 14.87% | 155.51 | 6.8055 | -0.066819 | 6.8971 | 0.98671 | 6.6998 | 540.54 | 520.2
2012-06-30 18:20 | 6.8 | 6.69 | 6.52 | 6.26 | 6.05 | 5.88 | 5.76 | 5.77 | 5.8 | 5.63 | 181.8 | 180.6 | 178.6 | 175.7 | 172.7 | 170 | 168.1 | 166.2 | 163.1 | 157.4 | 163.1 | 5.67 | 1.05 | 5.56 | 5.4 | 18.52% | 169.715 | 5.9797 | 0.19054 | 5.8627 | 1.02 | 5.7832 | 308.54 | 326.36
2012-06-30 18:30 | 5.36 | 5.23 | 5.02 | 4.97 | 4.98 | 5.01 | 5.09 | 5.11 | 5.04 | 4.83 | 180 | 178.5 | 174.6 | 171.2 | 168.9 | 166.6 | 163.8 | 159.7 | 155.6 | 152.6 | 157 | 5.05 | 1.09 | 5.1 | 4.52 | 21.58% | 166.18 | 4.9952 | -0.14639 | 5.0214 | 0.99478 | 5.0236 | 208.1 | 203.24
2012-06-30 18:40 | 6.37 | 6.25 | 5.91 | 5.7 | 5.64 | 5.64 | 5.73 | 5.83 | 5.91 | 5.92 | 178.2 | 177.4 | 175.1 | 172.2 | 169.2 | 165.9 | 162.6 | 159.9 | 156.6 | 151.3 | 158.7 | 5.42 | 0.84 | 5.41 | 5.76 | 15.5% | 165.405 | 5.7484 | -0.1463 | 5.6528 | 1.0169 | 5.5117 | 268.04 | 282.62
2012-06-30 18:50 | 5.27 | 5.12 | 4.98 | 5.04 | 5.19 | 5.38 | 5.58 | 5.72 | 5.71 | 5.4 | 176.5 | 175 | 172.1 | 169.7 | 166.5 | 162.3 | 158.6 | 155.7 | 153 | 149.9 | 152.3 | 5.38 | 0.93 | 5.61 | 5.16 | 17.29% | 161.745 | 5.3471 | -0.3373 | 5.4082 | 0.98869 | 5.3192 | 261.56 | 251.84
2012-06-30 19:00 | 5.72 | 5.64 | 5.51 | 5.35 | 5.27 | 5.35 | 5.52 | 5.71 | 5.78 | 5.54 | 179.5 | 178 | 175.7 | 172.6 | 168.5 | 165.3 | 162.4 | 158.4 | 153.2 | 147.9 | 158.1 | 5.28 | 0.84 | 5.44 | 5.36 | 15.91% | 164.865 | 5.4515 | -0.28907 | 5.374 | 1.0144 | 5.3561 | 245.36 | 258.32
2012-06-30 19:10 | 4.98 | 4.9 | 4.8 | 4.66 | 4.54 | 4.46 | 4.44 | 4.33 | 4.05 | 3.67 | 226.8 | 226.2 | 224.6 | 224.3 | 223.1 | 220.5 | 218 | 216.7 | 214.9 | 210.4 | 204.7 | 4.47 | 1.32 | 4.17 | 3.18 | 29.53% | 220.125 | 4.4438 | 0.041533 | 4.4571 | 0.997 | 4.4566 | 142.23 | 141.14
2012-06-30 19:20 | 6.97 | 6.92 | 6.84 | 6.73 | 6.54 | 6.29 | 6.08 | 5.91 | 5.64 | 5.08 | 294.1 | 293.8 | 293.1 | 292.3 | 291.6 | 291.3 | 291.2 | 290.7 | 289.7 | 288.5 | 282.5 | 6.3 | 0.7 | 6.15 | 4.96 | 11.11% | 291.285 | 6.2732 | 0.31379 | 6.2595 | 1.0022 | 6.3138 | 429.8 | 432.06
2012-06-30 19:30 | 5.54 | 5.47 | 5.31 | 5.21 | 5.1 | 4.98 | 4.92 | 4.83 | 4.69 | 4.52 | 297.8 | 297 | 296.8 | 295.9 | 295 | 293.4 | 291.8 | 290 | 288.2 | 285.6 | 286.5 | 5.19 | 0.75 | 5.1 | 4.13 | 14.45% | 293.16 | 4.9952 | 0.11201 | 4.9714 | 1.0048 | 5.2149 | 230.78 | 234.02
2012-06-30 19:40 | 3.63 | 3.55 | 3.41 | 3.25 | 3.09 | 2.86 | 2.71 | 2.59 | 2.47 | 2.37 | 317.1 | 316.3 | 316.5 | 316 | 315 | 312.8 | 311.3 | 310.1 | 307.7 | 304.5 | 306.8 | 3.21 | 0.36 | 3.08 | 2.42 | 11.21% | 312.575 | 2.933 | 0.49784 | 2.838 | 1.0335 | 3.3175 | 19.11 | 29.12
2012-06-30 19:50 | 2.66 | 2.61 | 2.45 | 2.32 | 2.19 | 2.06 | 1.97 | 1.87 | 1.77 | 1.55 | 334.2 | 333.3 | 333.3 | 331.9 | 330.3 | 328.9 | 326.7 | 324.8 | 324.2 | 323.5 | 320.7 | 2.4 | 0.42 | 2.28 | 1.29 | 17.5% | 328.57 | 2.1038 | 0.41282 | 2.0469 | 1.0278 | 2.4667 | 0 | 0
2012-06-30 20:00 | 2.12 | 2.08 | 1.96 | 1.87 | 1.76 | 1.65 | 1.56 | 1.5 | 1.4 | 1.23 | 339.7 | 339.3 | 338.9 | 339.4 | 341.2 | 340.3 | 342.2 | 343.6 | 347.1 | 344.9 | 331.2 | 1.83 | 0.36 | 1.73 | 1.17 | 19.67% | 340.585 | 1.6843 | 0.51832 | 1.6368 | 1.029 | 1.8831 | 0 | 0
2012-06-30 20:10 | 3.34 | 3.17 | 2.97 | 2.85 | 2.64 | 2.42 | 2.2 | 2.03 | 1.93 | 1.8 | 332.9 | 333.1 | 333.3 | 333.1 | 334.5 | 335.6 | 335.4 | 337.4 | 340.7 | 346 | 333.1 | 2.52 | 0.71 | 2.34 | 1.62 | 28.17% | 335.57 | 2.4814 | 0.88076 | 2.3872 | 1.0395 | 2.6195 | 0 | 0
2012-06-30 20:20 | 3.37 | 3.26 | 3.15 | 3 | 2.86 | 2.69 | 2.57 | 2.42 | 2.32 | 2.27 | 335.7 | 336.4 | 336.9 | 337.3 | 338.4 | 338.8 | 338.9 | 342 | 344.2 | 349.5 | 327.2 | 2.76 | 0.38 | 2.66 | 2.16 | 13.77% | 338.815 | 2.7334 | 0.42172 | 2.6725 | 1.0228 | 2.8229 | 0 | 0
2012-06-30 20:30 | 3.26 | 3.11 | 2.91 | 2.6 | 2.37 | 2.11 | 1.88 | 1.72 | 1.59 | 1.49 | 341.4 | 341.1 | 341.5 | 341.4 | 341.9 | 341.9 | 340.6 | 337.5 | 333.7 | 326.5 | 330.7 | 2.3 | 0.62 | 2.09 | 1.46 | 26.96% | 341.705 | 2.2548 | 1.0666 | 2.0754 | 1.0864 | 2.4988 | 0 | 0
2012-06-30 20:40 | 2.2 | 2.07 | 1.87 | 1.77 | 1.54 | 1.35 | 1.17 | 0.98 | 0.89 | 0.87 | 14.9 | 17.3 | 23.8 | 28.3 | 31.7 | 33.9 | 36.9 | 41.4 | 51.2 | 78.9 | 23.4 | 1.48 | 0.28 | 1.28 | 0.82 | 18.92% | 34.35 | 1.4335 | 1.3224 | 1.3226 | 1.0839 | 1.6041 | 0 | 0
2012-06-30 21:00 | 1.86 | 1.73 | 1.44 | 1.17 | 1.04 | 1.03 | 1.01 | 1.06 | 1.26 | 1.71 | 319.5 | 322.4 | 328.6 | 342 | 355.3 | 15.8 | 42.1 | 69.7 | 86.4 | 102.6 | 30.51 | 1.08 | 0.33 | 0.96 | 2.19 | 30.56% | 19.745 | 0.86641 | 0.1812 | 1.0271 | 0.84354 | 0.91102 | 0 | 0
2012-06-30 21:10 | 2.72 | 2.69 | 2.49 | 2.27 | 2.11 | 1.91 | 1.81 | 1.68 | 1.63 | 1.54 | 334.5 | 336.3 | 338.4 | 340.8 | 342.3 | 342.5 | 344.2 | 347.9 | 352.2 | 358.5 | 339.9 | 2.11 | 0.54 | 1.88 | 1.3 | 25.59% | 342.755 | 2.0245 | 0.49695 | 1.8953 | 1.0681 | 2.2538 | 0 | 0
2012-06-30 21:20 | 3.3 | 3.12 | 2.88 | 2.75 | 2.55 | 2.39 | 2.2 | 2.08 | 1.92 | 1.61 | 306 | 307 | 309.6 | 309 | 307.5 | 307.2 | 310.8 | 315.4 | 317.8 | 323.2 | 308.1 | 2.3 | 0.89 | 2.21 | 1.45 | 38.7% | 307.74 | 2.4263 | 0.76549 | 2.3618 | 1.0273 | 2.3628 | 0 | 0
2012-06-30 21:30 | 3.08 | 3.02 | 2.81 | 2.62 | 2.35 | 2.09 | 1.81 | 1.67 | 1.62 | 1.45 | 302.4 | 303.3 | 303.3 | 300.8 | 299.4 | 301.1 | 303.1 | 305.4 | 308.4 | 309.4 | 294.4 | 2.12 | 0.49 | 2.01 | 1.24 | 23.11% | 301.4 | 2.2195 | 1.3292 | 2.0474 | 1.0841 | 2.2982 | 0 | 0
2012-06-30 21:40 | 2.55 | 2.46 | 2.24 | 2.16 | 2.02 | 1.88 | 1.74 | 1.63 | 1.6 | 1.58 | 287.2 | 286 | 284.6 | 284.3 | 282.2 | 280.6 | 280.5 | 278.1 | 277 | 272.2 | 276.8 | 2.29 | 0.32 | 2.22 | 1.48 | 13.97% | 280.585 | 1.9257 | 0.71513 | 1.8593 | 1.0357 | 2.3718 | 0 | 0
2012-06-30 21:50 | 2.47 | 2.44 | 2.36 | 2.2 | 2.13 | 2.07 | 2.05 | 1.98 | 1.84 | 1.83 | 289.1 | 287.8 | 288.9 | 286.6 | 282.9 | 278.9 | 274 | 270.9 | 265.7 | 251.2 | 267 | 2.32 | 0.38 | 2.21 | 1.82 | 16.38% | 278.165 | 2.0719 | 0.089719 | 2.0671 | 1.0023 | 2.3254 | 0 | 0
2012-06-30 22:20 | 2.59 | 2.52 | 2.3 | 2.23 | 2.13 | 2.05 | 1.96 | 1.95 | 1.93 | 1.82 | 295.8 | 294.1 | 289.7 | 285.6 | 283.5 | 280.8 | 276 | 269.5 | 262.5 | 245.1 | 267 | 2.11 | 0.28 | 2.12 | 1.75 | 13.27% | 280.08 | 2.0552 | 0.41488 | 2.0369 | 1.009 | 2.129 | 0 | 0
2012-06-30 22:40 | 2.21 | 2.15 | 2.03 | 1.94 | 1.89 | 1.86 | 1.86 | 1.8 | 1.74 | 1.86 | 285.9 | 284.6 | 279.7 | 276.7 | 274.7 | 271.5 | 266.6 | 262.3 | 255.6 | 240.3 | 265 | 2.01 | 0.26 | 1.96 | 1.94 | 12.94% | 270.765 | 1.8569 | 0 | 1.86 | 0.99833 | 2.0066 | 0 | 0
2012-07-01 | 2.55 | 2.43 | 2.52 | 2.6 | 2.62 | 2.69 | 2.71 | 2.68 | 2.58 | 2.48 | 267.3 | 270.3 | 274.4 | 274.3 | 275.8 | 275.1 | 273.5 | 270 | 265.6 | 255.4 | 267.4 | 2.75 | 0.37 | 2.75 | 2.23 | 13.45% | 274.86 | 2.606 | -0.068452 | 2.6929 | 0.96774 | 2.6613 | 0 | 0
2012-07-01 00:30 | 2.89 | 2.92 | 2.95 | 3.08 | 3.27 | 3.36 | 3.51 | 3.54 | 3.47 | 3.21 | 275.3 | 274.8 | 276 | 274.5 | 274.4 | 274.7 | 274.8 | 273.4 | 271.3 | 266.5 | 265.9 | 3.35 | 0.2 | 3.48 | 2.62 | 5.97% | 274.715 | 3.3118 | -0.4036 | 3.3811 | 0.9795 | 3.2813 | 31.85 | 25.48
2012-07-01 01:20 | 2.49 | 2.51 | 2.59 | 2.65 | 2.7 | 2.7 | 2.65 | 2.64 | 2.6 | 2.46 | 272.7 | 273.3 | 274 | 275.4 | 276.1 | 278 | 278.9 | 278.7 | 278.5 | 275.5 | 272.2 | 2.74 | 0.44 | 2.76 | 2.15 | 16.06% | 278.135 | 2.6331 | 0.17273 | 2.6928 | 0.97783 | 2.6792 | 0 | 0
2012-07-01 01:30 | 2 | 2.01 | 1.95 | 1.97 | 1.9 | 1.88 | 1.79 | 1.8 | 1.79 | 1.67 | 272.7 | 274 | 275.6 | 276.7 | 279.2 | 282.3 | 284.3 | 287.5 | 292.9 | 298.3 | 274.1 | 1.99 | 0.13 | 1.96 | 1.27 | 6.533% | 282.6 | 1.8539 | 0.45333 | 1.8668 | 0.99307 | 1.9762 | 0 | 0
2012-07-01 01:40 | 1.35 | 1.28 | 1.3 | 1.28 | 1.24 | 1.17 | 1.01 | 0.95 | 0.97 | 1.01 | 256.4 | 262.1 | 267.5 | 269.7 | 274.3 | 278.3 | 286.1 | 297.8 | 312.5 | 319.3 | 271.8 | 1.33 | 0.19 | 1.26 | 0.95 | 14.29% | 279.47 | 1.1063 | 1.3589 | 1.1456 | 0.96568 | 1.2844 | 0 | 0
2012-07-01 01:50 | 1.3 | 1.2 | 1.14 | 1.03 | 0.97 | 0.92 | 0.89 | 0.91 | 0.95 | 0.94 | 255.7 | 261.5 | 265.6 | 271.1 | 276.6 | 284.3 | 288.6 | 296.9 | 305.1 | 321.8 | 275.6 | 1.07 | 0.19 | 1.02 | 0.8 | 17.76% | 284.945 | 0.9458 | 0.30636 | 0.91564 | 1.0329 | 1.1052 | 0 | 0
2012-07-01 02:00 | 1.36 | 1.26 | 1.22 | 1.26 | 1.37 | 1.52 | 1.57 | 1.61 | 1.62 | 1.65 | 291.3 | 296.4 | 297.8 | 308.7 | 314.1 | 319 | 321.4 | 323.5 | 324 | 321.1 | 306.4 | 1.49 | 0.67 | 1.58 | 1.68 | 44.97% | 319.36 | 1.4662 | -0.29909 | 1.5271 | 0.96017 | 1.4307 | 0 | 0
2012-07-01 02:10 | 1.5 | 1.54 | 1.75 | 1.96 | 2.03 | 2.11 | 2.11 | 2.05 | 1.93 | 1.76 | 310.1 | 312.7 | 317.1 | 319.3 | 320.4 | 322.1 | 323.7 | 323.2 | 323.8 | 324.6 | 314.5 | 2.23 | 0.23 | 2.25 | 1.77 | 10.31% | 322.34 | 1.9769 | 0 | 2.11 | 0.93691 | 2.0893 | 0 | 0
2012-07-01 02:20 | 1.63 | 1.63 | 1.73 | 1.78 | 1.86 | 1.83 | 1.92 | 1.99 | 1.92 | 1.49 | 284.2 | 284.8 | 288.2 | 295.4 | 302.3 | 308 | 313 | 315 | 317.2 | 317.9 | 299.9 | 1.93 | 0.13 | 1.89 | 1.4 | 6.736% | 308.75 | 1.8158 | -0.44365 | 1.8426 | 0.98544 | 1.9019 | 0 | 0
2012-07-01 03:40 | 1.73 | 1.56 | 1.34 | 1.33 | 1.38 | 1.39 | 1.34 | 1.28 | 1.27 | 1.38 | 282.9 | 284.7 | 288 | 298.9 | 307.9 | 322.7 | 336.4 | 355.4 | 13.5 | 35.7 | 314.7 | 1.39 | 0.17 | 1.43 | 1.16 | 12.23% | 324.755 | 1.1882 | 0.33854 | 1.3827 | 0.85928 | 1.1944 | 0 | 0
2012-07-01 04:30 | 1.06 | 0.94 | 0.9 | 0.89 | 0.87 | 0.82 | 0.7 | 0.6 | 0.6 | 0.84 | 274.5 | 288.4 | 326.1 | 350.2 | 353.4 | 1 | 14.7 | 39.4 | 64.3 | 77.3 | 343.5 | 1.05 | 0.24 | 0.89 | 1 | 22.86% | 3.055 | 0.70178 | 1.4621 | 0.80162 | 0.87545 | 0.91922 | 0 | 0
2012-07-01 04:40 | 0.88 | 0.84 | 0.77 | 0.79 | 0.9 | 0.92 | 0.95 | 0.98 | 1.02 | 1.06 | 315.8 | 333.3 | 3.3 | 26.9 | 36.4 | 44.1 | 48.9 | 49.9 | 51.4 | 51.6 | 51.61 | 1.02 | 0.16 | 1.03 | 0.71 | 15.69% | 44.82 | 0.89365 | -0.29653 | 0.92424 | 0.9669 | 0.98624 | 0 | 0
2012-07-01 04:50 | 1.16 | 1.05 | 0.86 | 0.75 | 0.78 | 0.85 | 1.04 | 1.28 | 1.41 | 1.47 | 220.3 | 207.3 | 189.6 | 127.9 | 90.7 | 75.7 | 73 | 75.6 | 79.4 | 80.6 | 57.13 | 0.78 | 0.43 | 0.96 | 1.55 | 55.13% | 75.295 | 1.0288 | -1.8643 | 0.87493 | 1.1759 | 0.91719 | 0 | 0
2012-07-01 05:00 | 0.96 | 0.84 | 0.6 | 0.49 | 0.44 | 0.44 | 0.48 | 0.51 | 0.57 | 0.71 | 234.4 | 230.9 | 228.5 | 197.2 | 154.6 | 106.7 | 108.6 | 110 | 97.1 | 15.5 | 21.4 | 0.47 | 0.28 | 0.48 | 0.59 | 59.57% | 106.985 | 0.39813 | -0.80407 | 0.44552 | 0.89363 | 0.42001 | 0 | 0
2012-07-01 05:10 | 0.61 | 0.61 | 0.71 | 0.8 | 0.84 | 0.85 | 0.82 | 0.8 | 0.81 | 0.82 | 100.3 | 64.8 | 44.9 | 41.8 | 40.5 | 39.4 | 42.7 | 43.3 | 40.7 | 28.3 | 47.24 | 0.99 | 0.28 | 0.97 | 0.77 | 28.28% | 39.895 | 0.80039 | 0.33205 | 0.84564 | 0.94649 | 0.93703 | 0 | 0
2012-07-01 05:40 | 0.66 | 0.67 | 0.76 | 0.88 | 0.95 | 1.06 | 1.17 | 1.18 | 1.34 | 1.23 | 100.4 | 99.2 | 92.2 | 85.6 | 79.6 | 64.5 | 50.3 | 49.9 | 32.7 | 23.7 | 66.45 | 1.05 | 0.31 | 1.07 | 1.19 | 29.52% | 62.37 | 1.0095 | -0.91241 | 1.0751 | 0.939 | 0.98595 | 0 | 0
2012-07-01 08:00 | 1.9 | 2 | 2.06 | 1.96 | 1.73 | 1.84 | 2.02 | 2.16 | 2.14 | 1.97 | 63.9 | 68.4 | 72.8 | 63.1 | 63 | 56.4 | 57.6 | 61.3 | 60.7 | 61.5 | 30.81 | 1.72 | 0.39 | 1.77 | 1.92 | 22.67% | 56.58 | 1.9761 | -0.86248 | 1.8648 | 1.0597 | 1.8227 | 0 | 0
2012-07-01 08:10 | 1.45 | 1.49 | 1.58 | 1.68 | 1.69 | 1.77 | 1.82 | 1.84 | 1.85 | 1.83 | 53.8 | 52 | 50.6 | 49.3 | 49.5 | 50.5 | 49.2 | 44.6 | 40.5 | 39.6 | 41.51 | 1.63 | 0.59 | 1.57 | 1.84 | 36.2% | 50.305 | 1.7439 | -0.25743 | 1.7771 | 0.98133 | 1.5996 | 0 | 0
2012-07-01 08:20 | 1.74 | 1.8 | 1.9 | 1.95 | 1.98 | 2 | 1.97 | 1.98 | 2.02 | 1.97 | 60.1 | 63.4 | 65.8 | 66.7 | 64.2 | 62 | 60.5 | 59.7 | 58.7 | 52 | 37.38 | 1.74 | 0.49 | 1.74 | 1.94 | 28.16% | 61.775 | 1.9633 | 0.13966 | 1.9957 | 0.98378 | 1.7118 | 0 | 0
2012-07-01 08:30 | 1.72 | 1.68 | 1.66 | 1.67 | 1.7 | 1.69 | 1.67 | 1.67 | 1.7 | 1.73 | 20.5 | 19.8 | 20.3 | 23.9 | 28.3 | 30.7 | 30.8 | 29.8 | 30.9 | 32.7 | 32.1 | 2.05 | 0.42 | 1.94 | 1.8 | 20.49% | 30.715 | 1.6779 | 0.11001 | 1.6871 | 0.99451 | 2.0387 | 0 | 0
2012-07-01 08:40 | 1.82 | 1.87 | 1.97 | 2.04 | 2.12 | 2.19 | 2.24 | 2.33 | 2.37 | 2.34 | 40.8 | 39.8 | 38 | 35.3 | 32.3 | 30.9 | 30.6 | 29.6 | 27.1 | 23.4 | 24.5 | 2.16 | 0.54 | 2.04 | 2.02 | 25% | 30.855 | 2.1858 | -0.20861 | 2.1971 | 0.99485 | 2.1489 | 0 | 0
2012-07-01 08:50 | 2.01 | 2.01 | 2.01 | 1.98 | 1.99 | 2.02 | 2.08 | 2.12 | 2.1 | 2.18 | 46.3 | 45.3 | 42.1 | 39.7 | 37.5 | 35.9 | 34.5 | 34.4 | 33.3 | 30.2 | 38.25 | 2.29 | 0.59 | 2.28 | 2.26 | 25.76% | 35.69 | 2.047 | -0.27049 | 2.0285 | 1.0091 | 2.3109 | 0 | 0
2012-07-01 09:00 | 3.13 | 3.13 | 3.12 | 3.09 | 3.09 | 3.08 | 3.05 | 3.03 | 2.97 | 2.82 | 70.8 | 70.2 | 69.6 | 68.6 | 66.7 | 64.4 | 63 | 62.6 | 61.9 | 57.8 | 50.8 | 3.16 | 0.58 | 3.09 | 2.8 | 18.35% | 64.19 | 3.0469 | 0.090451 | 3.0757 | 0.99063 | 3.1304 | 14.56 | 11.83
2012-07-01 09:10 | 3.06 | 3.07 | 3.12 | 3.17 | 3.17 | 3.1 | 3.02 | 3.01 | 3.07 | 3.03 | 81.9 | 80.6 | 79.7 | 78.6 | 77.5 | 77.5 | 76.2 | 74.1 | 72.8 | 73.1 | 68.96 | 2.99 | 0.67 | 2.97 | 2.65 | 22.41% | 77.305 | 3.0868 | 0.24161 | 3.0884 | 0.99947 | 2.9884 | 0 | 0
2012-07-01 09:20 | 2.13 | 2.16 | 2.19 | 2.13 | 2.06 | 1.93 | 1.82 | 1.79 | 1.79 | 1.78 | 107.4 | 105.3 | 102.7 | 100.9 | 100.6 | 98.5 | 93.9 | 91.1 | 87.6 | 81 | 72.55 | 1.88 | 0.49 | 1.86 | 1.83 | 26.06% | 97.81 | 1.9516 | 0.54229 | 1.9138 | 1.0197 | 1.9171 | 0 | 0
2012-07-01 09:30 | 2.19 | 2.17 | 2.11 | 2.09 | 2.02 | 2.05 | 2.08 | 2.03 | 2.04 | 2.02 | 86.3 | 83.2 | 76.9 | 71.8 | 67.3 | 63.5 | 60.2 | 58.5 | 58.8 | 58.5 | 67.2 | 2.11 | 0.5 | 1.98 | 1.92 | 23.7% | 63.005 | 2.043 | -0.13425 | 2.0543 | 0.99449 | 2.0984 | 0 | 0
2012-07-01 09:40 | 2.37 | 2.34 | 2.26 | 2.16 | 2.15 | 2.25 | 2.3 | 2.26 | 2.27 | 2.17 | 80.7 | 78.2 | 73.4 | 70.9 | 67.5 | 61.7 | 55.6 | 51.7 | 49.8 | 47.3 | 61.3 | 2.03 | 0.52 | 2 | 1.7 | 25.62% | 60.785 | 2.2084 | -0.20311 | 2.2571 | 0.97842 | 1.9862 | 0 | 0
2012-07-01 09:50 | 2.06 | 2.09 | 2.2 | 2.23 | 2.27 | 2.34 | 2.3 | 2.19 | 2.1 | 2.08 | 64.6 | 62.8 | 59.7 | 56.5 | 52.9 | 50.2 | 48.8 | 47.8 | 46.1 | 44.3 | 37.3 | 2.27 | 0.51 | 2.31 | 2.33 | 22.47% | 49.99 | 2.2154 | 0.15933 | 2.3342 | 0.94911 | 2.1545 | 0 | 0
2012-07-01 10:00 | 2.66 | 2.61 | 2.52 | 2.47 | 2.51 | 2.47 | 2.43 | 2.43 | 2.41 | 2.28 | 73.3 | 72 | 67.5 | 62.2 | 59.7 | 57 | 53.1 | 50.3 | 47.4 | 45.3 | 45.37 | 2.63 | 0.52 | 2.66 | 2.23 | 19.77% | 56.415 | 2.4403 | 0.15088 | 2.4642 | 0.99031 | 2.6045 | 0 | 0
2012-07-01 10:20 | 2.46 | 2.44 | 2.28 | 2.28 | 2.29 | 2.25 | 2.27 | 2.31 | 2.39 | 2.36 | 40.9 | 39.4 | 34.7 | 31.7 | 24.8 | 20.6 | 20.7 | 19.4 | 17.2 | 12.1 | 19.5 | 2.11 | 0.51 | 2.02 | 2.08 | 24.17% | 20.615 | 2.2858 | -0.081779 | 2.2529 | 1.0146 | 2.1409 | 0 | 0
2012-07-01 10:30 | 2.17 | 2.17 | 2.22 | 2.28 | 2.32 | 2.36 | 2.32 | 2.23 | 2.16 | 2.15 | 21.3 | 17.5 | 12.9 | 9.6 | 6.6 | 4.4 | 3 | 3.3 | 3 | 358.1 | 2.6 | 2.42 | 0.41 | 2.29 | 2.19 | 16.94% | 4.19 | 2.257 | 0.15797 | 2.3542 | 0.95872 | 2.3201 | 0 | 0
2012-07-01 10:40 | 2.19 | 2.21 | 2.26 | 2.25 | 2.27 | 2.3 | 2.3 | 2.23 | 2.18 | 2.13 | 16.8 | 15.9 | 13.5 | 12.2 | 12.6 | 12.5 | 11.5 | 9.3 | 5.9 | 359.4 | 353.9 | 2.38 | 0.51 | 2.37 | 2.11 | 21.43% | 12.35 | 2.244 | 0 | 2.3 | 0.97563 | 2.322 | 0 | 0
2012-07-01 10:50 | 1.66 | 1.63 | 1.59 | 1.59 | 1.59 | 1.63 | 1.65 | 1.68 | 1.77 | 1.85 | 24.8 | 22.3 | 17.7 | 13.9 | 12 | 9.1 | 4.5 | 358.9 | 352.9 | 345.6 | 351.9 | 1.63 | 0.42 | 1.7 | 1.97 | 25.77% | 8.41 | 1.6307 | -0.1127 | 1.6329 | 0.99871 | 1.6279 | 0 | 0
2012-07-01 11:00 | 1.86 | 1.9 | 1.81 | 1.88 | 1.95 | 2.02 | 2.03 | 2.11 | 2.13 | 2.02 | 6.6 | 10.4 | 5.5 | 2.4 | 359.3 | 354.3 | 353.3 | 354 | 355.3 | 354.3 | 347.6 | 1.64 | 0.51 | 1.77 | 1.89 | 31.1% | 354.15 | 1.9895 | -0.045635 | 2.0214 | 0.98421 | 1.6141 | 0 | 0
2012-07-02 11:20 | 5 | 5.03 | 5 | 4.94 | 4.92 | 4.88 | 4.87 | 4.88 | 4.95 | 5.01 | 299.9 | 299.4 | 298.9 | 299.5 | 299.8 | 300.4 | 300.7 | 301 | 301.8 | 303.2 | 291.3 | 5.05 | 0.64 | 5.03 | 4.92 | 12.67% | 300.445 | 4.9263 | 0.018956 | 4.8786 | 1.0098 | 5.0994 | 208.1 | 216.2
2012-07-02 11:30 | 6.98 | 6.92 | 6.84 | 6.74 | 6.69 | 6.59 | 6.5 | 6.4 | 6.28 | 6.01 | 292.2 | 292.1 | 292.1 | 292.4 | 292.3 | 292 | 291.7 | 291.6 | 291.3 | 291.6 | 285.9 | 6.64 | 1.23 | 6.6 | 5.64 | 18.52% | 291.955 | 6.5628 | 0.12707 | 6.577 | 0.99783 | 6.6256 | 506.64 | 504.38
2012-07-02 11:40 | 6.57 | 6.56 | 6.61 | 6.63 | 6.59 | 6.55 | 6.52 | 6.5 | 6.46 | 6.19 | 282.6 | 282.7 | 282.6 | 282.2 | 282.1 | 281.6 | 281.5 | 281.2 | 281 | 281.8 | 278.7 | 6.92 | 0.7 | 6.94 | 6.45 | 10.12% | 281.585 | 6.5318 | 0.042422 | 6.5457 | 0.99788 | 6.9053 | 569.92 | 567.66
2012-07-02 11:50 | 6.75 | 6.71 | 6.73 | 6.7 | 6.69 | 6.64 | 6.55 | 6.42 | 6.32 | 6.11 | 288.8 | 288.8 | 288.9 | 289.3 | 289.3 | 288.8 | 288.4 | 288.3 | 287.6 | 286.7 | 280.6 | 6.94 | 1.03 | 6.86 | 6.32 | 14.84% | 288.74 | 6.5604 | 0.12611 | 6.627 | 0.98994 | 6.8702 | 574.44 | 558.62
2012-07-02 12:00 | 6.52 | 6.53 | 6.59 | 6.6 | 6.55 | 6.44 | 6.35 | 6.3 | 6.26 | 6.23 | 312.7 | 312.4 | 312.3 | 312.4 | 312.2 | 312.4 | 313.1 | 313.5 | 313.4 | 312.1 | 299.9 | 6.53 | 0.93 | 6.55 | 6.13 | 14.24% | 312.505 | 6.4316 | 0.13006 | 6.427 | 1.0007 | 6.5346 | 481.78 | 481.78
2012-07-02 12:10 | 7.13 | 7.11 | 7.06 | 7.04 | 7.06 | 7.07 | 7.01 | 6.93 | 6.81 | 6.59 | 318.2 | 318.3 | 318.2 | 318.1 | 318 | 317.9 | 317.8 | 317.9 | 318 | 318.5 | 310.2 | 7.3 | 0.81 | 7.25 | 6.75 | 11.1% | 317.885 | 6.9826 | 0.078759 | 7.0614 | 0.98885 | 7.2186 | 678.3 | 654.22
2012-07-02 12:20 | 8.26 | 8.23 | 8.11 | 8 | 7.94 | 7.98 | 8 | 8 | 7.98 | 7.98 | 311.3 | 310.9 | 310.9 | 311 | 310.7 | 310.5 | 310.9 | 311.4 | 312 | 312.2 | 305.3 | 8.28 | 0.8 | 8.25 | 7.72 | 9.662% | 310.56 | 8.0072 | -0.023131 | 7.9829 | 1.0031 | 8.3053 | 991.76 | 1002.77
2012-07-02 12:30 | 7.82 | 7.77 | 7.69 | 7.59 | 7.43 | 7.26 | 7.21 | 7.19 | 7.15 | 7.02 | 310.4 | 310.6 | 310.6 | 310.4 | 311 | 311.8 | 312.5 | 313.2 | 313.9 | 314.3 | 302 | 7.36 | 0.94 | 7.27 | 6.45 | 12.77% | 311.905 | 7.3531 | 0.063863 | 7.2528 | 1.0138 | 7.4618 | 696.36 | 726.46
2012-07-02 12:40 | 6.84 | 6.75 | 6.63 | 6.46 | 6.3 | 6.26 | 6.24 | 6.2 | 6.12 | 5.84 | 304 | 304 | 303.9 | 304.7 | 305.3 | 305.4 | 304.9 | 304.5 | 304.3 | 304.6 | 295.7 | 6.31 | 0.9 | 6.27 | 5.86 | 14.26% | 305.325 | 6.3059 | 0.029571 | 6.2571 | 1.0078 | 6.3592 | 432.06 | 443.36
2012-07-02 12:50 | 6.98 | 6.92 | 6.74 | 6.73 | 6.64 | 6.58 | 6.54 | 6.49 | 6.47 | 6.32 | 301.7 | 301.8 | 301.8 | 301.6 | 300.8 | 299.7 | 298.8 | 298 | 297.4 | 296.6 | 290.5 | 6.52 | 1.36 | 6.5 | 5.96 | 20.86% | 299.565 | 6.5937 | 0.056348 | 6.5743 | 1.003 | 6.5393 | 479.52 | 484.04
2012-07-02 13:00 | 5.82 | 5.78 | 5.78 | 5.82 | 5.82 | 5.82 | 5.77 | 5.71 | 5.62 | 5.42 | 297.1 | 297.1 | 297.8 | 298.7 | 298.8 | 298.9 | 299.4 | 299.9 | 300.1 | 299.7 | 288.4 | 5.77 | 1.05 | 5.75 | 5.2 | 18.2% | 298.975 | 5.7471 | 0.079733 | 5.8128 | 0.9887 | 5.7048 | 324.74 | 313.4
2012-07-02 13:10 | 4.8 | 4.78 | 4.69 | 4.59 | 4.53 | 4.53 | 4.52 | 4.45 | 4.37 | 4.17 | 295.4 | 295.6 | 295.5 | 294.9 | 294.6 | 294.2 | 293.9 | 293.1 | 291.5 | 289.1 | 287.5 | 4.79 | 0.66 | 4.78 | 4.37 | 13.78% | 294.155 | 4.516 | 0.020422 | 4.5286 | 0.99723 | 4.7767 | 177.11 | 176.02
2012-07-02 13:20 | 6.08 | 6.13 | 6.12 | 6.1 | 6.09 | 6.05 | 5.99 | 5.91 | 5.75 | 5.51 | 286.2 | 286.5 | 286.4 | 286.5 | 286.6 | 286.9 | 287.3 | 287.5 | 287.8 | 288.1 | 281.3 | 6.04 | 0.96 | 5.99 | 5.39 | 15.89% | 286.96 | 5.9828 | 0.092104 | 6.0414 | 0.9903 | 5.9814 | 371.04 | 358.76
2012-07-02 13:30 | 8.15 | 8.16 | 8.27 | 8.33 | 8.29 | 8.23 | 8.16 | 8.13 | 8.03 | 7.71 | 304.3 | 304.6 | 304.4 | 304.8 | 305 | 305.3 | 305.7 | 306.1 | 306.3 | 306.2 | 296 | 8.45 | 2.24 | 8.47 | 7.42 | 26.51% | 305.36 | 8.1773 | 0.078935 | 8.2199 | 0.99481 | 8.4062 | 1054.15 | 1039.47
2012-07-02 13:40 | 10.18 | 10.22 | 10.19 | 10.15 | 10.12 | 10.09 | 9.98 | 9.86 | 9.69 | 9.25 | 299.1 | 299.1 | 299.2 | 299.9 | 300.3 | 300.5 | 300.7 | 300.4 | 300.3 | 299.8 | 291.2 | 10.39 | 1.49 | 10.38 | 8.91 | 14.34% | 300.53 | 9.9816 | 0.1013 | 10.0742 | 0.99082 | 10.2946 | 1741.13 | 1714.43
2012-07-02 14:30 | 6.99 | 6.91 | 6.65 | 6.48 | 6.37 | 6.31 | 6.29 | 6.16 | 6 | 5.72 | 310 | 309.9 | 310.1 | 309.8 | 309.4 | 309.4 | 309.2 | 308.4 | 308.1 | 307.5 | 298.6 | 6.42 | 1.33 | 6.42 | 5.43 | 20.72% | 309.37 | 6.3186 | 0.029336 | 6.3071 | 1.0018 | 6.4317 | 456.92 | 459.18
2012-07-02 14:40 | 7.79 | 7.69 | 7.62 | 7.51 | 7.36 | 7.25 | 7.09 | 6.89 | 6.66 | 6.33 | 312.8 | 312.7 | 312.5 | 312.6 | 312 | 311.2 | 310.9 | 310.4 | 310 | 310.5 | 303.6 | 6.94 | 1.02 | 6.85 | 6.1 | 14.7% | 311.155 | 7.1791 | 0.20622 | 7.2269 | 0.99339 | 6.8941 | 574.44 | 563.14
2012-07-02 14:50 | 6.98 | 7.03 | 6.97 | 6.81 | 6.68 | 6.62 | 6.56 | 6.53 | 6.47 | 6.32 | 315.3 | 314.9 | 313.9 | 312.8 | 311.4 | 310.5 | 310.4 | 310.5 | 310.6 | 309 | 303.9 | 6.56 | 0.85 | 6.53 | 6.2 | 12.96% | 310.485 | 6.6529 | 0.084137 | 6.6114 | 1.0063 | 6.6012 | 488.56 | 497.6
2012-07-02 15:00 | 8.02 | 7.9 | 7.84 | 7.79 | 7.76 | 7.67 | 7.53 | 7.41 | 7.32 | 7.16 | 313.5 | 313.3 | 312.2 | 311.6 | 311.8 | 311.7 | 311.2 | 310.9 | 310.7 | 311.5 | 304.4 | 7.35 | 0.99 | 7.3 | 6.84 | 13.47% | 311.625 | 7.6052 | 0.17023 | 7.6498 | 0.99418 | 7.3072 | 693.35 | 681.31
2012-07-02 15:10 | 6.76 | 6.72 | 6.7 | 6.61 | 6.47 | 6.44 | 6.44 | 6.38 | 6.27 | 6.15 | 316.9 | 316.5 | 317.3 | 317.2 | 317.3 | 317.6 | 317.5 | 317.6 | 318 | 318.2 | 306.8 | 6.82 | 0.79 | 6.77 | 6.15 | 11.58% | 317.585 | 6.4628 | 0 | 6.44 | 1.0035 | 6.8442 | 547.32 | 551.84
2012-07-02 15:20 | 5.91 | 5.86 | 5.8 | 5.79 | 5.76 | 5.7 | 5.64 | 5.61 | 5.63 | 5.57 | 316.9 | 316.6 | 316.5 | 316.6 | 316.6 | 315.8 | 314.6 | 313.6 | 312.5 | 311.3 | 308.4 | 5.86 | 0.94 | 5.8 | 5.9 | 16.04% | 315.62 | 5.6996 | 0.097789 | 5.6914 | 1.0014 | 5.8685 | 339.32 | 340.94
2012-07-02 15:30 | 6.61 | 6.52 | 6.4 | 6.4 | 6.44 | 6.43 | 6.34 | 6.25 | 6.17 | 5.97 | 314.9 | 315.2 | 315.2 | 315.1 | 314.7 | 314.1 | 313.7 | 313.8 | 314.2 | 315.3 | 306.3 | 6.42 | 0.99 | 6.39 | 5.73 | 15.42% | 314.04 | 6.3374 | 0.13026 | 6.417 | 0.98759 | 6.3403 | 456.92 | 438.84
2012-07-02 15:40 | 6.57 | 6.51 | 6.37 | 6.28 | 6.17 | 6.15 | 6.14 | 6.11 | 6.07 | 5.96 | 319.7 | 319.6 | 318.7 | 317.6 | 317 | 316.7 | 315.9 | 315.7 | 315.8 | 316.4 | 309.5 | 6.39 | 0.89 | 6.32 | 5.96 | 13.93% | 316.58 | 6.1823 | 0.015038 | 6.1486 | 1.0055 | 6.4251 | 450.14 | 459.18
2012-07-02 15:50 | 6.1 | 6.09 | 6.06 | 6.03 | 6.06 | 6.08 | 6.14 | 6.1 | 6.02 | 6.04 | 319.6 | 319.1 | 317.4 | 316.4 | 315.7 | 315.2 | 315.1 | 315.4 | 315.7 | 316.6 | 308.5 | 6.15 | 0.64 | 6.13 | 6.19 | 10.41% | 315.185 | 6.0692 | -0.090747 | 6.0886 | 0.99683 | 6.1305 | 395.9 | 391.38
2012-07-02 16:00 | 6.49 | 6.46 | 6.39 | 6.34 | 6.33 | 6.27 | 6.23 | 6.2 | 6.11 | 6.04 | 315.1 | 315.2 | 314.6 | 314.3 | 314.6 | 314.4 | 314.4 | 315.2 | 316 | 314.4 | 308.1 | 6.33 | 0.8 | 6.32 | 6.05 | 12.64% | 314.4 | 6.2618 | 0.059142 | 6.2643 | 0.99961 | 6.3275 | 436.58 | 436.58
2012-07-02 16:10 | 6.53 | 6.54 | 6.46 | 6.48 | 6.49 | 6.53 | 6.59 | 6.59 | 6.57 | 6.52 | 327.9 | 327.6 | 327 | 326.4 | 326.8 | 326.7 | 326.7 | 326.6 | 326 | 324.5 | 313.1 | 6.59 | 0.8 | 6.59 | 6.56 | 12.14% | 326.7 | 6.5325 | -0.084522 | 6.5386 | 0.99908 | 6.5839 | 495.34 | 493.08
2012-07-02 16:20 | 6.13 | 6.1 | 6.04 | 5.98 | 5.91 | 5.88 | 5.91 | 5.9 | 5.85 | 5.78 | 319.1 | 318.2 | 317.7 | 317.7 | 317.3 | 316.8 | 316.1 | 317 | 317.9 | 317.8 | 306.7 | 6.01 | 0.69 | 5.96 | 5.79 | 11.48% | 316.695 | 5.9209 | -0.047028 | 5.8843 | 1.0062 | 6.0474 | 364.26 | 373.3
2012-07-02 16:30 | 6.08 | 6.08 | 6.05 | 6.04 | 6.03 | 6.09 | 6.14 | 6.16 | 6.09 | 6.05 | 316.6 | 316 | 314.4 | 313.3 | 312.5 | 311.8 | 311 | 310.5 | 310.5 | 311.7 | 304.2 | 6.13 | 0.6 | 6.09 | 5.7 | 9.788% | 311.68 | 6.083 | -0.07556 | 6.0971 | 0.99769 | 6.1158 | 391.38 | 389.12
2012-07-02 16:40 | 4.74 | 4.75 | 4.78 | 4.8 | 4.81 | 4.89 | 4.94 | 4.95 | 4.94 | 4.92 | 322.4 | 322.2 | 321.6 | 321.6 | 321 | 320.4 | 320.9 | 320.7 | 320 | 320.5 | 316.4 | 4.86 | 0.8 | 4.82 | 4.57 | 16.46% | 320.475 | 4.8736 | -0.094009 | 4.8971 | 0.9952 | 4.8367 | 184.74 | 182.56
2012-07-02 16:50 | 4.88 | 4.87 | 4.87 | 4.77 | 4.68 | 4.66 | 4.58 | 4.44 | 4.46 | 4.54 | 318 | 317.8 | 318.6 | 319.8 | 321.8 | 323.7 | 325.4 | 326.3 | 325.7 | 324.2 | 314.7 | 4.66 | 0.67 | 4.62 | 4.84 | 14.38% | 323.955 | 4.6332 | 0.16002 | 4.6485 | 0.99672 | 4.6447 | 162.94 | 160.76
2012-07-02 17:00 | 5.05 | 5.01 | 5.05 | 5.13 | 5.13 | 5.11 | 5.1 | 5.1 | 5.09 | 5.04 | 317.3 | 317.3 | 317.3 | 316.8 | 316.6 | 317.1 | 316.8 | 316.5 | 317.1 | 317.7 | 310.1 | 5.07 | 0.61 | 5.06 | 4.99 | 12.03% | 317.055 | 5.0956 | 0.018102 | 5.1086 | 0.99746 | 5.0571 | 211.34 | 209.72
2012-07-02 17:10 | 5.19 | 5.23 | 5.31 | 5.36 | 5.39 | 5.3 | 5.14 | 5.07 | 4.99 | 4.9 | 311.2 | 310.5 | 309 | 308.7 | 308.4 | 307.8 | 306.7 | 306.6 | 306.2 | 304.3 | 299.5 | 5.19 | 0.62 | 5.2 | 4.85 | 11.95% | 307.635 | 5.2072 | 0.28327 | 5.2768 | 0.98682 | 5.1216 | 230.78 | 219.44
2012-07-02 17:20 | 5.09 | 5.09 | 5.1 | 5.05 | 5.06 | 5.15 | 5.22 | 5.27 | 5.29 | 5.32 | 296.9 | 296.8 | 296.6 | 296 | 295.8 | 295.2 | 294.1 | 293.1 | 292.7 | 292.7 | 290.7 | 5.3 | 0.59 | 5.37 | 5.38 | 11.13% | 295.035 | 5.1698 | -0.12476 | 5.16 | 1.0019 | 5.3101 | 248.6 | 250.22
2012-07-02 17:30 | 4.83 | 4.83 | 4.88 | 4.92 | 4.91 | 4.85 | 4.78 | 4.71 | 4.58 | 4.45 | 314.3 | 314.7 | 315.1 | 315.2 | 315.8 | 316.1 | 315.6 | 315.5 | 315.8 | 316.9 | 305.2 | 4.72 | 0.61 | 4.64 | 4.36 | 12.92% | 316.025 | 4.7884 | 0.13435 | 4.8399 | 0.98936 | 4.6698 | 169.48 | 164.03
2012-07-02 17:40 | 3.98 | 3.95 | 3.87 | 3.84 | 3.84 | 3.86 | 3.89 | 3.92 | 3.92 | 3.9 | 311.1 | 311.4 | 312.5 | 313.4 | 314.9 | 316.3 | 317.6 | 318.4 | 319.6 | 321.3 | 302.6 | 3.72 | 0.44 | 3.71 | 3.5 | 11.83% | 316.495 | 3.8778 | -0.071543 | 3.8643 | 1.0035 | 3.733 | 65.52 | 66.43
2012-07-02 17:50 | 4.95 | 4.93 | 4.83 | 4.79 | 4.73 | 4.67 | 4.65 | 4.62 | 4.56 | 4.5 | 311.3 | 311.2 | 311.4 | 311.3 | 311.1 | 311.6 | 312 | 312.7 | 313.3 | 314.8 | 304.3 | 4.77 | 0.69 | 4.67 | 4.26 | 14.47% | 311.66 | 4.6907 | 0.039661 | 4.6671 | 1.0051 | 4.7941 | 174.93 | 177.11
2012-07-02 18:00 | 5.22 | 5.2 | 5.16 | 5.13 | 5.11 | 5.05 | 5.01 | 4.96 | 4.92 | 4.83 | 303.8 | 304 | 303.5 | 302.6 | 302.5 | 302.8 | 302.8 | 302.9 | 303.2 | 303.4 | 296.7 | 5.19 | 0.65 | 5.14 | 4.83 | 12.52% | 302.8 | 5.0424 | 0.073487 | 5.0442 | 0.99963 | 5.1881 | 230.78 | 230.78
2012-07-02 18:10 | 5.95 | 5.93 | 5.93 | 6.01 | 6.01 | 5.95 | 5.92 | 5.86 | 5.81 | 5.78 | 308 | 307.6 | 306.2 | 305.8 | 305.8 | 305.9 | 305.6 | 304.9 | 304.6 | 304.2 | 298.9 | 6.13 | 0.55 | 6.1 | 5.68 | 8.972% | 305.855 | 5.92 | 0.046711 | 5.9457 | 0.99569 | 6.1036 | 391.38 | 384.6
2012-07-02 18:20 | 6.02 | 5.97 | 5.76 | 5.65 | 5.47 | 5.3 | 5.19 | 5.06 | 4.88 | 4.55 | 311.2 | 311 | 310.9 | 310.4 | 310.2 | 309.4 | 309.2 | 309.9 | 310.7 | 311.6 | 303.2 | 5.33 | 0.59 | 5.23 | 4.2 | 11.07% | 309.37 | 5.3266 | 0.19381 | 5.2841 | 1.008 | 5.3729 | 253.46 | 259.94
2012-07-02 18:30 | 6.64 | 6.48 | 6.23 | 5.95 | 5.73 | 5.47 | 5.22 | 4.99 | 4.76 | 4.48 | 309 | 309.2 | 309.5 | 309.1 | 308.9 | 309.9 | 311.4 | 312.3 | 313.4 | 313.8 | 301.4 | 5.4 | 0.73 | 5.26 | 4.36 | 13.52% | 310.125 | 5.5008 | 0.4323 | 5.4335 | 1.0124 | 5.467 | 264.8 | 276.14
2012-07-02 18:40 | 5.65 | 5.5 | 5.27 | 5.16 | 5.01 | 4.8 | 4.54 | 4.24 | 3.95 | 3.44 | 304.5 | 304.3 | 303.8 | 303.5 | 302.9 | 302.3 | 302.4 | 303.1 | 303.4 | 303 | 295.7 | 4.81 | 0.57 | 4.62 | 3.47 | 11.85% | 302.315 | 4.7228 | 0.51462 | 4.7619 | 0.99179 | 4.7705 | 179.29 | 174.93
2012-07-02 18:50 | 6 | 5.87 | 5.61 | 5.37 | 5.17 | 4.93 | 4.66 | 4.36 | 4.15 | 3.85 | 303.2 | 302.5 | 301.5 | 300.4 | 299.2 | 298 | 297.3 | 297.4 | 297.2 | 296.5 | 290.9 | 4.93 | 0.75 | 4.81 | 3.68 | 15.21% | 297.895 | 4.9197 | 0.52048 | 4.8904 | 1.006 | 4.9596 | 192.37 | 195.64
2012-07-02 19:00 | 7.16 | 7.07 | 6.9 | 6.73 | 6.52 | 6.26 | 6.02 | 5.85 | 5.61 | 5.11 | 298.7 | 298.3 | 297.3 | 296.4 | 296.2 | 296.2 | 296.2 | 295.9 | 295.8 | 295.4 | 288.4 | 6.42 | 0.67 | 6.32 | 4.76 | 10.44% | 296.2 | 6.2664 | 0.36126 | 6.225 | 1.0066 | 6.4627 | 456.92 | 465.96
2012-07-02 19:10 | 7.88 | 7.82 | 7.77 | 7.69 | 7.56 | 7.35 | 7.08 | 6.76 | 6.47 | 5.94 | 296.5 | 296.2 | 295.5 | 295 | 294.3 | 293.4 | 292.6 | 291.7 | 291.1 | 290.9 | 284.6 | 7.25 | 0.81 | 7.16 | 5.46 | 11.17% | 293.28 | 7.2184 | 0.34586 | 7.3107 | 0.98738 | 7.1585 | 663.25 | 636.16
2012-07-02 19:20 | 7.92 | 7.82 | 7.6 | 7.37 | 7.18 | 6.96 | 6.74 | 6.47 | 6.22 | 5.86 | 295.1 | 295 | 294.3 | 294 | 293.5 | 293 | 292.6 | 292.4 | 292.7 | 292.2 | 285 | 7.03 | 0.98 | 6.82 | 5.33 | 13.94% | 292.94 | 6.9364 | 0.29682 | 6.928 | 1.0012 | 7.0385 | 597.03 | 600.04
2012-07-02 19:30 | 7.22 | 7.18 | 6.92 | 6.71 | 6.49 | 6.24 | 5.99 | 5.71 | 5.45 | 5.13 | 299.5 | 299.4 | 298.8 | 297.7 | 296.8 | 296 | 295.3 | 294.1 | 293.4 | 294.2 | 288.8 | 6.24 | 0.86 | 6 | 4.91 | 13.78% | 295.895 | 6.2276 | 0.37785 | 6.2036 | 1.0039 | 6.2642 | 416.24 | 420.76
2012-07-02 19:40 | 6.69 | 6.59 | 6.4 | 6.1 | 5.87 | 5.58 | 5.22 | 4.96 | 4.69 | 4.27 | 306.2 | 305.4 | 303.5 | 302.6 | 301.8 | 300.7 | 299.9 | 299.3 | 298.5 | 297.2 | 293.7 | 5.47 | 0.92 | 5.22 | 3.76 | 16.82% | 300.58 | 5.57 | 0.61629 | 5.5269 | 1.0078 | 5.5126 | 276.14 | 282.62
2012-07-02 19:50 | 7.51 | 7.33 | 6.99 | 6.77 | 6.47 | 6.02 | 5.61 | 5.3 | 4.99 | 4.37 | 313.5 | 312.9 | 311.2 | 309.7 | 308.6 | 307.9 | 307.6 | 307.1 | 306.3 | 306.3 | 299.6 | 5.94 | 0.79 | 5.72 | 4.16 | 13.3% | 307.855 | 6.0643 | 0.65183 | 5.9595 | 1.0176 | 6.0445 | 352.28 | 371.04
2012-07-02 20:00 | 7.53 | 7.37 | 7.08 | 6.69 | 6.34 | 5.95 | 5.53 | 5.12 | 4.7 | 4.25 | 313.2 | 312.4 | 311.3 | 309.9 | 309 | 308.5 | 308.2 | 308.2 | 307.9 | 306.9 | 300.8 | 6.25 | 0.65 | 6.04 | 4.39 | 10.4% | 308.455 | 5.9843 | 0.67647 | 5.8879 | 1.0164 | 6.3523 | 418.5 | 441.1
2012-07-02 20:10 | 6.7 | 6.52 | 6.16 | 5.84 | 5.65 | 5.38 | 5.03 | 4.67 | 4.34 | 3.9 | 310.4 | 309.8 | 308.3 | 307.6 | 306.4 | 305.6 | 305.2 | 304.5 | 304.5 | 304.9 | 298 | 5.44 | 0.82 | 5.23 | 3.75 | 15.07% | 305.54 | 5.3395 | 0.62163 | 5.3284 | 1.0021 | 5.4514 | 271.28 | 272.9
2012-07-02 20:20 | 7.26 | 7.11 | 6.85 | 6.57 | 6.34 | 6.05 | 5.79 | 5.58 | 5.32 | 4.78 | 310.5 | 309.8 | 308.2 | 306.9 | 305.9 | 305.1 | 304.4 | 303.9 | 303.7 | 304.6 | 296.5 | 6.05 | 0.67 | 5.85 | 4.18 | 11.07% | 304.995 | 6.0805 | 0.40592 | 6.012 | 1.0114 | 6.1189 | 373.3 | 389.12
2012-07-02 20:30 | 6.51 | 6.36 | 6 | 5.66 | 5.35 | 5.03 | 4.81 | 4.61 | 4.31 | 3.86 | 313.4 | 312.4 | 310.7 | 309.4 | 308 | 306.8 | 305.3 | 304.4 | 303.1 | 302.2 | 298.2 | 5.27 | 0.52 | 4.98 | 3.35 | 9.867% | 306.575 | 5.1452 | 0.41328 | 4.9979 | 1.0295 | 5.4254 | 243.74 | 269.66
2012-07-02 20:40 | 6.74 | 6.58 | 6.26 | 6.01 | 5.77 | 5.49 | 5.19 | 4.84 | 4.5 | 4.09 | 311.3 | 310.5 | 308.8 | 306.8 | 304.8 | 303.1 | 301.9 | 301.1 | 300.9 | 299.9 | 296.1 | 5.37 | 0.56 | 5.13 | 3.52 | 10.43% | 302.92 | 5.4638 | 0.51929 | 5.446 | 1.0033 | 5.3875 | 259.94 | 263.18
2012-07-02 20:50 | 6.21 | 6.19 | 6.09 | 5.94 | 5.65 | 5.34 | 5.01 | 4.7 | 4.45 | 4.1 | 313.3 | 312.7 | 312.1 | 310.5 | 309.1 | 307.2 | 305.2 | 303.3 | 302.5 | 302.6 | 299.5 | 5.54 | 0.39 | 5.31 | 3.77 | 7.04% | 306.9 | 5.326 | 0.58948 | 5.2914 | 1.0065 | 5.5762 | 287.48 | 293.96
2012-07-02 21:00 | 6.82 | 6.72 | 6.44 | 6.12 | 5.84 | 5.52 | 5.13 | 4.73 | 4.37 | 3.91 | 309.5 | 308.8 | 307.9 | 307.1 | 306.6 | 306.3 | 305.8 | 305.3 | 304.4 | 304.1 | 298.3 | 5.51 | 0.57 | 5.27 | 3.87 | 10.34% | 306.225 | 5.5053 | 0.67711 | 5.4624 | 1.0079 | 5.5533 | 282.62 | 289.1
2012-07-02 21:10 | 7.43 | 7.29 | 6.99 | 6.65 | 6.32 | 5.97 | 5.71 | 5.56 | 5.48 | 5.22 | 308.8 | 308.1 | 306.9 | 305.9 | 305.1 | 304.7 | 304.4 | 304.2 | 304.6 | 305.1 | 296.8 | 6.14 | 0.86 | 5.87 | 4.45 | 14.01% | 304.655 | 6.1301 | 0.41148 | 5.932 | 1.0334 | 6.345 | 393.64 | 441.1
2012-07-02 21:20 | 7.67 | 7.59 | 7.46 | 7.26 | 6.96 | 6.62 | 6.31 | 6.03 | 5.8 | 5.42 | 311.3 | 311 | 310.4 | 309.2 | 308.3 | 307.3 | 306.7 | 306.6 | 306.9 | 306.9 | 299.2 | 6.58 | 0.88 | 6.41 | 4.85 | 13.37% | 307.21 | 6.6443 | 0.44319 | 6.5747 | 1.0106 | 6.6497 | 493.08 | 508.9
2012-07-02 21:30 | 7.6 | 7.52 | 7.35 | 7.12 | 6.92 | 6.69 | 6.49 | 6.24 | 5.98 | 5.55 | 311.9 | 311.6 | 311.2 | 310.7 | 310.1 | 309.9 | 309.5 | 308.9 | 308.3 | 307.3 | 301 | 6.48 | 0.79 | 6.28 | 5.2 | 12.19% | 309.84 | 6.6814 | 0.28048 | 6.661 | 1.0031 | 6.4999 | 470.48 | 475
2012-07-02 21:40 | 7.81 | 7.69 | 7.4 | 7.14 | 6.91 | 6.64 | 6.44 | 6.29 | 6.15 | 5.84 | 312.9 | 312.5 | 311.7 | 311 | 310.5 | 309.8 | 309.1 | 308.7 | 308.2 | 306.4 | 301.6 | 6.97 | 0.68 | 6.77 | 5.43 | 9.756% | 309.695 | 6.7195 | 0.28262 | 6.611 | 1.0164 | 7.0845 | 581.22 | 612.08
2012-07-02 21:50 | 8.16 | 8.08 | 7.92 | 7.73 | 7.5 | 7.22 | 6.97 | 6.71 | 6.41 | 5.9 | 310.8 | 310.5 | 310.3 | 310.5 | 310.6 | 310.1 | 309.1 | 308.8 | 308.8 | 308.5 | 301.3 | 7.19 | 0.69 | 7.01 | 5.81 | 9.597% | 309.95 | 7.2039 | 0.32565 | 7.1836 | 1.0028 | 7.2103 | 645.19 | 651.21
2012-07-02 22:00 | 8.07 | 7.96 | 7.72 | 7.46 | 7.16 | 6.8 | 6.51 | 6.24 | 6.03 | 5.76 | 314.5 | 313.8 | 313 | 312.9 | 313 | 313.3 | 313.7 | 314.4 | 314.6 | 314.2 | 305.1 | 7 | 0.89 | 6.74 | 5.32 | 12.71% | 313.36 | 6.8702 | 0.40275 | 6.7577 | 1.0167 | 7.1166 | 588 | 624.12
2012-07-02 22:10 | 8.3 | 8.14 | 7.8 | 7.53 | 7.27 | 7.06 | 6.87 | 6.66 | 6.45 | 6.03 | 313 | 312.8 | 312.1 | 311.4 | 311.3 | 311.3 | 311.5 | 311.1 | 310.8 | 311.2 | 303.1 | 7.3 | 0.81 | 7.08 | 5.64 | 11.1% | 311.33 | 7.0996 | 0.2521 | 7.0325 | 1.0095 | 7.3697 | 678.3 | 699.37
2012-07-02 22:20 | 7.95 | 7.85 | 7.65 | 7.44 | 7.25 | 7.06 | 6.82 | 6.56 | 6.27 | 5.74 | 311.6 | 311.3 | 310.7 | 310.4 | 309.9 | 309.5 | 309.5 | 309.6 | 309.5 | 308.8 | 301.1 | 7.16 | 0.56 | 6.96 | 5.46 | 7.821% | 309.5 | 7.0004 | 0.3196 | 7.0251 | 0.99648 | 7.1348 | 636.16 | 627.13
2012-07-02 22:30 | 8.11 | 8.01 | 7.8 | 7.58 | 7.36 | 7.13 | 6.86 | 6.57 | 6.33 | 6.02 | 311.6 | 311.2 | 310 | 308.9 | 308.2 | 307.2 | 306 | 305 | 304.3 | 303.9 | 299.6 | 7.34 | 0.6 | 7.12 | 5.5 | 8.174% | 307.02 | 7.0922 | 0.35674 | 7.0907 | 1.0002 | 7.3416 | 690.34 | 690.34
2012-07-02 22:40 | 7.94 | 7.95 | 7.96 | 7.88 | 7.75 | 7.52 | 7.24 | 6.98 | 6.71 | 6.3 | 318.2 | 318.1 | 317.7 | 317.2 | 316.5 | 315.8 | 314.9 | 314.1 | 313.4 | 313.2 | 307.4 | 7.63 | 0.43 | 7.37 | 5.88 | 5.636% | 315.665 | 7.4125 | 0.35065 | 7.4792 | 0.99108 | 7.5619 | 777.63 | 756.56
2012-07-02 22:50 | 6.69 | 6.75 | 6.81 | 6.75 | 6.6 | 6.38 | 6.11 | 5.82 | 5.52 | 4.99 | 319.1 | 318.7 | 317.8 | 316.8 | 315.5 | 314.3 | 313.1 | 311.8 | 310.9 | 310.5 | 305.7 | 6.5 | 0.4 | 6.29 | 4.59 | 6.154% | 314.12 | 6.2584 | 0.39959 | 6.3406 | 0.98704 | 6.4157 | 475 | 456.92
2012-07-02 23:00 | 7.16 | 7.14 | 7.01 | 6.75 | 6.39 | 6 | 5.68 | 5.44 | 5.21 | 4.77 | 314.4 | 313.5 | 311.9 | 310.7 | 309.9 | 309.1 | 308.3 | 307.4 | 307.1 | 306.7 | 301 | 6.14 | 0.67 | 5.94 | 4.69 | 10.91% | 308.98 | 6.0911 | 0.50648 | 5.9531 | 1.0232 | 6.2824 | 393.64 | 425.28
2012-07-03 12:10 | 4.35 | 4.34 | 4.32 | 4.24 | 4.24 | 4.25 | 4.21 | 4.13 | 4.05 | 3.84 | 306.8 | 307.1 | 307.7 | 308.3 | 308.6 | 308.8 | 308.7 | 308.3 | 308.3 | 308.9 | 300.1 | 4.35 | 0.44 | 4.3 | 3.87 | 10.11% | 308.785 | 4.1931 | 0.087386 | 4.2442 | 0.98794 | 4.2975 | 129.15 | 123.7
2012-07-03 12:20 | 2.95 | 2.96 | 2.96 | 2.95 | 3.01 | 3.05 | 3.07 | 3.06 | 3.11 | 3.15 | 317 | 316.7 | 316.9 | 317.3 | 317.8 | 318.6 | 319.1 | 320.1 | 320.6 | 320.6 | 304.9 | 3.03 | 0.41 | 3.04 | 2.89 | 13.53% | 318.675 | 3.0363 | -0.060399 | 3.0529 | 0.99457 | 3.0136 | 2.73 | 0.91
2012-07-03 12:30 | 2.91 | 2.88 | 2.87 | 2.91 | 3.02 | 3.08 | 3.05 | 3.01 | 2.93 | 2.85 | 310.1 | 310.3 | 311 | 312 | 314.4 | 316.3 | 316.9 | 317.8 | 318.8 | 320.5 | 308 | 2.96 | 0.48 | 2.96 | 2.68 | 16.22% | 316.39 | 2.9733 | 0.090451 | 3.0757 | 0.96672 | 2.8615 | 0 | 0
2012-07-03 12:40 | 3.34 | 3.32 | 3.25 | 3.16 | 3.13 | 3.12 | 3.09 | 3.04 | 3.04 | 3.09 | 303.7 | 304.2 | 304.9 | 305.5 | 307.1 | 309 | 309.9 | 310.1 | 309.7 | 311.5 | 296.1 | 3.12 | 0.76 | 3.13 | 2.9 | 24.36% | 309.135 | 3.1213 | 0.089286 | 3.1157 | 1.0018 | 3.1256 | 10.92 | 11.83
2012-07-03 12:50 | 3.33 | 3.3 | 3.23 | 3.17 | 3.13 | 3.04 | 2.96 | 2.91 | 2.9 | 2.96 | 307.5 | 307.8 | 308.9 | 308.6 | 308.4 | 309.4 | 309.9 | 309.8 | 309.1 | 307.7 | 292.2 | 3.08 | 0.51 | 3.04 | 2.63 | 16.56% | 309.475 | 3.0544 | 0.24644 | 3.0284 | 1.0086 | 3.1065 | 7.28 | 10.01
2012-07-03 13:00 | 2.54 | 2.56 | 2.5 | 2.54 | 2.64 | 2.71 | 2.66 | 2.63 | 2.65 | 2.65 | 293.7 | 294.2 | 294.9 | 296.3 | 296.5 | 296.4 | 297.4 | 298.1 | 297.1 | 296.4 | 287.1 | 2.64 | 0.66 | 2.63 | 2.52 | 25% | 296.55 | 2.6241 | 0.17209 | 2.7028 | 0.97089 | 2.5631 | 0 | 0
2012-07-03 13:10 | 5.17 | 5.16 | 5.16 | 5.17 | 5.13 | 5.14 | 5.15 | 5.17 | 5.08 | 4.91 | 293.3 | 293.1 | 292.5 | 292.4 | 292.2 | 291.6 | 290.7 | 289.9 | 289.5 | 288.8 | 284 | 5.12 | 0.82 | 5.12 | 4.58 | 16.02% | 291.465 | 5.1301 | -0.017961 | 5.1414 | 0.99779 | 5.1087 | 219.44 | 217.82
2012-07-03 13:20 | 5.35 | 5.38 | 5.35 | 5.36 | 5.38 | 5.4 | 5.43 | 5.41 | 5.35 | 5.18 | 297.4 | 297.3 | 298.2 | 297.9 | 297.5 | 297 | 297 | 297.4 | 296.8 | 295.7 | 288.7 | 5.36 | 0.81 | 5.33 | 4.85 | 15.11% | 297 | 5.374 | -0.051197 | 5.4043 | 0.99439 | 5.3299 | 258.32 | 253.46
2012-07-03 13:30 | 4.71 | 4.68 | 4.69 | 4.71 | 4.73 | 4.72 | 4.67 | 4.64 | 4.64 | 4.57 | 298.5 | 298.9 | 298 | 298.3 | 298 | 298.8 | 299.2 | 299.4 | 300 | 301.4 | 289.4 | 4.82 | 0.65 | 4.84 | 4.42 | 13.49% | 298.86 | 4.6795 | 0.098414 | 4.7128 | 0.99294 | 4.786 | 180.38 | 177.11
2012-07-03 13:40 | 4.74 | 4.77 | 4.87 | 4.88 | 4.86 | 4.93 | 4.94 | 4.92 | 4.9 | 4.9 | 284.2 | 283.5 | 283.4 | 284.7 | 285.6 | 285.8 | 285.5 | 285.5 | 285.4 | 284.8 | 279.8 | 4.85 | 0.57 | 4.91 | 4.83 | 11.75% | 285.755 | 4.8948 | -0.018725 | 4.9314 | 0.99256 | 4.8139 | 183.65 | 179.29
2012-07-03 13:50 | 4.1 | 4.09 | 4.2 | 4.18 | 4.18 | 4.21 | 4.26 | 4.26 | 4.26 | 4.24 | 293.1 | 293.2 | 294.2 | 294.4 | 293.4 | 292.2 | 292.2 | 292.2 | 292.2 | 293.4 | 277.7 | 4.14 | 0.47 | 4.15 | 3.93 | 11.35% | 292.2 | 4.2166 | -0.1091 | 4.2171 | 0.99987 | 4.1394 | 106.26 | 106.26
2012-07-03 14:00 | 3.67 | 3.69 | 3.7 | 3.56 | 3.58 | 3.55 | 3.61 | 3.63 | 3.57 | 3.35 | 288.2 | 288.3 | 287.9 | 288.2 | 288.4 | 287.3 | 286.6 | 285.6 | 285.1 | 285.8 | 279.8 | 3.69 | 0.53 | 3.66 | 3.31 | 14.36% | 287.195 | 3.5886 | -0.15488 | 3.5585 | 1.0084 | 3.7211 | 62.79 | 65.52
2012-07-03 14:10 | 3.54 | 3.49 | 3.48 | 3.46 | 3.38 | 3.32 | 3.19 | 3.07 | 3.08 | 3.17 | 326.4 | 325.9 | 323.7 | 321.7 | 319.2 | 317.7 | 316.8 | 315.9 | 314.6 | 315.3 | 298.4 | 3.19 | 0.78 | 3.15 | 2.47 | 24.45% | 317.565 | 3.2812 | 0.36912 | 3.3011 | 0.99399 | 3.1708 | 17.29 | 15.47
2012-07-03 14:20 | 3.78 | 3.66 | 3.64 | 3.63 | 3.67 | 3.59 | 3.62 | 3.58 | 3.55 | 3.56 | 290.2 | 291.4 | 294.2 | 296 | 296.8 | 296.8 | 296.9 | 296.5 | 296.6 | 298.6 | 294.4 | 3.5 | 0.86 | 3.54 | 3.54 | 24.57% | 296.815 | 3.6094 | -0.076902 | 3.5943 | 1.0042 | 3.5147 | 45.5 | 46.41
2012-07-03 14:30 | 4.43 | 4.33 | 4.28 | 4.28 | 4.26 | 4.16 | 4.12 | 4.08 | 4.05 | 4.07 | 294.3 | 294.8 | 294.7 | 293.4 | 292.9 | 293.7 | 293.8 | 294.5 | 296 | 298 | 291 | 4.09 | 0.83 | 4.15 | 4.34 | 20.29% | 293.715 | 4.1746 | 0.089286 | 4.1542 | 1.0049 | 4.1101 | 100.81 | 102.99
2012-07-03 14:40 | 5.1 | 5.09 | 5.06 | 5.03 | 5.06 | 5.05 | 5.04 | 5.03 | 5 | 4.84 | 294.8 | 294.8 | 294.1 | 294.8 | 294.8 | 294.6 | 294 | 293.6 | 294.5 | 295.7 | 290.6 | 4.97 | 0.74 | 5.01 | 4.59 | 14.89% | 294.51 | 5.0306 | 0.018317 | 5.0486 | 0.99645 | 4.9524 | 196.73 | 194.55
2012-07-03 14:50 | 4.89 | 4.86 | 4.84 | 4.88 | 4.88 | 4.86 | 4.74 | 4.65 | 4.59 | 4.49 | 300.5 | 301 | 303.1 | 304.3 | 304.2 | 304.8 | 305.2 | 305.7 | 305.3 | 306.7 | 298.7 | 4.68 | 1.1 | 4.66 | 4.37 | 23.5% | 304.86 | 4.767 | 0.23104 | 4.8426 | 0.98439 | 4.6069 | 165.12 | 157.49
2012-07-03 15:00 | 5.95 | 5.81 | 5.77 | 5.72 | 5.7 | 5.63 | 5.64 | 5.69 | 5.72 | 5.54 | 281.7 | 281.9 | 280.5 | 280.1 | 280.5 | 280.7 | 281.1 | 281.4 | 281.6 | 283 | 277.7 | 5.41 | 0.67 | 5.51 | 5.09 | 12.38% | 280.76 | 5.6897 | -0.016399 | 5.6314 | 1.0104 | 5.466 | 266.42 | 276.14
2012-07-03 15:10 | 5.54 | 5.41 | 5.3 | 5.29 | 5.31 | 5.34 | 5.32 | 5.27 | 5.26 | 5.27 | 281.6 | 280.6 | 280.1 | 280.3 | 280.9 | 281.1 | 280.6 | 279.9 | 279.2 | 278.6 | 279.8 | 4.88 | 0.56 | 4.98 | 4.94 | 11.48% | 281.025 | 5.3025 | 0.034675 | 5.3371 | 0.99351 | 4.8483 | 186.92 | 183.65
2012-07-03 15:20 | 6.03 | 5.88 | 5.76 | 5.83 | 5.96 | 5.94 | 5.87 | 5.77 | 5.63 | 5.46 | 284.5 | 283.9 | 283.8 | 285.1 | 285.5 | 286.3 | 286.8 | 287.4 | 287.5 | 286.2 | 282.1 | 5.62 | 0.71 | 5.56 | 5.19 | 12.63% | 286.375 | 5.8125 | 0.10955 | 5.9299 | 0.9802 | 5.5087 | 300.44 | 282.62
2012-07-03 15:30 | 4.75 | 4.56 | 4.37 | 4.27 | 4.26 | 4.2 | 4.26 | 4.24 | 4.21 | 4.4 | 302 | 301.7 | 300.2 | 300.2 | 299.8 | 300.4 | 300.1 | 300.6 | 302 | 301.8 | 291.4 | 4.22 | 0.72 | 4.26 | 3.97 | 17.06% | 300.355 | 4.2776 | -0.13108 | 4.2085 | 1.0164 | 4.2892 | 114.98 | 122.61
2012-07-03 15:40 | 5.15 | 4.94 | 4.8 | 4.86 | 4.98 | 4.97 | 5.03 | 5.09 | 5.09 | 5 | 295.8 | 295.7 | 294.6 | 294.7 | 294.9 | 295.6 | 295.9 | 297.2 | 298.3 | 299.2 | 291.1 | 4.81 | 0.44 | 4.9 | 4.83 | 9.148% | 295.645 | 4.9803 | -0.11089 | 4.9786 | 1.0004 | 4.8117 | 179.29 | 179.29
2012-07-03 15:50 | 5.72 | 5.53 | 5.24 | 5.04 | 5 | 4.97 | 4.98 | 4.98 | 4.99 | 4.93 | 283.8 | 285.3 | 284.7 | 284.6 | 284.2 | 284.2 | 285.1 | 285.5 | 285.5 | 287 | 276.2 | 4.77 | 0.95 | 4.77 | 4.21 | 19.92% | 284.335 | 5.0429 | -0.018575 | 4.9714 | 1.0144 | 4.8386 | 174.93 | 182.56
2012-07-03 16:00 | 5.2 | 5.02 | 4.86 | 4.84 | 4.82 | 4.86 | 4.88 | 4.84 | 4.66 | 4.6 | 292.2 | 291.6 | 291.7 | 290.8 | 289.8 | 289.2 | 288.5 | 287.8 | 287.9 | 288.4 | 284.4 | 4.72 | 0.47 | 4.78 | 4.64 | 9.958% | 289.095 | 4.8205 | -0.037951 | 4.8629 | 0.99129 | 4.6789 | 169.48 | 165.12
2012-07-03 16:10 | 5.25 | 5.13 | 4.95 | 4.9 | 4.84 | 4.77 | 4.75 | 4.66 | 4.6 | 4.64 | 293.3 | 293.7 | 293.5 | 294 | 294.2 | 293.4 | 292.8 | 291.6 | 289.9 | 289.7 | 285.7 | 4.86 | 0.58 | 4.79 | 4.5 | 11.93% | 293.31 | 4.7869 | 0.038828 | 4.7671 | 1.0041 | 4.8802 | 184.74 | 186.92
2012-07-03 16:20 | 4.41 | 4.3 | 4.13 | 4.03 | 3.89 | 3.82 | 3.85 | 3.81 | 3.81 | 3.74 | 309.8 | 309.6 | 310.9 | 312.4 | 312.9 | 313.3 | 313.4 | 313 | 313.2 | 311.9 | 302.3 | 4.15 | 0.88 | 4.15 | 3.81 | 21.2% | 313.315 | 3.911 | -0.07229 | 3.8243 | 1.0227 | 4.2441 | 107.35 | 117.16
2012-07-03 16:30 | 4.32 | 4.25 | 4.21 | 4.06 | 4.04 | 3.98 | 3.92 | 3.97 | 4.02 | 3.96 | 306.3 | 305.7 | 306.8 | 307.8 | 308.8 | 310 | 310.8 | 311 | 311.6 | 308.3 | 298.5 | 4.04 | 0.72 | 4.02 | 3.97 | 17.82% | 310.12 | 4.0284 | 0.14037 | 3.9713 | 1.0144 | 4.098 | 95.36 | 101.9
2012-07-03 16:40 | 4.96 | 4.82 | 4.57 | 4.48 | 4.46 | 4.39 | 4.29 | 4.2 | 4.17 | 4.08 | 315.8 | 316.1 | 316 | 316 | 315.9 | 314.5 | 313.2 | 312.9 | 312.7 | 312 | 296.2 | 4.03 | 0.7 | 4.02 | 3.63 | 17.37% | 314.305 | 4.3716 | 0.21294 | 4.3755 | 0.9991 | 4.0264 | 94.27 | 94.27
2012-07-03 16:50 | 3.95 | 3.81 | 3.64 | 3.57 | 3.54 | 3.52 | 3.55 | 3.59 | 3.61 | 3.69 | 315.5 | 314.8 | 315 | 315.2 | 315.5 | 314.7 | 313.5 | 312.4 | 312.6 | 312 | 304.9 | 3.51 | 0.62 | 3.54 | 3.46 | 17.66% | 314.52 | 3.5889 | -0.078425 | 3.5243 | 1.0183 | 3.5744 | 46.41 | 51.87
2012-07-03 17:00 | 4.07 | 3.97 | 3.88 | 3.79 | 3.71 | 3.59 | 3.57 | 3.55 | 3.53 | 3.45 | 315.7 | 316.3 | 317.7 | 319.7 | 321.1 | 322.5 | 324 | 325.3 | 325.7 | 326.3 | 317.9 | 3.73 | 0.52 | 3.65 | 3.41 | 13.94% | 322.725 | 3.6553 | 0.051626 | 3.5871 | 1.019 | 3.8009 | 66.43 | 72.8
2012-07-03 17:10 | 4.31 | 4.19 | 4.06 | 4.01 | 3.98 | 4.03 | 4.04 | 4.06 | 4.12 | 4.1 | 314.8 | 314.1 | 314.4 | 314.5 | 314.1 | 313.5 | 313.2 | 312.9 | 311.8 | 313.4 | 297.8 | 4.11 | 0.66 | 4.07 | 3.61 | 16.06% | 313.455 | 4.0523 | -0.022902 | 4.0314 | 1.0052 | 4.1313 | 102.99 | 105.17
2012-07-03 17:20 | 5.15 | 5.03 | 4.89 | 4.88 | 4.83 | 4.82 | 4.77 | 4.69 | 4.73 | 4.66 | 312.6 | 312.5 | 312.3 | 312.3 | 312.3 | 312.5 | 312.6 | 312.4 | 312.4 | 311.7 | 302.7 | 4.74 | 0.56 | 4.7 | 4.34 | 11.81% | 312.515 | 4.8036 | 0.096361 | 4.8128 | 0.99809 | 4.731 | 171.66 | 170.57
2012-07-03 17:30 | 4.47 | 4.42 | 4.39 | 4.3 | 4.39 | 4.42 | 4.45 | 4.44 | 4.44 | 4.44 | 315.4 | 316.2 | 316 | 315.6 | 316.4 | 316.8 | 317.4 | 317.9 | 318.9 | 320.1 | 308.9 | 4.26 | 0.57 | 4.26 | 4.3 | 13.38% | 316.89 | 4.4078 | -0.06251 | 4.4243 | 0.99628 | 4.2442 | 119.34 | 117.16
2012-07-03 17:40 | 4.83 | 4.74 | 4.62 | 4.51 | 4.59 | 4.59 | 4.49 | 4.45 | 4.4 | 4.44 | 308.1 | 308.2 | 308.4 | 308.6 | 307.9 | 307.5 | 308 | 309.6 | 310.5 | 311 | 301.8 | 4.32 | 0.46 | 4.33 | 4.13 | 10.65% | 307.575 | 4.5257 | 0.20355 | 4.5755 | 0.98911 | 4.273 | 125.88 | 120.43
2012-07-03 17:50 | 4.59 | 4.5 | 4.43 | 4.38 | 4.3 | 4.2 | 4.15 | 4.14 | 4.08 | 3.92 | 332.6 | 330.4 | 327.8 | 326.7 | 326.1 | 324.7 | 323.9 | 323.3 | 323.3 | 325.3 | 311.1 | 4.09 | 0.46 | 4.03 | 3.91 | 11.25% | 324.58 | 4.2304 | 0.11067 | 4.1928 | 1.009 | 4.1267 | 100.81 | 105.17
2012-07-03 18:00 | 4.14 | 4.15 | 4.02 | 4.05 | 4.03 | 4.02 | 4.01 | 4.02 | 4.03 | 3.92 | 299.3 | 299 | 298.9 | 298.5 | 299.2 | 299.2 | 299 | 298.7 | 298.3 | 298.9 | 292.3 | 4 | 0.69 | 3.98 | 3.5 | 17.25% | 299.17 | 4.0263 | 0.023016 | 4.0186 | 1.0019 | 4.0077 | 91 | 92.09
2012-07-03 18:10 | 4.28 | 4.23 | 4.31 | 4.26 | 4.28 | 4.27 | 4.27 | 4.27 | 4.24 | 4.22 | 313.5 | 312.6 | 311.1 | 310.7 | 309.7 | 308.6 | 307.6 | 307 | 307.2 | 307 | 300.5 | 4.37 | 0.32 | 4.39 | 4.05 | 7.323% | 308.45 | 4.2638 | 0 | 4.27 | 0.99855 | 4.3637 | 131.33 | 130.24
2012-07-03 18:20 | 3.77 | 3.74 | 3.8 | 3.71 | 3.66 | 3.6 | 3.57 | 3.58 | 3.55 | 3.52 | 332.2 | 331.7 | 330.4 | 331.1 | 330.5 | 329.1 | 327.1 | 326.1 | 325.3 | 326.8 | 313.3 | 3.45 | 0.55 | 3.44 | 3.27 | 15.94% | 328.8 | 3.6303 | 0.077331 | 3.5957 | 1.0096 | 3.4832 | 40.95 | 43.68
2012-07-03 18:30 | 3.25 | 3.19 | 3.21 | 3.27 | 3.28 | 3.26 | 3.24 | 3.18 | 3.16 | 3.2 | 316.4 | 316 | 314.9 | 315.6 | 315.7 | 315.9 | 315.3 | 314.8 | 314.9 | 316.8 | 305 | 3.15 | 0.29 | 3.13 | 2.96 | 9.206% | 315.81 | 3.2267 | 0.056868 | 3.2571 | 0.99064 | 3.1205 | 13.65 | 10.92
2012-07-03 18:40 | 3.34 | 3.3 | 3.22 | 3.21 | 3.2 | 3.22 | 3.21 | 3.24 | 3.3 | 3.34 | 316.6 | 316.6 | 317 | 316.6 | 315.5 | 315.1 | 315.2 | 315.4 | 316.2 | 316.5 | 296 | 3.18 | 0.44 | 3.16 | 2.89 | 13.84% | 315.115 | 3.2378 | 0.028743 | 3.2186 | 1.006 | 3.199 | 16.38 | 18.2
2012-07-03 18:50 | 3.17 | 3.16 | 3.17 | 3.16 | 3.15 | 3.18 | 3.19 | 3.23 | 3.27 | 3.33 | 305.7 | 305.6 | 305.9 | 305.8 | 306 | 306.3 | 306.6 | 306.7 | 306.4 | 305.8 | 299.9 | 3.18 | 0.24 | 3.22 | 3.12 | 7.547% | 306.345 | 3.1996 | -0.029014 | 3.1814 | 1.0057 | 3.1982 | 16.38 | 18.2
2012-07-03 19:00 | 2.57 | 2.55 | 2.57 | 2.63 | 2.65 | 2.66 | 2.62 | 2.59 | 2.6 | 2.66 | 314.7 | 315 | 315.9 | 315.4 | 315.2 | 315.3 | 314.8 | 315.2 | 315 | 317.2 | 307.4 | 2.74 | 0.31 | 2.7 | 2.66 | 11.31% | 315.225 | 2.6185 | 0.14002 | 2.6542 | 0.98654 | 2.7031 | 0 | 0
2012-07-03 19:10 | 3.53 | 3.5 | 3.48 | 3.52 | 3.5 | 3.49 | 3.54 | 3.54 | 3.56 | 3.6 | 314.2 | 315.2 | 315.7 | 314.2 | 313.6 | 312.5 | 312.3 | 312.8 | 313.1 | 313.1 | 302.7 | 3.57 | 0.61 | 3.58 | 3.41 | 17.09% | 312.47 | 3.522 | -0.13145 | 3.4971 | 1.0071 | 3.5954 | 51.87 | 54.6
2012-07-03 19:20 | 3.63 | 3.69 | 3.71 | 3.65 | 3.61 | 3.59 | 3.53 | 3.48 | 3.47 | 3.41 | 303.3 | 303.7 | 303.7 | 303.6 | 303.1 | 302.6 | 303 | 303.3 | 303.6 | 303.8 | 295.6 | 3.77 | 0.16 | 3.77 | 3.26 | 4.244% | 302.66 | 3.5712 | 0.15575 | 3.5813 | 0.99717 | 3.7593 | 70.07 | 69.16
2012-07-03 19:30 | 2.95 | 2.97 | 3.01 | 3.09 | 3.12 | 3.15 | 3.22 | 3.27 | 3.27 | 3.11 | 309.9 | 309.4 | 309 | 308.1 | 307 | 306.5 | 306.1 | 306.2 | 306.4 | 305.6 | 298.4 | 3.31 | 0.26 | 3.35 | 2.79 | 7.855% | 306.44 | 3.1567 | -0.20311 | 3.1599 | 0.99898 | 3.3066 | 28.21 | 28.21
2012-07-03 19:40 | 2.72 | 2.68 | 2.63 | 2.69 | 2.74 | 2.71 | 2.73 | 2.73 | 2.64 | 2.43 | 317.3 | 316.7 | 316.6 | 316.4 | 316.1 | 315.7 | 316.1 | 316.5 | 316.9 | 317.7 | 307.5 | 2.89 | 0.19 | 2.89 | 2.22 | 6.574% | 315.76 | 2.6853 | -0.067949 | 2.7129 | 0.98985 | 2.8607 | 0 | 0
2012-07-03 19:50 | 2.48 | 2.44 | 2.41 | 2.39 | 2.46 | 2.46 | 2.52 | 2.51 | 2.45 | 2.2 | 319.4 | 319 | 317.6 | 317.5 | 316.8 | 315.8 | 314.8 | 313.9 | 313.2 | 310.6 | 307.1 | 2.65 | 0.2 | 2.66 | 1.74 | 7.547% | 315.65 | 2.4459 | -0.22269 | 2.4685 | 0.99083 | 2.6257 | 0 | 0
2012-07-03 20:00 | 2.06 | 2.02 | 1.99 | 1.99 | 2 | 1.98 | 1.98 | 2.03 | 2.07 | 1.9 | 316.2 | 316 | 315.1 | 314.1 | 313 | 312 | 311.2 | 309.2 | 308.4 | 305.8 | 302.2 | 2.16 | 0.12 | 2.17 | 1.54 | 5.556% | 311.88 | 1.9995 | 0 | 1.98 | 1.0099 | 2.1813 | 0 | 0
2012-07-03 20:10 | 2.41 | 2.36 | 2.27 | 2.23 | 2.23 | 2.19 | 2.17 | 2.19 | 2.22 | 2.12 | 315 | 313.6 | 313.3 | 311.3 | 310.6 | 309.8 | 308.7 | 308.4 | 308.3 | 306.3 | 301.1 | 2.26 | 0.13 | 2.26 | 1.86 | 5.752% | 309.635 | 2.2138 | 0.08478 | 2.1871 | 1.0122 | 2.2876 | 0 | 0
2012-07-03 20:20 | 2.01 | 2 | 2.02 | 2.03 | 2.03 | 2.04 | 2.02 | 2.05 | 2.07 | 1.98 | 302.8 | 302.5 | 301.7 | 300.9 | 300 | 298.5 | 297 | 296.4 | 294.6 | 290 | 289.8 | 2.11 | 0.09 | 2.12 | 1.66 | 4.265% | 298.275 | 2.0302 | 0.091045 | 2.0371 | 0.99662 | 2.1029 | 0 | 0
2012-07-03 20:30 | 1.52 | 1.46 | 1.56 | 1.56 | 1.59 | 1.59 | 1.63 | 1.65 | 1.62 | 1.47 | 319 | 317.8 | 317.4 | 314.5 | 314.7 | 313.5 | 312.5 | 311.1 | 306.7 | 297.6 | 305.4 | 1.73 | 0.34 | 1.75 | 1.42 | 19.65% | 313.35 | 1.5849 | -0.2296 | 1.5957 | 0.99325 | 1.7183 | 0 | 0
2012-07-03 20:40 | 1.56 | 1.59 | 1.59 | 1.63 | 1.65 | 1.64 | 1.64 | 1.63 | 1.63 | 1.46 | 318 | 316.2 | 313.2 | 312.7 | 312.4 | 311.7 | 309.5 | 307.4 | 304.3 | 300.2 | 303.4 | 1.77 | 0.3 | 1.77 | 1.27 | 16.95% | 311.37 | 1.618 | 0 | 1.64 | 0.98656 | 1.7462 | 0 | 0
2012-07-03 20:50 | 1.64 | 1.65 | 1.66 | 1.72 | 1.69 | 1.74 | 1.72 | 1.66 | 1.54 | 1.37 | 306.8 | 306.4 | 303.9 | 302.4 | 300.4 | 299.9 | 299.4 | 299.7 | 298 | 296.4 | 292.9 | 1.86 | 0.17 | 1.9 | 1.31 | 9.14% | 299.825 | 1.6632 | 0.10683 | 1.7371 | 0.95747 | 1.7809 | 0 | 0
2012-07-03 21:00 | 0.84 | 0.82 | 0.81 | 0.82 | 0.88 | 0.9 | 0.92 | 0.94 | 0.96 | 0.91 | 312.9 | 312.6 | 310.6 | 313.6 | 311.1 | 308.6 | 309 | 308.6 | 309.9 | 309.8 | 293.2 | 1.01 | 0.15 | 1.01 | 0.76 | 14.85% | 308.66 | 0.89315 | -0.20311 | 0.90284 | 0.98927 | 0.99917 | 0 | 0
2012-07-03 21:10 | 1.01 | 0.99 | 0.92 | 0.97 | 0.99 | 1.06 | 1.09 | 1.11 | 1.16 | 1.24 | 13 | 9.5 | 5.9 | 1.4 | 357.5 | 356.2 | 354.1 | 354.2 | 353.6 | 352.8 | 325.9 | 1.22 | 0.22 | 1.2 | 1.3 | 18.03% | 355.885 | 1.0588 | -0.2579 | 1.0642 | 0.9949 | 1.2138 | 0 | 0
2012-07-03 21:20 | 1.25 | 1.25 | 1.28 | 1.24 | 1.26 | 1.34 | 1.41 | 1.5 | 1.56 | 1.64 | 347.8 | 344.7 | 341.8 | 341.3 | 340.7 | 341.2 | 340.6 | 340.4 | 339.8 | 339.6 | 332.9 | 1.47 | 0.12 | 1.52 | 1.59 | 8.163% | 341.11 | 1.3927 | -0.47055 | 1.3498 | 1.0318 | 1.5167 | 0 | 0
2012-07-03 21:30 | 0.97 | 0.95 | 0.92 | 1.01 | 1.03 | 1.05 | 1.07 | 1.16 | 1.2 | 1.3 | 298.4 | 301.5 | 306.1 | 307.8 | 308.8 | 311.5 | 312.2 | 309.4 | 307.1 | 304.8 | 309 | 1.17 | 0.13 | 1.19 | 1.31 | 11.11% | 311.605 | 1.0805 | -0.17436 | 1.0528 | 1.0263 | 1.2008 | 0 | 0
2012-07-03 21:40 | 0.82 | 0.79 | 0.72 | 0.64 | 0.67 | 0.67 | 0.67 | 0.67 | 0.75 | 0.83 | 298.7 | 296.4 | 286.4 | 284.9 | 281.2 | 282.5 | 285 | 286.2 | 285.9 | 285.4 | 291.8 | 0.72 | 0.11 | 0.73 | 0.93 | 15.28% | 282.875 | 0.69769 | 0 | 0.67 | 1.0413 | 0.74976 | 0 | 0
2012-07-03 21:50 | 1.08 | 1.06 | 1.07 | 1.05 | 0.97 | 0.84 | 0.74 | 0.79 | 0.91 | 1.03 | 341.9 | 339.8 | 337.1 | 334.3 | 332.5 | 331.5 | 329.6 | 327.9 | 331 | 333.5 | 310.4 | 1.01 | 0.13 | 0.89 | 1.03 | 12.87% | 331.215 | 0.92894 | 1.1713 | 0.82488 | 1.1261 | 1.1374 | 0 | 0
2012-07-03 22:00 | 1.35 | 1.3 | 1.19 | 1.1 | 1.1 | 1.11 | 1.19 | 1.28 | 1.37 | 1.39 | 328.8 | 326.4 | 326.3 | 326.8 | 326.9 | 328.8 | 330.2 | 331.4 | 332.5 | 331.9 | 318.9 | 1.16 | 0.06 | 1.21 | 1.25 | 5.172% | 329.01 | 1.214 | -0.64311 | 1.1211 | 1.0828 | 1.2561 | 0 | 0
2012-07-03 22:10 | 1.01 | 0.93 | 0.86 | 0.81 | 0.89 | 0.95 | 0.99 | 1.04 | 1.04 | 0.91 | 329.1 | 329.6 | 329.2 | 333.3 | 335 | 339.1 | 342.6 | 342.2 | 340.2 | 332.9 | 321.5 | 1.03 | 0.19 | 1.07 | 0.82 | 18.45% | 339.625 | 0.94446 | -0.38113 | 0.95563 | 0.98831 | 1.018 | 0 | 0
2012-07-03 22:20 | 0.73 | 0.68 | 0.66 | 0.67 | 0.68 | 0.76 | 0.84 | 0.87 | 0.9 | 0.88 | 360 | 3.3 | 4.9 | 8.6 | 13.4 | 12.9 | 13.8 | 14.1 | 16.4 | 15.7 | 327.5 | 0.82 | 0.14 | 0.86 | 0.5 | 17.07% | 13.035 | 0.78376 | -0.92487 | 0.77098 | 1.0166 | 0.8336 | 0 | 0
2012-07-03 22:30 | 0.82 | 0.82 | 0.79 | 0.78 | 0.86 | 0.91 | 0.99 | 1.04 | 1.09 | 1.15 | 3.9 | 359.8 | 1.6 | 7.1 | 8.3 | 11.3 | 11.7 | 10.2 | 12 | 11.9 | 352.9 | 0.99 | 0.14 | 1.04 | 1.13 | 14.14% | 11.36 | 0.94776 | -0.77865 | 0.92105 | 1.029 | 1.0187 | 0 | 0
2012-07-03 22:40 | 0.52 | 0.46 | 0.4 | 0.38 | 0.41 | 0.44 | 0.54 | 0.61 | 0.74 | 0.88 | 18.7 | 17.8 | 13.2 | 14.9 | 15 | 13.6 | 15.8 | 15.9 | 18.5 | 16.7 | 354.2 | 0.42 | 0.14 | 0.49 | 0.84 | 33.33% | 13.93 | 0.56275 | -1.8925 | 0.4531 | 1.242 | 0.52164 | 0 | 0
2012-07-03 22:50 | 0.65 | 0.57 | 0.52 | 0.5 | 0.55 | 0.63 | 0.71 | 0.74 | 0.79 | 0.81 | 96.8 | 96.8 | 87.6 | 80.9 | 74 | 66.1 | 62.3 | 58.3 | 59.6 | 60.6 | 354.2 | 0.56 | 0.14 | 0.68 | 0.79 | 25% | 65.53 | 0.65357 | -1.1047 | 0.64088 | 1.0198 | 0.57108 | 0 | 0
2012-07-03 23:00 | 1.01 | 0.92 | 0.88 | 0.91 | 0.92 | 0.93 | 0.97 | 0.99 | 1 | 1.03 | 113 | 112 | 105.4 | 100.9 | 99.6 | 95.1 | 92.4 | 91.4 | 89.3 | 91.8 | 46.09 | 0.98 | 0.08 | 0.99 | 0.94 | 8.163% | 94.695 | 0.94505 | -0.38915 | 0.93563 | 1.0101 | 0.98987 | 0 | 0
2012-07-03 23:50 | 0.95 | 0.88 | 0.94 | 0.85 | 0.88 | 0.92 | 1.05 | 1.2 | 1.41 | 1.56 | 170.2 | 168.6 | 163.5 | 162 | 159.4 | 157.2 | 151.3 | 147.3 | 143.3 | 130.7 | 142.5 | 0.97 | 0.13 | 1.05 | 1.47 | 13.4% | 156.315 | 1.0764 | -1.2214 | 0.93759 | 1.148 | 1.1136 | 0 | 0
2012-07-04 | 1.11 | 1.09 | 1.09 | 1.05 | 1 | 0.94 | 0.96 | 0.93 | 1.01 | 1.3 | 181.4 | 180.6 | 179.4 | 177.3 | 179 | 176.6 | 172.1 | 166.1 | 156.1 | 140.3 | 155.3 | 0.95 | 0.04 | 0.92 | 1.46 | 4.211% | 175.925 | 0.99379 | -0.19455 | 0.94284 | 1.054 | 1.0013 | 0 | 0
2012-07-04 00:10 | 1.2 | 1.15 | 1.07 | 1.07 | 1.01 | 0.98 | 0.96 | 0.98 | 1.13 | 1.46 | 166.8 | 166.2 | 164.3 | 161.4 | 160.5 | 157.3 | 154.2 | 147.7 | 140.8 | 125.7 | 156.8 | 1 | 0.08 | 0.98 | 1.47 | 8% | 156.835 | 1.0388 | 0.19054 | 0.97711 | 1.0631 | 1.0631 | 0 | 0
2012-07-04 00:20 | 1.29 | 1.26 | 1.2 | 1.16 | 1.12 | 1.11 | 1.08 | 1.07 | 1.19 | 1.63 | 166.1 | 165.8 | 161.4 | 160.6 | 158.6 | 156.7 | 154.6 | 151 | 142.5 | 131.1 | 153.2 | 1.21 | 0.08 | 1.18 | 1.67 | 6.612% | 156.385 | 1.1543 | 0.25319 | 1.1057 | 1.044 | 1.2632 | 0 | 0
2012-07-04 00:30 | 1.46 | 1.4 | 1.31 | 1.31 | 1.29 | 1.28 | 1.3 | 1.32 | 1.42 | 1.54 | 165.2 | 162.9 | 157.9 | 156.8 | 152 | 150 | 144.9 | 141.1 | 135.7 | 126.2 | 143.8 | 1.37 | 0.29 | 1.32 | 1.48 | 21.17% | 149.235 | 1.3161 | -0.14327 | 1.2828 | 1.0259 | 1.4055 | 0 | 0
2012-07-04 06:10 | 7.29 | 7.18 | 7.06 | 6.94 | 6.81 | 6.71 | 6.64 | 6.53 | 6.38 | 6.02 | 151.4 | 151 | 151.1 | 151.4 | 150.9 | 149.7 | 148.3 | 147.5 | 146.8 | 145 | 140.6 | 6.7 | 0.67 | 6.68 | 6.11 | 10% | 149.49 | 6.7051 | 0.09691 | 6.6999 | 1.0008 | 6.7052 | 520.2 | 522.46
2012-07-04 06:20 | 7.12 | 7.03 | 6.81 | 6.59 | 6.46 | 6.39 | 6.36 | 6.35 | 6.21 | 5.98 | 151.7 | 151.6 | 151.3 | 149.9 | 148.7 | 148.1 | 148 | 148.1 | 147.3 | 145.7 | 141.6 | 6.48 | 0.77 | 6.41 | 5.99 | 11.88% | 148.085 | 6.4484 | 0.043487 | 6.3857 | 1.0098 | 6.5436 | 470.48 | 484.04
2012-07-04 07:50 | 5.58 | 5.6 | 5.57 | 5.55 | 5.53 | 5.59 | 5.64 | 5.65 | 5.6 | 5.19 | 150.4 | 149.4 | 147.2 | 145.8 | 145.1 | 143.7 | 142.8 | 142.3 | 142.4 | 143.1 | 142.6 | 5.43 | 0.89 | 5.52 | 4.61 | 16.39% | 143.565 | 5.5684 | -0.082289 | 5.5971 | 0.99487 | 5.4022 | 269.66 | 264.8
2012-07-04 08:00 | 5.73 | 5.64 | 5.37 | 5.1 | 4.89 | 4.75 | 4.67 | 4.67 | 4.69 | 4.57 | 161.9 | 161.2 | 160 | 158.3 | 156.6 | 155.3 | 154.3 | 153.1 | 152.5 | 153.2 | 148.2 | 4.74 | 0.79 | 4.69 | 4.27 | 16.67% | 155.15 | 4.8889 | 0.15696 | 4.7385 | 1.0318 | 4.8905 | 171.66 | 188.01
2012-07-04 08:10 | 4.97 | 4.89 | 4.81 | 4.74 | 4.69 | 4.62 | 4.62 | 4.68 | 4.79 | 4.71 | 156.3 | 155.9 | 155.5 | 155.2 | 155 | 154.2 | 153.3 | 154.5 | 155.3 | 155.2 | 147.9 | 4.31 | 0.84 | 4.41 | 4.55 | 19.49% | 154.065 | 4.7116 | 0 | 4.62 | 1.0198 | 4.3955 | 124.79 | 134.6
2012-07-04 08:20 | 5.74 | 5.64 | 5.44 | 5.34 | 5.27 | 5.19 | 5.11 | 5.05 | 5.04 | 4.85 | 150.8 | 150.5 | 150 | 149.5 | 149.4 | 149.1 | 148.2 | 147.5 | 147.7 | 149 | 142.7 | 5.17 | 0.82 | 5.22 | 4.5 | 15.86% | 148.965 | 5.2051 | 0.14355 | 5.1785 | 1.0051 | 5.1966 | 227.54 | 232.4
2012-07-04 08:30 | 5.71 | 5.61 | 5.41 | 5.2 | 5.06 | 4.9 | 4.84 | 4.72 | 4.55 | 4.34 | 156.4 | 156.1 | 155.4 | 154.7 | 154.2 | 153.6 | 152.7 | 152.3 | 152 | 152.4 | 147.5 | 4.64 | 0.83 | 4.59 | 4.27 | 17.89% | 153.465 | 4.9566 | 0.11385 | 4.8914 | 1.0133 | 4.7019 | 160.76 | 167.3
2012-07-04 08:40 | 5.79 | 5.67 | 5.45 | 5.23 | 5.03 | 4.82 | 4.69 | 4.54 | 4.41 | 4.23 | 158.1 | 157.4 | 155 | 152.5 | 151.9 | 152.1 | 151.8 | 151.5 | 151.6 | 150.8 | 145.4 | 4.61 | 0.82 | 4.65 | 3.95 | 17.79% | 152.055 | 4.8934 | 0.25266 | 4.8012 | 1.0192 | 4.6986 | 157.49 | 167.3
2012-07-04 09:30 | 7.97 | 7.7 | 7.31 | 6.95 | 6.75 | 6.59 | 6.54 | 6.57 | 6.47 | 6.2 | 161 | 160.3 | 158.2 | 156.4 | 154.7 | 154.2 | 155 | 155.5 | 156.8 | 158.4 | 148.3 | 6.6 | 0.8 | 6.7 | 5.88 | 12.12% | 154.32 | 6.7473 | 0.070381 | 6.5828 | 1.025 | 6.765 | 497.6 | 533.76
2012-07-04 09:40 | 7.86 | 7.75 | 7.54 | 7.42 | 7.32 | 7.32 | 7.33 | 7.37 | 7.34 | 7.12 | 156.8 | 155.6 | 153.6 | 151.5 | 150.1 | 149.8 | 149.7 | 149.5 | 149.3 | 148.8 | 146.9 | 6.96 | 0.96 | 7.11 | 6.74 | 13.79% | 149.785 | 7.3726 | -0.012616 | 7.3214 | 1.007 | 7.0087 | 578.96 | 591.01
2012-07-04 09:50 | 7.65 | 7.46 | 7.14 | 6.84 | 6.65 | 6.53 | 6.38 | 6.24 | 6.15 | 5.94 | 158.4 | 157.2 | 155.1 | 153.5 | 152.3 | 152.8 | 153.2 | 153.2 | 153.3 | 153.3 | 150.6 | 6.34 | 1.09 | 6.29 | 5.77 | 17.19% | 152.86 | 6.5716 | 0.21475 | 6.5083 | 1.0097 | 6.4017 | 438.84 | 452.4
2012-07-04 10:00 | 8.05 | 7.85 | 7.48 | 7.03 | 6.79 | 6.53 | 6.32 | 6.2 | 6.08 | 6.02 | 164.4 | 163.7 | 162.4 | 161.1 | 160.1 | 159.5 | 159.2 | 159.7 | 160.1 | 159.9 | 152.4 | 6.37 | 1.11 | 6.36 | 6.11 | 17.43% | 159.455 | 6.6659 | 0.30207 | 6.4995 | 1.0256 | 6.5331 | 445.62 | 481.78
2012-07-04 10:10 | 7.62 | 7.43 | 7.11 | 6.86 | 6.69 | 6.46 | 6.29 | 6.17 | 6.1 | 6.07 | 163.3 | 162.9 | 162.1 | 162.4 | 163.8 | 164.6 | 164 | 163.2 | 162 | 161.7 | 158.7 | 5.74 | 1.07 | 5.67 | 5.87 | 18.64% | 164.51 | 6.5444 | 0.24644 | 6.4354 | 1.0169 | 5.8373 | 319.88 | 336.08
2012-07-04 10:20 | 8.65 | 8.41 | 8.04 | 7.77 | 7.57 | 7.36 | 7.2 | 7.12 | 6.98 | 6.68 | 173.9 | 174 | 173.8 | 174.4 | 175.3 | 175.5 | 175.2 | 174.5 | 173.5 | 171.1 | 165.7 | 7.39 | 1.37 | 7.22 | 6.7 | 18.54% | 175.455 | 7.4413 | 0.20311 | 7.3369 | 1.0142 | 7.4952 | 705.39 | 738.5
2012-07-04 10:30 | 8.43 | 8.33 | 8.19 | 8.12 | 8.14 | 8.14 | 8.12 | 8.02 | 7.86 | 7.76 | 173.2 | 173.1 | 173.3 | 174.5 | 175.5 | 176.5 | 177.5 | 177.7 | 177.6 | 176.1 | 165.8 | 7.86 | 1.46 | 7.85 | 7.69 | 18.58% | 176.65 | 8.0754 | 0.022733 | 8.1371 | 0.99242 | 7.8004 | 846.86 | 828.8
2012-07-04 10:40 | 8.14 | 8.03 | 7.76 | 7.48 | 7.43 | 7.56 | 7.78 | 7.98 | 8.04 | 7.63 | 174.9 | 175.3 | 177.3 | 179.2 | 180.2 | 180.8 | 181 | 180.8 | 180.4 | 180.2 | 169.5 | 7.72 | 1.2 | 7.62 | 7.03 | 15.54% | 180.83 | 7.7287 | -0.26508 | 7.5911 | 1.0181 | 7.8599 | 804.72 | 846.86
2012-07-04 11:50 | 7.88 | 7.83 | 7.67 | 7.5 | 7.36 | 7.21 | 7.12 | 6.98 | 6.89 | 6.67 | 176.8 | 177.4 | 178.8 | 179.8 | 180 | 179 | 178.2 | 177.7 | 176.8 | 175.1 | 167.8 | 6.87 | 1.35 | 6.72 | 6.36 | 19.65% | 178.88 | 7.2404 | 0.11608 | 7.197 | 1.006 | 6.9114 | 558.62 | 567.66
2012-07-04 12:00 | 8.85 | 8.74 | 8.55 | 8.35 | 8.2 | 8.02 | 7.82 | 7.62 | 7.52 | 7.36 | 172.4 | 173 | 174.4 | 176.6 | 178 | 178.4 | 178.2 | 177.7 | 176.6 | 174.4 | 165.1 | 7.63 | 1.89 | 7.64 | 7.08 | 24.77% | 178.37 | 8.0065 | 0.23337 | 7.991 | 1.0019 | 7.6448 | 777.63 | 780.64
2012-07-04 12:10 | 9.75 | 9.62 | 9.46 | 9.36 | 9.29 | 9.18 | 9.07 | 9.01 | 9.03 | 9.01 | 178.2 | 178.3 | 177.9 | 177.4 | 177.1 | 177 | 177.4 | 177.9 | 178.1 | 177 | 166.7 | 9.18 | 1.3 | 9.18 | 9.09 | 14.16% | 177.06 | 9.2037 | 0.1114 | 9.1642 | 1.0043 | 9.2196 | 1324.58 | 1339.82
2012-07-04 12:20 | 9.07 | 9 | 8.87 | 8.67 | 8.46 | 8.27 | 8.11 | 7.98 | 7.88 | 7.72 | 181.5 | 181.9 | 182.1 | 182.1 | 182.6 | 183.9 | 185.3 | 185.8 | 185.6 | 184.2 | 170.8 | 7.74 | 1.32 | 7.31 | 7.01 | 17.05% | 184.11 | 8.3145 | 0.18054 | 8.2469 | 1.0082 | 7.8035 | 810.74 | 828.8
2012-07-04 16:20 | 4.43 | 4.29 | 4.23 | 3.97 | 3.74 | 3.58 | 3.5 | 3.35 | 3.29 | 3.23 | 161.5 | 162.9 | 164.2 | 164.8 | 164 | 163.5 | 162.7 | 161.8 | 160.6 | 157.5 | 152.6 | 3.57 | 0.66 | 3.42 | 3.15 | 18.49% | 163.38 | 3.6808 | 0.20884 | 3.5684 | 1.0315 | 3.6824 | 51.87 | 61.88
2012-07-04 16:30 | 4.56 | 4.48 | 4.26 | 4.1 | 4.08 | 4 | 3.91 | 3.85 | 3.77 | 3.53 | 159.3 | 158.6 | 158.9 | 159.3 | 159.1 | 159.2 | 159.4 | 159.5 | 158.4 | 154.1 | 150.9 | 3.94 | 0.77 | 3.9 | 3.35 | 19.54% | 159.23 | 3.9958 | 0.2103 | 3.987 | 1.0022 | 3.9488 | 85.54 | 86.45
2012-07-04 16:40 | 4.05 | 3.98 | 3.81 | 3.68 | 3.65 | 3.55 | 3.51 | 3.38 | 3.23 | 3.08 | 152.4 | 152 | 150.6 | 149.3 | 149.2 | 149.7 | 149.2 | 148.3 | 147.7 | 147.3 | 142.3 | 3.3 | 0.69 | 3.36 | 2.89 | 20.91% | 149.625 | 3.5452 | 0.10471 | 3.5442 | 1.0003 | 3.3009 | 27.3 | 27.3
2012-07-04 16:50 | 5.11 | 5.06 | 4.92 | 4.75 | 4.63 | 4.59 | 4.54 | 4.48 | 4.36 | 4.21 | 150.8 | 151 | 150.9 | 151.2 | 150.7 | 150.1 | 149.5 | 150.1 | 149.9 | 148.1 | 144.1 | 4.6 | 0.63 | 4.63 | 4.17 | 13.7% | 150.01 | 4.6083 | 0.10122 | 4.5828 | 1.0056 | 4.6256 | 156.4 | 159.67
2012-07-04 17:00 | 5.67 | 5.67 | 5.51 | 5.49 | 5.35 | 5.27 | 5.21 | 5.11 | 5.05 | 4.94 | 150.8 | 150 | 149.4 | 149.2 | 149.4 | 149.1 | 149.3 | 149.5 | 149.8 | 149.4 | 140.6 | 5.29 | 0.52 | 5.24 | 4.74 | 9.83% | 149.13 | 5.2831 | 0.10581 | 5.2614 | 1.0041 | 5.3119 | 246.98 | 250.22
2012-07-04 17:20 | 6.34 | 6.19 | 6.1 | 6 | 5.91 | 5.74 | 5.53 | 5.36 | 5.24 | 5.01 | 153.5 | 153.2 | 154.1 | 153.9 | 153.8 | 153.1 | 151.7 | 149.7 | 147.9 | 148 | 143.2 | 5.74 | 0.67 | 5.72 | 4.83 | 11.67% | 152.89 | 5.6872 | 0.34442 | 5.7094 | 0.9961 | 5.7176 | 319.88 | 316.64
2012-07-04 17:30 | 5.85 | 5.71 | 5.49 | 5.43 | 5.33 | 5.25 | 5.19 | 5.04 | 4.86 | 4.47 | 153.3 | 152.5 | 150.6 | 149.4 | 149.5 | 149.9 | 150.9 | 152.2 | 152.4 | 150.5 | 145.8 | 5.05 | 0.7 | 4.93 | 4.04 | 13.86% | 150.05 | 5.2152 | 0.10622 | 5.2414 | 0.99501 | 5.0248 | 208.1 | 203.24
2012-07-04 17:40 | 6.49 | 6.39 | 6.23 | 6.02 | 5.76 | 5.55 | 5.31 | 5.08 | 4.87 | 4.71 | 153.7 | 153 | 151.3 | 150.6 | 149.6 | 149.7 | 150.4 | 150.6 | 149.9 | 147.6 | 145.4 | 5.31 | 0.8 | 5.23 | 4.15 | 15.07% | 149.805 | 5.5617 | 0.40851 | 5.515 | 1.0085 | 5.355 | 250.22 | 256.7
2012-07-04 18:20 | 6.77 | 6.67 | 6.43 | 6.2 | 6.1 | 6.02 | 5.86 | 5.69 | 5.48 | 5.2 | 154.5 | 154 | 153.9 | 154.7 | 155.4 | 154.7 | 153.1 | 151.9 | 150.9 | 149 | 144.6 | 6.11 | 0.73 | 6.03 | 4.88 | 11.95% | 154.46 | 5.9654 | 0.24893 | 5.9968 | 0.99476 | 6.078 | 386.86 | 380.08
2012-07-04 18:30 | 6.55 | 6.42 | 6.25 | 6.11 | 5.98 | 5.85 | 5.74 | 5.67 | 5.54 | 5.23 | 156.8 | 156.8 | 156.9 | 156.5 | 156.8 | 157.2 | 156.8 | 156 | 154.8 | 152.3 | 149.1 | 5.9 | 0.99 | 5.94 | 5.26 | 16.78% | 157.14 | 5.8681 | 0.17542 | 5.8341 | 1.0058 | 5.9344 | 345.8 | 350.66
2012-07-04 20:00 | 7.51 | 7.41 | 7.22 | 7.05 | 6.94 | 6.85 | 6.77 | 6.7 | 6.57 | 6.21 | 151.2 | 150.6 | 150.5 | 150.2 | 149.6 | 148.7 | 147.7 | 146.8 | 145.6 | 144.1 | 141 | 6.65 | 0.57 | 6.64 | 5.57 | 8.571% | 148.55 | 6.8571 | 0.10856 | 6.8385 | 1.0027 | 6.6681 | 508.9 | 513.42
2012-07-05 07:50 | 4.65 | 4.68 | 4.68 | 4.62 | 4.52 | 4.41 | 4.32 | 4.3 | 4.24 | 4.1 | 171.2 | 172.2 | 172.1 | 171 | 169.7 | 168.1 | 167.2 | 166.7 | 166.6 | 166.4 | 163.4 | 4.07 | 0.72 | 4.01 | 3.76 | 17.69% | 167.965 | 4.4289 | 0.19054 | 4.397 | 1.0073 | 4.0995 | 98.63 | 101.9
2012-07-05 08:00 | 4.4 | 4.38 | 4.25 | 4.07 | 4.01 | 4.11 | 4.1 | 4.02 | 3.96 | 3.88 | 162.4 | 162.8 | 162.2 | 161.2 | 159.5 | 158.4 | 156.8 | 156.5 | 157.4 | 160.4 | 156.1 | 3.98 | 0.7 | 3.95 | 3.68 | 17.59% | 158.16 | 4.0735 | 0.022512 | 4.1086 | 0.99146 | 3.946 | 89.18 | 86.45
2012-07-05 08:10 | 5.02 | 4.87 | 4.66 | 4.55 | 4.43 | 4.26 | 4.07 | 3.95 | 3.9 | 3.74 | 162.7 | 162.5 | 161.8 | 162 | 162.4 | 162.2 | 162.3 | 161.1 | 159.9 | 159 | 154.6 | 4.09 | 0.92 | 4.01 | 3.62 | 22.49% | 162.215 | 4.2699 | 0.42163 | 4.2322 | 1.0089 | 4.1264 | 100.81 | 105.17
2012-07-05 08:20 | 5.73 | 5.57 | 5.44 | 5.34 | 5.06 | 4.86 | 4.78 | 4.79 | 4.7 | 4.61 | 167.7 | 168.2 | 168.9 | 169.1 | 168.6 | 168.2 | 167.4 | 167.1 | 167.6 | 166.8 | 158.9 | 4.74 | 0.95 | 4.72 | 4.46 | 20.04% | 168.08 | 5.0014 | 0.15338 | 4.8485 | 1.0315 | 4.8895 | 171.66 | 188.01
2012-07-05 08:30 | 6.16 | 6.06 | 5.87 | 5.77 | 5.69 | 5.53 | 5.33 | 5.14 | 5.08 | 5.08 | 171.1 | 171.1 | 170.5 | 169.9 | 169.7 | 168.4 | 167.5 | 167.9 | 168.4 | 166.5 | 155.1 | 5.07 | 0.96 | 5.04 | 4.84 | 18.93% | 168.265 | 5.4963 | 0.34041 | 5.5009 | 0.99916 | 5.0658 | 211.34 | 211.34
2012-07-05 08:40 | 4.7 | 4.62 | 4.56 | 4.56 | 4.5 | 4.48 | 4.55 | 4.56 | 4.57 | 4.42 | 147.7 | 146.8 | 146.2 | 144 | 141.4 | 138.7 | 138.1 | 138.1 | 137.8 | 138.2 | 140 | 4.71 | 1.13 | 4.73 | 4.18 | 23.99% | 138.61 | 4.5268 | -0.14327 | 4.49 | 1.0082 | 4.7486 | 168.39 | 172.75
2012-07-05 09:00 | 5.7 | 5.56 | 5.43 | 5.36 | 5.33 | 5.28 | 5.13 | 4.96 | 4.86 | 4.72 | 167.2 | 167.5 | 168.2 | 168 | 167.3 | 166.4 | 165.8 | 165.8 | 166.5 | 166.6 | 155.5 | 5.03 | 0.96 | 4.99 | 4.92 | 19.09% | 166.31 | 5.1882 | 0.26633 | 5.2582 | 0.98667 | 4.963 | 204.86 | 195.64
2012-07-05 09:10 | 5.29 | 5.29 | 5.27 | 5.26 | 5.21 | 5.13 | 5.02 | 4.94 | 4.92 | 4.79 | 157.1 | 156.3 | 154.4 | 152.2 | 151.3 | 149.6 | 149 | 149.6 | 149.3 | 147.7 | 144.8 | 5.13 | 1.04 | 5.19 | 4.58 | 20.27% | 149.51 | 5.093 | 0.20031 | 5.1141 | 0.99588 | 5.1089 | 221.06 | 217.82
2012-07-05 09:30 | 5.42 | 5.35 | 5.27 | 5.26 | 5.19 | 5.1 | 5.09 | 5.09 | 5.03 | 4.79 | 159.4 | 159.5 | 160.1 | 158.3 | 156.4 | 155.2 | 154.1 | 154.3 | 155.2 | 155.9 | 147.6 | 5.04 | 1.25 | 5.05 | 4.9 | 24.8% | 155.035 | 5.1315 | 0.018137 | 5.0986 | 1.0065 | 5.0725 | 206.48 | 211.34
2012-07-05 09:50 | 5.14 | 5.08 | 5.07 | 5.1 | 5.07 | 4.96 | 4.92 | 4.89 | 4.77 | 4.73 | 159.9 | 160 | 159.7 | 159.4 | 159.7 | 158.3 | 156.9 | 155.5 | 154.6 | 154.6 | 149.6 | 5.14 | 0.99 | 5.19 | 4.8 | 19.26% | 158.09 | 4.9575 | 0.074826 | 4.9542 | 1.0006 | 5.1433 | 222.68 | 222.68
2012-07-05 10:00 | 4.96 | 4.91 | 4.91 | 4.85 | 4.76 | 4.71 | 4.69 | 4.71 | 4.73 | 4.62 | 156.4 | 156.3 | 155.6 | 155.9 | 156.9 | 157 | 155.8 | 154.6 | 154.3 | 153.7 | 147.4 | 4.92 | 1.01 | 4.93 | 4.56 | 20.53% | 156.82 | 4.7587 | 0.039323 | 4.7071 | 1.011 | 4.9739 | 191.28 | 196.73
2012-07-05 10:10 | 4.84 | 4.81 | 4.75 | 4.69 | 4.65 | 4.61 | 4.57 | 4.47 | 4.38 | 4.23 | 171.2 | 171.5 | 172.2 | 173.6 | 174.7 | 174.5 | 174.9 | 174.8 | 174.7 | 174.7 | 150.4 | 4.45 | 1.05 | 4.49 | 4.33 | 23.6% | 174.56 | 4.5791 | 0.080532 | 4.6042 | 0.99453 | 4.4257 | 140.05 | 137.87
2012-07-05 10:30 | 4.3 | 4.28 | 4.22 | 4.06 | 4.02 | 4 | 3.86 | 3.65 | 3.51 | 3.44 | 162.1 | 161.2 | 159.2 | 157.3 | 156.3 | 156.8 | 158.7 | 161.1 | 162.3 | 164.8 | 145.8 | 3.98 | 1.12 | 4.05 | 3.47 | 28.14% | 157.085 | 3.8986 | 0.32923 | 3.9796 | 0.97965 | 3.899 | 89.18 | 81.9
2012-07-05 10:40 | 4.98 | 4.94 | 4.88 | 4.86 | 4.91 | 4.99 | 5.1 | 5.19 | 5.16 | 4.95 | 156.6 | 156.2 | 155.4 | 154.6 | 153.8 | 152.3 | 150.7 | 149.1 | 147.5 | 145.5 | 144.7 | 5.24 | 1.45 | 5.28 | 5.02 | 27.67% | 152.06 | 5.0064 | -0.2015 | 5.0056 | 1.0002 | 5.2408 | 238.88 | 238.88
2012-07-05 10:50 | 4.16 | 4.16 | 4.21 | 4.25 | 4.2 | 4.18 | 4.15 | 4.05 | 3.95 | 3.8 | 160.8 | 160.5 | 158.6 | 156.5 | 155 | 154.6 | 154.6 | 154.5 | 155.4 | 156.7 | 147.2 | 4.14 | 0.92 | 4.12 | 3.94 | 22.22% | 154.6 | 4.1234 | 0.066562 | 4.1757 | 0.98748 | 4.0882 | 106.26 | 100.81
2012-07-05 11:00 | 5.1 | 5.03 | 4.88 | 4.69 | 4.66 | 4.64 | 4.59 | 4.5 | 4.38 | 4.05 | 172.7 | 173 | 173.5 | 171.7 | 169.2 | 168.1 | 168.2 | 167.9 | 167.9 | 168.2 | 152.9 | 4.56 | 0.97 | 4.44 | 4.21 | 21.27% | 168.115 | 4.6061 | 0.10012 | 4.6328 | 0.99424 | 4.5337 | 152.04 | 148.77
2012-07-05 11:10 | 5.78 | 5.77 | 5.71 | 5.71 | 5.71 | 5.63 | 5.53 | 5.42 | 5.35 | 5.1 | 182.4 | 181.9 | 180.9 | 179.2 | 178.7 | 178.5 | 177.5 | 176.9 | 176.9 | 177.9 | 164.8 | 5.65 | 0.78 | 5.49 | 4.74 | 13.81% | 178.35 | 5.564 | 0.16561 | 5.6156 | 0.99081 | 5.5981 | 305.3 | 297.2
2012-07-05 11:20 | 5.92 | 5.85 | 5.79 | 5.73 | 5.65 | 5.61 | 5.54 | 5.37 | 5.22 | 4.89 | 184.6 | 184.4 | 184 | 184.2 | 184 | 183.9 | 183 | 182.2 | 181.8 | 181.2 | 176.3 | 5.23 | 1.11 | 4.72 | 4.31 | 21.22% | 183.765 | 5.5398 | 0.11603 | 5.5999 | 0.98926 | 5.1738 | 237.26 | 227.54
2012-07-05 11:30 | 5.25 | 5.2 | 5.18 | 5.13 | 5.19 | 5.24 | 5.17 | 5.09 | 5.06 | 4.89 | 186.1 | 186.1 | 185.2 | 185.4 | 185.8 | 186.1 | 186.4 | 186.7 | 186.5 | 187.2 | 175.5 | 5.23 | 1.11 | 4.86 | 4.36 | 21.22% | 186.145 | 5.1418 | 0.12428 | 5.2299 | 0.98316 | 5.1419 | 237.26 | 222.68
2012-07-05 11:40 | 3.78 | 3.73 | 3.73 | 3.76 | 3.81 | 3.84 | 3.87 | 3.88 | 3.88 | 3.83 | 174.9 | 175.5 | 176.1 | 177.3 | 177.5 | 177.4 | 178.8 | 181.2 | 183.3 | 186.1 | 162.7 | 3.78 | 0.74 | 3.47 | 3.3 | 19.58% | 177.61 | 3.8184 | -0.071915 | 3.8443 | 0.99327 | 3.7546 | 70.98 | 68.25
2012-07-05 11:50 | 4.93 | 4.89 | 4.78 | 4.71 | 4.65 | 4.55 | 4.45 | 4.38 | 4.22 | 3.97 | 184.8 | 185 | 185.5 | 184.8 | 184.4 | 183.9 | 183.8 | 184.4 | 184.1 | 183.4 | 174.2 | 4.57 | 0.91 | 4.07 | 3.59 | 19.91% | 183.885 | 4.5243 | 0.20536 | 4.5355 | 0.99752 | 4.5587 | 153.13 | 152.04
2012-07-05 12:00 | 4.72 | 4.64 | 4.49 | 4.39 | 4.33 | 4.28 | 4.07 | 3.89 | 3.81 | 3.78 | 173.2 | 173.8 | 175.8 | 177.4 | 178.2 | 177.4 | 176.1 | 175.9 | 176.5 | 176.7 | 166 | 3.77 | 0.89 | 3.58 | 3.3 | 23.61% | 177.205 | 4.187 | 0.46491 | 4.2493 | 0.98536 | 3.7148 | 70.07 | 64.61
2012-07-05 12:10 | 4.57 | 4.53 | 4.46 | 4.44 | 4.44 | 4.47 | 4.39 | 4.23 | 4.02 | 3.82 | 151.6 | 151.3 | 152.7 | 155.2 | 156.1 | 156.4 | 156.6 | 157.2 | 157.8 | 158.9 | 154.3 | 4.16 | 0.82 | 4.21 | 3.88 | 19.71% | 156.43 | 4.3353 | 0.16688 | 4.4584 | 0.97237 | 4.0451 | 108.44 | 96.45
2012-07-05 12:20 | 4.38 | 4.35 | 4.32 | 4.2 | 4.06 | 3.98 | 3.93 | 3.86 | 3.73 | 3.58 | 174.6 | 175.7 | 176.8 | 176.3 | 174.6 | 174.1 | 174.8 | 175.6 | 175.4 | 173.4 | 175.7 | 4.19 | 1.01 | 3.99 | 3.36 | 24.11% | 174.205 | 4.0035 | 0.11683 | 3.9728 | 1.0077 | 4.2224 | 111.71 | 114.98
2012-07-05 12:30 | 6.33 | 6.24 | 6.17 | 6.04 | 5.96 | 5.88 | 5.76 | 5.64 | 5.58 | 5.53 | 188.6 | 187.9 | 187.5 | 187.3 | 187.1 | 186.6 | 186.6 | 186.6 | 187 | 188.1 | 180.5 | 5.93 | 0.97 | 5.37 | 4.89 | 16.36% | 186.6 | 5.8593 | 0.19054 | 5.8627 | 0.99943 | 5.9266 | 350.66 | 350.66
2012-07-05 12:40 | 5.68 | 5.57 | 5.41 | 5.33 | 5.29 | 5.19 | 5.04 | 4.92 | 4.88 | 4.89 | 170.2 | 170.6 | 169.1 | 167.3 | 167.2 | 168.2 | 169.6 | 170.6 | 171.3 | 172.1 | 157.1 | 4.72 | 0.93 | 4.65 | 4.43 | 19.7% | 168.41 | 5.1555 | 0.27102 | 5.1682 | 0.99754 | 4.7084 | 169.48 | 168.39
2012-07-05 12:50 | 5.16 | 5.16 | 5.13 | 5.12 | 5.06 | 4.98 | 4.92 | 4.83 | 4.8 | 4.73 | 163.2 | 163.2 | 163 | 161.4 | 159.5 | 157.8 | 156.1 | 155.5 | 155.6 | 153.4 | 148.4 | 4.98 | 0.79 | 5.01 | 4.63 | 15.86% | 157.545 | 4.964 | 0.11201 | 4.9714 | 0.99852 | 4.9727 | 197.82 | 196.73
2012-07-05 13:00 | 5.31 | 5.22 | 5.02 | 4.89 | 4.82 | 4.69 | 4.65 | 4.62 | 4.55 | 4.39 | 169.6 | 169.1 | 168.2 | 168.2 | 167.8 | 166.3 | 164.4 | 163 | 162.9 | 162.3 | 150.6 | 4.75 | 1 | 4.71 | 4.06 | 21.05% | 166.015 | 4.7464 | 0.079152 | 4.6842 | 1.0133 | 4.813 | 172.75 | 179.29
2012-07-05 13:10 | 5.86 | 5.8 | 5.65 | 5.58 | 5.64 | 5.6 | 5.52 | 5.47 | 5.35 | 5.17 | 169.3 | 168.8 | 167.8 | 167.5 | 167.5 | 167.1 | 167.7 | 168.6 | 168.4 | 167.3 | 161.4 | 5.11 | 0.94 | 5.06 | 5.15 | 18.4% | 167.19 | 5.5374 | 0.13297 | 5.5885 | 0.99086 | 5.0633 | 217.82 | 209.72
2012-07-05 13:20 | 5.15 | 5.07 | 4.96 | 4.76 | 4.58 | 4.47 | 4.35 | 4.19 | 4.07 | 3.94 | 181.5 | 182.4 | 183.2 | 182.9 | 182.2 | 180.3 | 178.8 | 178.2 | 178.3 | 178.3 | 170.9 | 4.43 | 0.99 | 4.13 | 3.8 | 22.35% | 180.075 | 4.4855 | 0.25147 | 4.4526 | 1.0074 | 4.4628 | 137.87 | 141.14
2012-07-05 13:30 | 5.38 | 5.28 | 5.05 | 4.91 | 4.85 | 4.84 | 4.84 | 4.85 | 4.84 | 4.81 | 183.4 | 183.3 | 183.5 | 184.9 | 186.6 | 187.4 | 187.5 | 188 | 187.7 | 187.1 | 173.8 | 4.83 | 0.8 | 4.51 | 4.19 | 16.56% | 187.415 | 4.8916 | 0 | 4.84 | 1.0107 | 4.8815 | 181.47 | 186.92
2012-07-05 13:40 | 4.52 | 4.41 | 4.26 | 4.25 | 4.22 | 4.16 | 4.13 | 4.12 | 4.13 | 4.09 | 182.2 | 183 | 183.4 | 183.4 | 182.8 | 181.8 | 181.2 | 181.9 | 182.6 | 182.8 | 171 | 4.06 | 0.72 | 3.83 | 3.79 | 17.73% | 181.71 | 4.1851 | 0.066883 | 4.1557 | 1.0071 | 4.0887 | 97.54 | 100.81
2012-07-05 13:50 | 5.61 | 5.55 | 5.35 | 5.08 | 4.93 | 4.85 | 4.76 | 4.7 | 4.7 | 4.63 | 183.4 | 183.7 | 182.8 | 181.7 | 181.3 | 182.5 | 183.3 | 183.6 | 184 | 184.5 | 165.9 | 4.47 | 0.81 | 4.2 | 4.03 | 18.12% | 182.62 | 4.9222 | 0.17309 | 4.837 | 1.0176 | 4.5487 | 142.23 | 150.95
2012-07-05 14:00 | 6.34 | 6.26 | 6.07 | 5.93 | 5.8 | 5.72 | 5.64 | 5.57 | 5.53 | 5.3 | 179.4 | 179 | 178.8 | 179.7 | 180.5 | 180.9 | 181.8 | 183.3 | 183.8 | 181.9 | 171 | 5.64 | 1.2 | 5.27 | 4.87 | 21.28% | 181.035 | 5.747 | 0.13016 | 5.7085 | 1.0067 | 5.6781 | 303.68 | 310.16
2012-07-05 14:10 | 6.32 | 6.27 | 6.05 | 5.92 | 5.86 | 5.83 | 5.83 | 5.86 | 5.89 | 5.85 | 190.2 | 190.7 | 191 | 190.8 | 190.4 | 190 | 189.5 | 189.1 | 189.1 | 189.8 | 183.8 | 5.95 | 0.84 | 5.14 | 5.11 | 14.12% | 189.925 | 5.9025 | 0 | 5.83 | 1.0124 | 6.024 | 353.9 | 366.52
2012-07-05 14:20 | 6.02 | 5.94 | 5.72 | 5.59 | 5.55 | 5.41 | 5.29 | 5.16 | 5.15 | 5.08 | 181.4 | 181.4 | 181.7 | 182.8 | 182.8 | 182 | 182 | 182.5 | 181.9 | 180.3 | 171.2 | 5.6 | 0.89 | 5.36 | 4.82 | 15.89% | 182 | 5.4175 | 0.20728 | 5.3926 | 1.0046 | 5.6258 | 297.2 | 302.06
2012-07-05 14:30 | 5.46 | 5.42 | 5.38 | 5.36 | 5.35 | 5.32 | 5.3 | 5.23 | 5.11 | 4.81 | 188 | 188.4 | 189 | 189.6 | 190.7 | 191.3 | 191.2 | 191 | 190.5 | 189 | 179.6 | 5.3 | 0.77 | 4.89 | 4.15 | 14.53% | 191.285 | 5.2736 | 0.034806 | 5.3171 | 0.99181 | 5.2566 | 248.6 | 242.12
2012-07-05 14:40 | 5.05 | 4.97 | 4.91 | 4.91 | 4.82 | 4.7 | 4.66 | 4.63 | 4.63 | 4.66 | 184.9 | 185.2 | 185.5 | 185.5 | 186.7 | 187.5 | 187.7 | 186.9 | 185.9 | 184.6 | 175.9 | 4.8 | 0.78 | 4.49 | 4.24 | 16.25% | 187.53 | 4.752 | 0.078983 | 4.6942 | 1.0123 | 4.859 | 178.2 | 184.74
2012-07-05 14:50 | 6.18 | 6.16 | 6.05 | 5.92 | 5.85 | 5.73 | 5.63 | 5.62 | 5.62 | 5.5 | 184.3 | 184.1 | 184.1 | 185.1 | 185.7 | 185.5 | 184.7 | 183.6 | 182.2 | 180.9 | 177.1 | 5.93 | 0.93 | 5.61 | 5.13 | 15.68% | 185.38 | 5.7711 | 0.1627 | 5.7156 | 1.0097 | 5.9876 | 350.66 | 360.38
2012-07-05 15:00 | 6.78 | 6.67 | 6.51 | 6.44 | 6.32 | 6.24 | 6.2 | 6.13 | 6 | 5.76 | 181.9 | 182.1 | 182.5 | 182.3 | 181.8 | 181.8 | 181.7 | 181.4 | 181.5 | 180.5 | 170.5 | 6.19 | 0.99 | 6.09 | 5.45 | 15.99% | 181.785 | 6.2539 | 0.059428 | 6.2343 | 1.0031 | 6.2095 | 404.94 | 409.46
2012-07-05 15:10 | 5.8 | 5.76 | 5.68 | 5.57 | 5.54 | 5.53 | 5.5 | 5.42 | 5.3 | 5.14 | 184.4 | 184.3 | 183.8 | 183.8 | 184.2 | 183.4 | 182.6 | 182.2 | 181.8 | 180.4 | 169.9 | 5.48 | 1.04 | 5.44 | 4.79 | 18.98% | 183.28 | 5.4963 | 0.050268 | 5.5257 | 0.99469 | 5.4509 | 277.76 | 272.9
2012-07-05 15:20 | 5.31 | 5.21 | 5.05 | 5.03 | 4.91 | 4.8 | 4.71 | 4.64 | 4.6 | 4.47 | 190.3 | 190.2 | 190.3 | 190.8 | 191.1 | 191 | 190.6 | 190.3 | 189.2 | 186.8 | 182.2 | 4.73 | 0.82 | 4.15 | 4.07 | 17.34% | 190.94 | 4.8186 | 0.17491 | 4.787 | 1.0066 | 4.7613 | 170.57 | 173.84
2012-07-05 15:30 | 5.45 | 5.36 | 5.21 | 5.15 | 5.06 | 4.99 | 4.97 | 4.99 | 5.05 | 5.02 | 186.5 | 186 | 184.5 | 184.8 | 184.6 | 184 | 184.1 | 184.1 | 183.8 | 183.7 | 177.2 | 5.06 | 0.93 | 4.76 | 4.24 | 18.38% | 184.015 | 5.0675 | 0.037112 | 4.9871 | 1.0161 | 5.1415 | 209.72 | 222.68
2012-07-05 15:40 | 6.76 | 6.58 | 6.33 | 6.11 | 5.93 | 5.83 | 5.68 | 5.52 | 5.35 | 5.17 | 197.5 | 198 | 198.9 | 199.5 | 200 | 200.1 | 200.1 | 200 | 199.1 | 197.9 | 189.7 | 5.43 | 0.85 | 4.5 | 4.18 | 15.65% | 200.1 | 5.8281 | 0.24087 | 5.8083 | 1.0034 | 5.4486 | 269.66 | 272.9
2012-07-05 15:50 | 6.47 | 6.23 | 5.85 | 5.64 | 5.4 | 5.26 | 5.2 | 5.21 | 5.27 | 5.2 | 194.8 | 194.2 | 194.3 | 194.5 | 194.6 | 194.5 | 194.4 | 193.7 | 193 | 193.2 | 184.4 | 5.43 | 0.87 | 4.71 | 4.33 | 16.02% | 194.485 | 5.4294 | 0.10602 | 5.2514 | 1.0339 | 5.6141 | 269.66 | 298.82
2012-07-05 16:00 | 5.85 | 5.75 | 5.5 | 5.3 | 5.1 | 4.92 | 4.82 | 4.78 | 4.74 | 4.47 | 193.1 | 192.7 | 190.8 | 188.5 | 187.3 | 186.9 | 187 | 186.6 | 186.5 | 186.6 | 178.5 | 5.03 | 0.87 | 4.48 | 3.93 | 17.3% | 186.915 | 5.0269 | 0.18976 | 4.9055 | 1.0247 | 5.1545 | 204.86 | 224.3
2012-07-05 16:10 | 5 | 4.92 | 4.82 | 4.65 | 4.58 | 4.46 | 4.3 | 4.13 | 3.99 | 3.77 | 183.8 | 183.2 | 183 | 183.5 | 183.1 | 181.3 | 179.6 | 178.8 | 177.8 | 174.9 | 167.6 | 4.23 | 1.02 | 4.09 | 3.39 | 24.11% | 181.045 | 4.414 | 0.33761 | 4.4367 | 0.99487 | 4.2083 | 116.07 | 113.89
2012-07-05 16:20 | 5.76 | 5.66 | 5.5 | 5.42 | 5.39 | 5.34 | 5.26 | 5.22 | 5.19 | 4.98 | 184.5 | 184.5 | 184.9 | 184.6 | 184.2 | 183.9 | 183.9 | 183.1 | 181.8 | 180.1 | 174.4 | 5.51 | 1.4 | 5.13 | 4.65 | 25.41% | 183.9 | 5.3259 | 0.13949 | 5.3285 | 0.99951 | 5.5073 | 282.62 | 282.62
2012-07-05 16:30 | 5.67 | 5.61 | 5.48 | 5.46 | 5.48 | 5.44 | 5.4 | 5.37 | 5.29 | 4.97 | 205.5 | 205.9 | 206.2 | 205.4 | 204.8 | 205.3 | 206.6 | 207.1 | 206.5 | 206.8 | 193.7 | 5.38 | 1.04 | 4.55 | 3.82 | 19.33% | 205.495 | 5.4035 | 0.068199 | 5.4343 | 0.99435 | 5.3496 | 261.56 | 256.7
2012-07-05 16:40 | 6.52 | 6.48 | 6.43 | 6.37 | 6.31 | 6.24 | 6.16 | 6.13 | 5.98 | 5.58 | 211.4 | 211.9 | 213 | 212.8 | 212.5 | 212.4 | 212.2 | 212 | 211.4 | 210.9 | 205.3 | 6.64 | 1.43 | 5.83 | 4.74 | 21.54% | 212.37 | 6.2088 | 0.11924 | 6.2285 | 0.99684 | 6.619 | 506.64 | 502.12
2012-07-05 16:50 | 7.33 | 7.24 | 7.06 | 6.98 | 6.92 | 6.79 | 6.57 | 6.35 | 6.1 | 5.61 | 213.8 | 213.6 | 213.2 | 213 | 212.3 | 213.2 | 214.9 | 216.3 | 217.2 | 216.7 | 209.7 | 7.07 | 0.7 | 6.43 | 5.32 | 9.901% | 213.455 | 6.6624 | 0.30437 | 6.758 | 0.98585 | 6.9699 | 609.07 | 581.22
2012-07-05 17:00 | 6.63 | 6.56 | 6.45 | 6.33 | 6.26 | 6.21 | 6.14 | 5.97 | 5.68 | 5.2 | 214.5 | 213.9 | 213.4 | 213.5 | 212.8 | 212.7 | 213.6 | 214.2 | 215 | 215.8 | 207.4 | 6.14 | 0.62 | 5.43 | 4.85 | 10.1% | 212.835 | 6.1249 | 0.10476 | 6.1999 | 0.98789 | 6.0657 | 393.64 | 377.82
2012-07-05 17:10 | 4.93 | 4.87 | 4.85 | 4.79 | 4.73 | 4.68 | 4.66 | 4.65 | 4.56 | 4.34 | 217.1 | 216.6 | 216.2 | 216 | 216.5 | 216.4 | 215.7 | 214.9 | 214.9 | 214.7 | 209.4 | 4.78 | 0.7 | 4.26 | 3.62 | 14.64% | 216.295 | 4.6891 | 0.039576 | 4.6771 | 1.0026 | 4.7922 | 176.02 | 177.11
2012-07-05 17:30 | 5.47 | 5.38 | 5.23 | 5.15 | 5.08 | 4.99 | 4.9 | 4.81 | 4.65 | 4.21 | 214.4 | 213.8 | 213 | 212.9 | 213.5 | 214.4 | 215.6 | 216.2 | 216.4 | 217.3 | 209.8 | 4.97 | 0.43 | 4.51 | 3.76 | 8.652% | 214.58 | 4.9558 | 0.16819 | 4.977 | 0.99575 | 4.9489 | 196.73 | 194.55
2012-07-05 17:40 | 5.21 | 5.15 | 5.04 | 4.98 | 4.84 | 4.73 | 4.65 | 4.56 | 4.42 | 4.12 | 214.4 | 214.4 | 214.2 | 214.5 | 214.3 | 214.4 | 215 | 215.8 | 216.3 | 216.7 | 204.8 | 4.43 | 0.66 | 3.8 | 3.01 | 14.9% | 214.49 | 4.7346 | 0.15763 | 4.7185 | 1.0034 | 4.4452 | 137.87 | 140.05
2012-07-05 17:50 | 4.99 | 4.9 | 4.78 | 4.61 | 4.49 | 4.28 | 4.13 | 4.06 | 3.97 | 3.78 | 210.4 | 209.8 | 209.7 | 210.5 | 209.7 | 208.7 | 208 | 208.3 | 208.5 | 207.8 | 199 | 4.03 | 0.48 | 3.3 | 2.67 | 11.91% | 208.595 | 4.3353 | 0.32968 | 4.2582 | 1.0181 | 4.1029 | 94.27 | 101.9
2012-07-05 18:00 | 5.29 | 5.24 | 5.1 | 4.98 | 4.87 | 4.72 | 4.5 | 4.33 | 4.18 | 3.77 | 210 | 209.5 | 208.7 | 207.8 | 207.9 | 207.7 | 206.9 | 206.1 | 205.8 | 204.8 | 198.6 | 4.57 | 0.57 | 3.6 | 2.85 | 12.47% | 207.58 | 4.6641 | 0.44109 | 4.6878 | 0.99494 | 4.5469 | 153.13 | 150.95
2012-07-05 18:10 | 5.63 | 5.57 | 5.43 | 5.29 | 5.1 | 4.96 | 4.84 | 4.67 | 4.5 | 4.1 | 209.8 | 209.4 | 208.8 | 207.7 | 206.5 | 206 | 205.4 | 204.2 | 203.4 | 201.8 | 197.5 | 4.65 | 0.45 | 3.64 | 3.15 | 9.677% | 205.91 | 4.9612 | 0.22632 | 4.9426 | 1.0038 | 4.6674 | 161.85 | 164.03
2012-07-05 18:20 | 5.1 | 5.03 | 4.94 | 4.86 | 4.71 | 4.53 | 4.41 | 4.29 | 4.16 | 3.93 | 211.2 | 211.5 | 211.5 | 210.4 | 209.3 | 207.8 | 206.5 | 205.5 | 204.8 | 202.7 | 199.6 | 4.33 | 0.28 | 3.32 | 2.89 | 6.467% | 207.605 | 4.5488 | 0.2481 | 4.5126 | 1.008 | 4.3647 | 126.97 | 130.24
2012-07-05 18:30 | 5.12 | 5.07 | 4.97 | 4.88 | 4.82 | 4.74 | 4.68 | 4.54 | 4.38 | 4.13 | 212.7 | 213.2 | 213.1 | 212.4 | 211.7 | 210.8 | 209.6 | 208.2 | 206.9 | 203.7 | 201.3 | 4.4 | 0.24 | 3.44 | 2.97 | 5.455% | 210.62 | 4.7013 | 0.11772 | 4.7314 | 0.99364 | 4.372 | 134.6 | 131.33
2012-07-05 18:40 | 5.11 | 4.99 | 4.81 | 4.77 | 4.7 | 4.66 | 4.63 | 4.57 | 4.45 | 4.08 | 210.5 | 211.2 | 211.6 | 212.2 | 211.5 | 210.2 | 209.1 | 208.2 | 206.9 | 204.2 | 200.7 | 4.3 | 0.22 | 3.41 | 2.92 | 5.116% | 210.035 | 4.6405 | 0.059684 | 4.6557 | 0.99674 | 4.286 | 123.7 | 122.61
2012-07-05 18:50 | 5.18 | 5.15 | 5.07 | 4.99 | 4.96 | 4.9 | 4.85 | 4.77 | 4.6 | 4.2 | 215.7 | 215.2 | 214.1 | 213.8 | 213.6 | 212.8 | 212.4 | 211.8 | 211.7 | 210.2 | 203.7 | 4.7 | 0.36 | 3.93 | 3.11 | 7.66% | 212.74 | 4.8569 | 0.09478 | 4.8928 | 0.99267 | 4.6655 | 167.3 | 164.03
2012-07-05 19:40 | 5.55 | 5.48 | 5.31 | 5.13 | 5.02 | 4.82 | 4.62 | 4.45 | 4.21 | 3.67 | 219.2 | 219.4 | 218.3 | 217.3 | 216.8 | 216.8 | 216.1 | 215 | 213.5 | 210.4 | 208.3 | 4.85 | 0.28 | 4.23 | 2.79 | 5.773% | 216.695 | 4.7896 | 0.39163 | 4.7908 | 0.99975 | 4.8488 | 183.65 | 183.65
2012-07-05 19:50 | 6.27 | 6.12 | 5.86 | 5.65 | 5.46 | 5.28 | 5.09 | 4.88 | 4.67 | 4.33 | 213.2 | 213.4 | 213.6 | 213.4 | 213.1 | 211.8 | 210.8 | 209.6 | 208.4 | 206.3 | 202.8 | 4.89 | 0.26 | 3.97 | 3.3 | 5.317% | 211.65 | 5.2778 | 0.33867 | 5.2523 | 1.0048 | 4.9137 | 188.01 | 190.19
2012-07-05 20:00 | 5.64 | 5.5 | 5.26 | 5.07 | 4.89 | 4.74 | 4.59 | 4.46 | 4.31 | 4.11 | 213.7 | 213.7 | 213.3 | 213 | 212.3 | 211.4 | 210.8 | 210 | 209.1 | 207.1 | 203 | 4.53 | 0.3 | 3.75 | 3.18 | 6.623% | 211.31 | 4.769 | 0.29716 | 4.7182 | 1.0108 | 4.5788 | 148.77 | 154.22
2012-07-05 20:10 | 6.26 | 6.12 | 5.77 | 5.43 | 5.11 | 4.82 | 4.59 | 4.39 | 4.24 | 4.02 | 208.1 | 208 | 208.3 | 208.5 | 207.6 | 206.8 | 206.2 | 205.7 | 205.2 | 204 | 197.5 | 4.62 | 0.45 | 3.43 | 3.02 | 9.74% | 206.71 | 4.9547 | 0.45183 | 4.7864 | 1.0352 | 4.7825 | 158.58 | 176.02
2012-07-05 20:20 | 6.37 | 6.21 | 5.94 | 5.79 | 5.61 | 5.4 | 5.23 | 5.08 | 4.83 | 4.39 | 205.7 | 206 | 205.7 | 204.7 | 204.7 | 204.4 | 203.8 | 203.1 | 202.1 | 200.7 | 194.3 | 4.61 | 0.59 | 3.6 | 3.16 | 12.8% | 204.31 | 5.4128 | 0.2956 | 5.3753 | 1.007 | 4.6422 | 157.49 | 160.76
2012-07-05 20:30 | 5.86 | 5.72 | 5.5 | 5.19 | 4.88 | 4.65 | 4.56 | 4.54 | 4.52 | 4.22 | 201.5 | 201.1 | 201.1 | 200.4 | 199.9 | 198.9 | 198.4 | 198.7 | 198.4 | 195.8 | 190.4 | 4.02 | 0.5 | 3.25 | 3.42 | 12.44% | 198.825 | 4.8501 | 0.18061 | 4.637 | 1.046 | 4.2047 | 93.18 | 112.8
2012-07-05 20:40 | 5.7 | 5.56 | 5.27 | 4.99 | 4.76 | 4.55 | 4.47 | 4.48 | 4.57 | 4.78 | 190.7 | 190.6 | 190.6 | 190.1 | 190 | 190.3 | 190.2 | 189.8 | 189.6 | 187.7 | 185 | 4.88 | 0.93 | 4.18 | 4.6 | 19.06% | 190.285 | 4.7684 | 0.16392 | 4.5385 | 1.0507 | 5.1273 | 186.92 | 221.06
2012-07-05 20:50 | 6.06 | 5.9 | 5.71 | 5.59 | 5.57 | 5.47 | 5.45 | 5.53 | 5.59 | 5.4 | 191.4 | 190.7 | 191.1 | 191.3 | 191 | 190.5 | 189.7 | 189.6 | 189.4 | 188.1 | 182.5 | 6.11 | 0.66 | 5.42 | 4.97 | 10.8% | 190.38 | 5.5618 | 0.03385 | 5.4671 | 1.0173 | 6.2158 | 386.86 | 411.72
2012-07-05 21:00 | 6.81 | 6.65 | 6.43 | 6.26 | 6.19 | 6.14 | 6.11 | 6.08 | 6.05 | 5.82 | 191.1 | 190.1 | 189.3 | 188.4 | 188.6 | 188.3 | 188 | 187.8 | 187 | 184.5 | 180.7 | 6.58 | 0.95 | 6.11 | 5.24 | 14.44% | 188.255 | 6.1784 | 0.045262 | 6.1357 | 1.007 | 6.6258 | 493.08 | 504.38
2012-07-05 21:10 | 8.35 | 8.18 | 7.92 | 7.72 | 7.59 | 7.46 | 7.4 | 7.27 | 7.08 | 6.52 | 188.4 | 188 | 187.1 | 186.5 | 185.8 | 184.8 | 183.8 | 183.2 | 182.4 | 180.2 | 174.1 | 7.64 | 0.46 | 7.56 | 5.76 | 6.021% | 184.65 | 7.4716 | 0.074625 | 7.4514 | 1.0027 | 7.6607 | 780.64 | 786.66
2012-07-05 21:50 | 7.71 | 7.58 | 7.24 | 6.91 | 6.66 | 6.45 | 6.29 | 6.24 | 6.27 | 5.99 | 195.3 | 194.8 | 193.8 | 194.1 | 193.6 | 193 | 192.3 | 191.6 | 190.8 | 187.7 | 186.7 | 6.55 | 0.85 | 5.66 | 5.47 | 12.98% | 192.895 | 6.5952 | 0.23212 | 6.4268 | 1.0262 | 6.7216 | 486.3 | 524.72
2012-07-05 22:00 | 7.93 | 7.71 | 7.3 | 6.91 | 6.63 | 6.44 | 6.26 | 6 | 5.72 | 5.53 | 198 | 197.5 | 196.9 | 196.9 | 196.7 | 196.3 | 195 | 194.6 | 194.3 | 193.1 | 187.6 | 5.97 | 0.71 | 4.97 | 5.04 | 11.89% | 196.105 | 6.4967 | 0.26197 | 6.4139 | 1.0129 | 6.0471 | 357.14 | 373.3
2012-07-05 22:10 | 7.91 | 7.73 | 7.31 | 6.94 | 6.83 | 6.79 | 6.71 | 6.66 | 6.61 | 6.43 | 196.1 | 195.5 | 194.3 | 193.2 | 192.9 | 193 | 192.3 | 191.4 | 190.7 | 188.5 | 185.5 | 6.77 | 0.87 | 5.86 | 5.97 | 12.85% | 192.895 | 6.8509 | 0.10952 | 6.7785 | 1.0107 | 6.8424 | 536.02 | 551.84
2012-07-05 22:20 | 8.45 | 8.3 | 7.95 | 7.62 | 7.3 | 7 | 6.81 | 6.62 | 6.57 | 6.69 | 193 | 192.8 | 192.1 | 191.7 | 191.9 | 192.1 | 191.9 | 190.5 | 188.7 | 187.5 | 183.9 | 7.26 | 0.88 | 6.22 | 6.02 | 12.12% | 192.07 | 7.1628 | 0.25429 | 6.9725 | 1.0273 | 7.4582 | 666.26 | 726.46
2012-07-05 22:30 | 8.28 | 8.15 | 7.9 | 7.67 | 7.39 | 7.13 | 6.95 | 6.87 | 6.79 | 6.44 | 190.8 | 190.5 | 190 | 189.8 | 189.5 | 189.3 | 189.1 | 188.9 | 188.1 | 186.7 | 181.4 | 7.68 | 0.66 | 6.78 | 5.78 | 8.594% | 189.27 | 7.2465 | 0.23629 | 7.1039 | 1.0201 | 7.8341 | 792.68 | 837.83
2012-07-05 22:40 | 7.9 | 7.74 | 7.4 | 7.03 | 6.78 | 6.68 | 6.65 | 6.67 | 6.71 | 6.48 | 193.5 | 192.9 | 191.8 | 191 | 190.5 | 189.8 | 189.4 | 188.7 | 187.6 | 186.3 | 182.9 | 7.23 | 0.93 | 6.41 | 5.71 | 12.86% | 189.74 | 6.8595 | 0.041595 | 6.6757 | 1.0275 | 7.429 | 657.23 | 717.43
2012-07-05 22:50 | 8.44 | 8.35 | 8.18 | 8.02 | 8.05 | 8.04 | 7.97 | 7.86 | 7.69 | 7.25 | 190.8 | 190.5 | 189.7 | 189.6 | 189 | 187.9 | 186.6 | 185.6 | 184.9 | 183.8 | 178.9 | 8.07 | 0.47 | 7.57 | 6.61 | 5.824% | 187.705 | 7.9496 | 0.080809 | 8.0299 | 0.99 | 7.9893 | 914.69 | 885.99
2012-07-05 23:00 | 8.53 | 8.41 | 8.22 | 8.09 | 8.04 | 7.99 | 7.97 | 7.86 | 7.65 | 7.15 | 191.6 | 190.9 | 189.4 | 187.9 | 187.2 | 186.3 | 185.6 | 185.1 | 184.5 | 183.7 | 178.1 | 8.11 | 0.55 | 7.59 | 6.63 | 6.782% | 186.195 | 7.9484 | 0.02316 | 7.9871 | 0.99515 | 8.0707 | 929.37 | 914.69
2012-07-05 23:10 | 7.9 | 7.78 | 7.67 | 7.6 | 7.52 | 7.35 | 7.19 | 7.14 | 7.01 | 6.68 | 195.6 | 195.2 | 193.7 | 191.9 | 190.8 | 189.6 | 189.4 | 189.4 | 188.8 | 185.7 | 182 | 7.47 | 0.7 | 6.76 | 6.16 | 9.371% | 189.57 | 7.3327 | 0.20339 | 7.3269 | 1.0008 | 7.4759 | 729.47 | 732.48
2012-07-05 23:20 | 7.71 | 7.6 | 7.48 | 7.45 | 7.46 | 7.44 | 7.37 | 7.3 | 7.24 | 7.08 | 194.4 | 193.4 | 191.9 | 191 | 190.2 | 189.8 | 189.3 | 188.5 | 187.3 | 185.1 | 181.6 | 7.68 | 0.71 | 6.91 | 6.51 | 9.245% | 189.725 | 7.381 | 0.087356 | 7.4299 | 0.99341 | 7.6294 | 792.68 | 777.63
2012-07-05 23:30 | 7.59 | 7.4 | 7.16 | 7.07 | 7.06 | 7.01 | 7.03 | 7.07 | 7.02 | 6.71 | 195.6 | 194.2 | 191.6 | 190.2 | 189.6 | 188.7 | 187.3 | 186.3 | 185.2 | 184.2 | 181.3 | 7.32 | 0.71 | 6.7 | 6.2 | 9.699% | 188.49 | 7.0492 | -0.026328 | 7.0129 | 1.0052 | 7.3579 | 684.32 | 696.36
2012-07-05 23:40 | 8 | 7.82 | 7.59 | 7.41 | 7.3 | 7.16 | 7.04 | 7 | 7.01 | 6.98 | 198.7 | 197.6 | 195 | 193 | 191.4 | 190.4 | 189.8 | 188.9 | 187.6 | 185.1 | 182.5 | 7.36 | 0.68 | 6.59 | 6.65 | 9.239% | 190.31 | 7.2161 | 0.15619 | 7.1427 | 1.0103 | 7.4357 | 696.36 | 720.44
2012-07-05 23:50 | 8.18 | 8.06 | 7.78 | 7.5 | 7.25 | 7.04 | 6.95 | 6.93 | 6.94 | 6.77 | 198.3 | 197.4 | 196 | 194.9 | 194.1 | 193.4 | 192.2 | 190.7 | 189.2 | 187 | 184.4 | 7.18 | 0.77 | 6.25 | 6.46 | 10.72% | 193.22 | 7.2041 | 0.1189 | 7.027 | 1.0252 | 7.3609 | 642.18 | 696.36
2012-07-06 | 8.47 | 8.26 | 7.9 | 7.58 | 7.37 | 7.12 | 6.92 | 6.8 | 6.68 | 6.49 | 200.8 | 199.9 | 198.9 | 197.8 | 196.9 | 196.1 | 195.5 | 194.7 | 193.1 | 189.2 | 186.9 | 6.93 | 0.82 | 5.86 | 6.13 | 11.83% | 196.01 | 7.2089 | 0.26329 | 7.091 | 1.0166 | 7.0452 | 572.18 | 603.05
2012-07-06 00:10 | 8.86 | 8.69 | 8.34 | 7.92 | 7.52 | 7.16 | 6.86 | 6.6 | 6.31 | 6.07 | 205 | 204.4 | 202.9 | 201.9 | 200.6 | 199.1 | 198.1 | 196.6 | 194.3 | 191.3 | 189.4 | 6.8 | 0.79 | 5.34 | 5.5 | 11.62% | 198.95 | 7.2769 | 0.39554 | 7.1162 | 1.0226 | 6.9535 | 542.8 | 576.7
2012-07-06 00:20 | 8.71 | 8.6 | 8.29 | 8 | 7.68 | 7.33 | 6.96 | 6.59 | 6.3 | 6.11 | 204.6 | 204 | 202.8 | 201.6 | 200.5 | 199 | 197.8 | 196.1 | 194.3 | 191.6 | 189.4 | 6.92 | 0.75 | 5.45 | 5.57 | 10.84% | 198.82 | 7.3356 | 0.47865 | 7.2758 | 1.0082 | 6.9769 | 569.92 | 583.48
2012-07-06 00:30 | 8.81 | 8.74 | 8.54 | 8.31 | 8.01 | 7.62 | 7.2 | 6.82 | 6.54 | 6.25 | 206.2 | 205.3 | 204.1 | 202.9 | 202.1 | 201.3 | 200.2 | 198.4 | 195.7 | 191.2 | 193 | 7.28 | 0.79 | 5.68 | 5.73 | 10.85% | 201.135 | 7.5949 | 0.52392 | 7.5584 | 1.0048 | 7.3152 | 672.28 | 684.32
2012-07-06 00:40 | 8.68 | 8.58 | 8.46 | 8.29 | 8.09 | 7.84 | 7.55 | 7.22 | 6.9 | 6.51 | 210.3 | 209.2 | 207.5 | 206.1 | 204.8 | 203.6 | 201.9 | 200.3 | 198.5 | 195.6 | 195.2 | 7.59 | 0.6 | 5.91 | 5.2 | 7.905% | 203.345 | 7.7466 | 0.3483 | 7.7978 | 0.99343 | 7.5402 | 765.59 | 750.54
2012-07-06 00:50 | 8.12 | 8.09 | 7.96 | 7.77 | 7.53 | 7.19 | 6.91 | 6.64 | 6.37 | 6.09 | 209 | 207.9 | 206.7 | 206 | 205 | 203.7 | 202.6 | 201.6 | 199.7 | 195.4 | 193.6 | 6.76 | 0.71 | 5.28 | 5.23 | 10.5% | 203.535 | 7.1947 | 0.36707 | 7.1492 | 1.0064 | 6.803 | 533.76 | 542.8
2012-07-06 01:00 | 8.52 | 8.47 | 8.4 | 8.23 | 7.97 | 7.63 | 7.23 | 6.88 | 6.57 | 6.26 | 208.3 | 207.5 | 205.9 | 204.5 | 203.3 | 202 | 200.2 | 198.2 | 196.2 | 192.9 | 193.3 | 7.29 | 0.84 | 5.76 | 5.68 | 11.52% | 201.73 | 7.5539 | 0.49762 | 7.5714 | 0.9977 | 7.2732 | 675.29 | 669.27
2012-07-06 01:10 | 8.44 | 8.32 | 8.05 | 7.76 | 7.43 | 7.16 | 6.95 | 6.83 | 6.81 | 6.83 | 205.9 | 204.9 | 203.4 | 201.9 | 200.8 | 199.1 | 196.9 | 194.5 | 192.4 | 188.5 | 189 | 6.85 | 0.72 | 5.62 | 6.45 | 10.51% | 198.77 | 7.2918 | 0.27509 | 7.1295 | 1.0228 | 7.0059 | 554.1 | 591.01
2012-07-06 01:20 | 8.13 | 8 | 7.72 | 7.46 | 7.16 | 6.82 | 6.53 | 6.29 | 6.1 | 6.03 | 207.2 | 206.1 | 204.5 | 203.1 | 201.7 | 200.4 | 199.4 | 197.5 | 195.5 | 191.5 | 190.7 | 6.47 | 0.73 | 5.25 | 5.53 | 11.28% | 200.25 | 6.8884 | 0.40154 | 6.7777 | 1.0163 | 6.5757 | 468.22 | 493.08
2012-07-06 01:30 | 8.01 | 7.93 | 7.75 | 7.52 | 7.19 | 6.79 | 6.56 | 6.41 | 6.3 | 6.12 | 207 | 206.3 | 204.1 | 202.1 | 201.3 | 200.4 | 199 | 197.5 | 195.9 | 192.6 | 190.3 | 6.42 | 0.68 | 5.17 | 5.56 | 10.59% | 200.19 | 6.94 | 0.31845 | 6.7566 | 1.0271 | 6.5943 | 456.92 | 495.34
2012-07-06 01:40 | 8.27 | 8.26 | 8.15 | 7.99 | 7.71 | 7.32 | 6.92 | 6.51 | 6.15 | 5.91 | 208.3 | 207.4 | 206.4 | 205.6 | 204.6 | 203.4 | 201.9 | 199.8 | 197.4 | 193.4 | 193 | 6.92 | 0.73 | 5.39 | 5.33 | 10.55% | 203.175 | 7.2629 | 0.51929 | 7.2613 | 1.0002 | 6.9215 | 569.92 | 569.92
2012-07-06 01:50 | 7.93 | 7.92 | 7.84 | 7.71 | 7.54 | 7.36 | 7.12 | 6.89 | 6.7 | 6.34 | 210.2 | 209.2 | 207.3 | 205.5 | 204.4 | 203.1 | 202 | 200.8 | 199.1 | 196.2 | 194.5 | 7.02 | 0.63 | 5.51 | 5.36 | 8.974% | 202.935 | 7.2855 | 0.30636 | 7.3251 | 0.99458 | 6.982 | 594.02 | 583.48
2012-07-06 02:00 | 7.78 | 7.73 | 7.68 | 7.63 | 7.54 | 7.43 | 7.31 | 7.14 | 6.89 | 6.41 | 214.9 | 212.8 | 209.4 | 206.8 | 205.6 | 204.8 | 204.1 | 203.5 | 202.5 | 200.1 | 194.7 | 7.13 | 0.53 | 5.43 | 4.94 | 7.433% | 204.695 | 7.337 | 0.15047 | 7.4127 | 0.98979 | 7.0572 | 627.13 | 606.06
2012-07-06 02:10 | 7.16 | 7.18 | 7.17 | 7.11 | 7.03 | 6.87 | 6.68 | 6.47 | 6.25 | 5.79 | 219.7 | 217.5 | 213.8 | 211.2 | 209.3 | 207.8 | 206.6 | 205.3 | 204.5 | 201.6 | 196.2 | 6.6 | 0.42 | 5.06 | 4.37 | 6.364% | 207.62 | 6.7567 | 0.25917 | 6.8424 | 0.98747 | 6.5173 | 497.6 | 479.52
2012-07-06 02:20 | 6.84 | 6.79 | 6.75 | 6.78 | 6.77 | 6.68 | 6.47 | 6.21 | 5.92 | 5.54 | 223.1 | 221.1 | 217.2 | 213.3 | 209.9 | 206.5 | 203.8 | 201.9 | 200.1 | 196.9 | 196 | 6.37 | 0.46 | 4.91 | 4.41 | 7.221% | 206.095 | 6.4452 | 0.29517 | 6.6495 | 0.96927 | 6.1743 | 445.62 | 400.42
2012-07-06 02:30 | 6.6 | 6.51 | 6.44 | 6.46 | 6.53 | 6.49 | 6.34 | 6.1 | 5.82 | 5.44 | 223.1 | 221.1 | 218 | 215.3 | 212.3 | 209 | 206.2 | 204.3 | 202.4 | 199.1 | 197.7 | 6.06 | 0.47 | 4.75 | 4.36 | 7.756% | 208.58 | 6.2544 | 0.21609 | 6.4683 | 0.96693 | 5.8596 | 375.56 | 339.32
2012-07-06 02:40 | 6.31 | 6.24 | 6.16 | 6.32 | 6.47 | 6.47 | 6.35 | 6.17 | 5.92 | 5.54 | 219.1 | 217.2 | 213.6 | 211.1 | 209.3 | 207.4 | 205.8 | 204.6 | 203.1 | 200 | 195.8 | 6.18 | 0.49 | 4.72 | 4.42 | 7.929% | 207.16 | 6.2272 | 0.173 | 6.4527 | 0.96505 | 5.964 | 402.68 | 355.52
2012-07-06 02:50 | 6.09 | 6.13 | 6.29 | 6.43 | 6.49 | 6.44 | 6.3 | 6.1 | 5.78 | 5.39 | 216.7 | 214.9 | 211.9 | 209.5 | 207.6 | 206.1 | 204.4 | 202.4 | 200.6 | 196.4 | 196 | 5.88 | 0.51 | 4.58 | 4.64 | 8.673% | 205.845 | 6.2085 | 0.20311 | 6.4198 | 0.96709 | 5.6865 | 342.56 | 311.78
2012-07-06 03:00 | 5.72 | 5.71 | 5.86 | 6.02 | 6.06 | 5.97 | 5.82 | 5.62 | 5.4 | 5.12 | 215.2 | 213.1 | 210.6 | 208.6 | 207 | 205.5 | 204.5 | 203.1 | 200.7 | 195.5 | 196 | 5.71 | 0.43 | 4.36 | 4.69 | 7.531% | 205.35 | 5.7796 | 0.23515 | 5.9483 | 0.97164 | 5.5481 | 315.02 | 289.1
2012-07-06 03:10 | 5.95 | 5.85 | 5.75 | 5.8 | 5.94 | 6.02 | 5.99 | 5.87 | 5.69 | 5.4 | 215.5 | 213 | 209.6 | 208.2 | 207.5 | 206.1 | 204.8 | 203.5 | 201.8 | 196.8 | 196.7 | 5.54 | 0.42 | 4.33 | 4.68 | 7.581% | 205.905 | 5.8417 | 0.046167 | 6.0157 | 0.97108 | 5.3798 | 287.48 | 261.56
2012-07-06 03:20 | 5.74 | 5.83 | 6.06 | 6.18 | 6.11 | 5.92 | 5.73 | 5.62 | 5.55 | 5.5 | 211.6 | 210.3 | 208.3 | 206.1 | 204.3 | 202.5 | 201.2 | 199.1 | 196.4 | 192 | 191.8 | 5.65 | 0.5 | 4.57 | 5.33 | 8.85% | 202.305 | 5.8446 | 0.30145 | 5.8924 | 0.99188 | 5.6041 | 305.3 | 297.2
2012-07-06 03:30 | 5.85 | 5.8 | 5.88 | 6.01 | 6.01 | 5.89 | 5.76 | 5.68 | 5.66 | 5.76 | 213.7 | 210.6 | 206.7 | 204.6 | 202.8 | 200.7 | 198.5 | 195.9 | 192.8 | 188.8 | 189.9 | 5.87 | 0.5 | 4.77 | 5.61 | 8.518% | 200.37 | 5.8115 | 0.20625 | 5.8712 | 0.98983 | 5.8103 | 340.94 | 331.22
2012-07-06 03:40 | 6.14 | 5.95 | 5.63 | 5.59 | 5.68 | 5.7 | 5.62 | 5.47 | 5.42 | 5.39 | 214.3 | 211.9 | 207.8 | 205.1 | 203 | 201.1 | 199.4 | 197.8 | 195.4 | 190.6 | 190.8 | 5.66 | 0.46 | 4.52 | 5.24 | 8.127% | 200.845 | 5.5772 | 0.13062 | 5.6885 | 0.98045 | 5.5493 | 306.92 | 289.1
2012-07-06 03:50 | 5.4 | 5.29 | 5.19 | 5.22 | 5.29 | 5.28 | 5.19 | 5.12 | 5.05 | 5.09 | 210.6 | 208.5 | 206.3 | 204.6 | 203.3 | 202.3 | 200.7 | 198.7 | 196.7 | 191.9 | 190.9 | 5 | 0.49 | 4 | 5.01 | 9.8% | 202.06 | 5.1817 | 0.15887 | 5.267 | 0.9838 | 4.919 | 200 | 191.28
2012-07-06 04:00 | 4.97 | 4.94 | 4.96 | 5 | 4.98 | 4.91 | 4.77 | 4.64 | 4.53 | 4.5 | 212 | 210 | 207.2 | 205.2 | 203.5 | 201.7 | 199.8 | 197.8 | 195.7 | 191.4 | 191.5 | 4.79 | 0.45 | 3.83 | 4.49 | 9.395% | 201.415 | 4.804 | 0.26732 | 4.8897 | 0.98247 | 4.706 | 177.11 | 168.39
2012-07-06 04:10 | 5.03 | 4.96 | 4.69 | 4.56 | 4.6 | 4.66 | 4.69 | 4.69 | 4.6 | 4.37 | 217.2 | 214.5 | 209.3 | 206.2 | 204.6 | 203.5 | 201.5 | 199.8 | 198.1 | 194.2 | 192.2 | 4.56 | 0.57 | 3.71 | 4.13 | 12.5% | 203.2 | 4.6292 | -0.059301 | 4.6643 | 0.99248 | 4.5257 | 152.04 | 148.77
2012-07-06 04:20 | 4.86 | 4.73 | 4.48 | 4.32 | 4.22 | 4.16 | 4.14 | 4.17 | 4.24 | 4.29 | 213.2 | 210.9 | 207.3 | 205.3 | 204.2 | 202.1 | 200 | 198.4 | 196.5 | 191.5 | 191.9 | 4.12 | 0.37 | 3.36 | 4.28 | 8.981% | 201.785 | 4.2537 | 0.044535 | 4.1571 | 1.0232 | 4.2157 | 104.08 | 114.98
2012-07-06 04:30 | 4.46 | 4.4 | 4.4 | 4.41 | 4.39 | 4.31 | 4.21 | 4.09 | 3.92 | 3.86 | 218.8 | 216.5 | 212.6 | 210.2 | 208.4 | 206.2 | 203.8 | 201.1 | 198.2 | 193.4 | 193.4 | 4.15 | 0.53 | 3.25 | 3.83 | 12.77% | 205.84 | 4.2187 | 0.21693 | 4.2955 | 0.98212 | 4.0758 | 107.35 | 99.72
2012-07-06 04:40 | 3.98 | 4.04 | 4.14 | 4.16 | 4.05 | 3.8 | 3.61 | 3.54 | 3.57 | 3.68 | 219.2 | 215.6 | 211.4 | 208.5 | 205.7 | 202.1 | 198.9 | 195.7 | 191.9 | 188 | 189.6 | 3.77 | 0.48 | 3.11 | 3.61 | 12.73% | 201.62 | 3.8113 | 0.474 | 3.7722 | 1.0104 | 3.8091 | 70.07 | 73.71
2012-07-06 04:50 | 4.04 | 4.01 | 3.98 | 3.99 | 3.94 | 3.78 | 3.57 | 3.38 | 3.28 | 3.22 | 223.5 | 220 | 214.4 | 210.2 | 206.6 | 203.3 | 200 | 196.5 | 193.5 | 187.4 | 192.1 | 3.84 | 0.43 | 2.99 | 3.11 | 11.2% | 202.805 | 3.6688 | 0.5282 | 3.7492 | 0.97856 | 3.7577 | 76.44 | 69.16
2012-07-06 05:00 | 4.31 | 4.25 | 4.11 | 3.93 | 3.76 | 3.57 | 3.38 | 3.2 | 3 | 2.82 | 219.2 | 216.7 | 211.1 | 206.8 | 203.8 | 200.7 | 198 | 195.4 | 192.5 | 188.5 | 190.1 | 3.64 | 0.58 | 2.92 | 2.71 | 15.93% | 200.295 | 3.554 | 0.50539 | 3.5421 | 1.0034 | 3.6522 | 58.24 | 59.15
2012-07-06 05:10 | 3.64 | 3.53 | 3.26 | 2.99 | 2.78 | 2.67 | 2.63 | 2.64 | 2.7 | 2.79 | 212.3 | 208.7 | 202.7 | 197.5 | 193.2 | 190 | 188.4 | 186.8 | 183.8 | 182.2 | 182.6 | 2.91 | 0.4 | 2.62 | 2.77 | 13.75% | 189.76 | 2.8163 | 0.13949 | 2.6642 | 1.0571 | 3.0761 | 0 | 7.28
2012-07-06 05:20 | 3.45 | 3.37 | 3.27 | 3.22 | 3.09 | 2.79 | 2.52 | 2.38 | 2.35 | 2.33 | 232.1 | 230.1 | 224.5 | 217.4 | 211.1 | 204.6 | 196.4 | 188 | 182.2 | 178.9 | 188.8 | 2.81 | 0.35 | 2.28 | 2.34 | 12.46% | 203.37 | 2.7371 | 0.94057 | 2.7496 | 0.99544 | 2.7972 | 0 | 0
2012-07-06 05:30 | 3.87 | 3.84 | 3.74 | 3.7 | 3.75 | 3.76 | 3.59 | 3.38 | 3.15 | 2.86 | 228 | 226.7 | 222.4 | 217.3 | 211.4 | 204.9 | 199 | 193.3 | 187.1 | 178.9 | 192.8 | 3.73 | 0.55 | 2.92 | 2.77 | 14.75% | 204.015 | 3.4885 | 0.42755 | 3.7352 | 0.93397 | 3.4837 | 66.43 | 43.68
2012-07-06 05:40 | 4.19 | 4.21 | 4.29 | 4.3 | 4.25 | 4.14 | 3.95 | 3.75 | 3.58 | 3.35 | 224.7 | 222 | 216.8 | 212.2 | 208.6 | 205.4 | 202 | 197.2 | 192.1 | 184.8 | 193.4 | 4.05 | 0.36 | 3.16 | 3.3 | 8.889% | 204.89 | 3.9764 | 0.43414 | 4.1122 | 0.96698 | 3.9163 | 96.45 | 83.72
2012-07-06 05:50 | 4.06 | 4.11 | 4.27 | 4.44 | 4.5 | 4.48 | 4.35 | 4.09 | 3.77 | 3.44 | 224.2 | 222.5 | 218.2 | 213.3 | 210.5 | 208.5 | 206.8 | 204.4 | 201.6 | 196.5 | 196.9 | 4.33 | 0.41 | 3.37 | 2.99 | 9.469% | 208.245 | 4.2229 | 0.27212 | 4.4611 | 0.94659 | 4.0987 | 126.97 | 101.9
2012-07-06 06:00 | 4.63 | 4.76 | 4.96 | 4.97 | 4.91 | 4.71 | 4.47 | 4.2 | 3.93 | 3.48 | 217.8 | 215.9 | 213.8 | 213.1 | 212.7 | 211.2 | 208.8 | 206.9 | 205.2 | 203 | 201 | 4.62 | 0.59 | 3.71 | 2.65 | 12.77% | 210.84 | 4.5648 | 0.4833 | 4.6748 | 0.97647 | 4.5113 | 158.58 | 146.59
2012-07-06 06:10 | 4.65 | 4.61 | 4.49 | 4.33 | 4.08 | 3.8 | 3.58 | 3.41 | 3.21 | 2.99 | 214.6 | 214.7 | 214.9 | 214.3 | 213.7 | 214 | 214.5 | 214.1 | 213.4 | 212.6 | 204.3 | 3.96 | 0.6 | 3.29 | 2.67 | 15.15% | 214.075 | 3.8711 | 0.55112 | 3.7677 | 1.0274 | 4.0687 | 87.36 | 98.63
2012-07-06 06:30 | 2.14 | 2.08 | 1.97 | 1.86 | 1.72 | 1.59 | 1.5 | 1.4 | 1.31 | 1.17 | 200.6 | 201.1 | 200.1 | 200 | 199.8 | 201.3 | 204.8 | 210.4 | 219.5 | 236.5 | 198.1 | 1.73 | 0.6 | 1.44 | 1.11 | 34.68% | 201.825 | 1.6337 | 0.53846 | 1.5768 | 1.0361 | 1.7924 | 0 | 0
2012-07-06 06:40 | 2.76 | 2.76 | 2.78 | 2.79 | 2.8 | 2.77 | 2.75 | 2.74 | 2.71 | 2.66 | 188.7 | 189.3 | 190.6 | 191.5 | 191.9 | 191.8 | 192.1 | 193.1 | 194.3 | 195.5 | 185.7 | 2.91 | 0.29 | 2.49 | 2.32 | 9.966% | 191.845 | 2.7565 | 0.066964 | 2.7671 | 0.99615 | 2.8988 | 0 | 0
2012-07-06 06:50 | 1.85 | 1.82 | 1.83 | 1.85 | 1.9 | 2 | 2.03 | 1.98 | 1.92 | 1.89 | 172.9 | 174 | 178.4 | 180.4 | 183.1 | 185.3 | 188.4 | 190.9 | 193.2 | 197.1 | 179.3 | 2.02 | 0.33 | 1.77 | 1.69 | 16.34% | 185.765 | 1.9206 | -0.13759 | 2.0043 | 0.95825 | 1.9357 | 0 | 0
2012-07-06 07:00 | 2.01 | 2.01 | 1.99 | 1.94 | 1.92 | 1.93 | 1.96 | 1.97 | 2.01 | 2.01 | 167.1 | 169.2 | 172.5 | 177.2 | 181.5 | 186.6 | 193.4 | 199.8 | 205.1 | 210.3 | 178.4 | 1.93 | 0.43 | 1.83 | 1.68 | 22.28% | 187.62 | 1.9192 | -0.14254 | 1.9343 | 0.99221 | 1.915 | 0 | 0
2012-07-06 07:10 | 1.91 | 1.8 | 1.66 | 1.55 | 1.53 | 1.51 | 1.51 | 1.52 | 1.53 | 1.38 | 157.4 | 158.3 | 161.1 | 166.6 | 172.1 | 177.7 | 183.7 | 188.1 | 190.4 | 195.1 | 177 | 1.66 | 0.59 | 1.54 | 1.33 | 35.54% | 178.6 | 1.517 | 0 | 1.51 | 1.0046 | 1.6677 | 0 | 0
2012-07-06 07:20 | 2.18 | 2.13 | 2.03 | 1.97 | 1.96 | 1.92 | 1.91 | 1.85 | 1.83 | 1.85 | 154.2 | 153.5 | 152.9 | 153.5 | 156 | 157.9 | 161.9 | 167.3 | 172.1 | 178.9 | 158 | 1.84 | 0.47 | 1.84 | 1.83 | 25.54% | 158.5 | 1.9129 | 0.048256 | 1.9186 | 0.99703 | 1.8345 | 0 | 0
2012-07-06 07:30 | 2.31 | 2.3 | 2.27 | 2.17 | 2.07 | 2.05 | 2.12 | 2.19 | 2.21 | 2.2 | 170.2 | 170 | 168.7 | 169 | 170.2 | 171.2 | 173.7 | 176.2 | 178.3 | 179.6 | 167.8 | 2.31 | 0.48 | 2.16 | 2.04 | 20.78% | 171.575 | 2.1557 | -0.31028 | 2.0599 | 1.0465 | 2.4174 | 0 | 0
2012-07-06 07:40 | 2.19 | 2.15 | 2.15 | 2.23 | 2.24 | 2.25 | 2.28 | 2.31 | 2.31 | 2.24 | 192.1 | 191.8 | 193.8 | 194.7 | 195.4 | 197 | 198.7 | 200.1 | 202.4 | 206.8 | 190.1 | 2.22 | 0.59 | 2 | 2.02 | 26.58% | 197.255 | 2.2472 | -0.1224 | 2.2543 | 0.99685 | 2.213 | 0 | 0
2012-07-06 07:50 | 2.61 | 2.63 | 2.65 | 2.72 | 2.76 | 2.78 | 2.77 | 2.76 | 2.74 | 2.72 | 184.9 | 186.3 | 189.1 | 191 | 192.2 | 194.7 | 196.8 | 197.8 | 197.8 | 200.9 | 188.8 | 2.75 | 0.56 | 2.32 | 2.41 | 20.36% | 195.015 | 2.7323 | 0.033301 | 2.7786 | 0.98334 | 2.7042 | 0 | 0
2012-07-06 08:00 | 3.37 | 3.37 | 3.34 | 3.32 | 3.27 | 3.17 | 3.07 | 3.05 | 3.04 | 2.99 | 196.4 | 196.7 | 197.3 | 198.7 | 200.4 | 202.5 | 204.3 | 206.1 | 208.1 | 210.8 | 192.7 | 2.83 | 0.43 | 2.44 | 2.72 | 15.19% | 202.77 | 3.1703 | 0.29621 | 3.1555 | 1.0047 | 2.8433 | 0 | 0
2012-07-06 08:10 | 3.2 | 3.18 | 3.03 | 2.91 | 2.82 | 2.75 | 2.69 | 2.63 | 2.56 | 2.54 | 195.3 | 196.7 | 198.1 | 199.3 | 201.5 | 204.3 | 207.9 | 211.3 | 215.2 | 219.6 | 200.4 | 2.98 | 0.64 | 2.56 | 2.42 | 21.48% | 204.84 | 2.7616 | 0.20385 | 2.7413 | 1.0074 | 3.002 | 0 | 0
2012-07-06 08:20 | 3.39 | 3.32 | 3.21 | 3.12 | 3.1 | 3.1 | 3.15 | 3.27 | 3.38 | 3.34 | 201.6 | 202.1 | 203.3 | 205.4 | 208.3 | 210.7 | 212.9 | 214.9 | 216.4 | 217.2 | 200.1 | 3.22 | 0.63 | 2.87 | 3.11 | 19.57% | 211.03 | 3.1937 | -0.14786 | 3.1071 | 1.0279 | 3.3097 | 20.02 | 28.21
2012-07-06 08:40 | 3.47 | 3.4 | 3.29 | 3.2 | 3.1 | 2.96 | 2.82 | 2.68 | 2.57 | 2.43 | 193.2 | 192.5 | 192.3 | 192.2 | 192 | 190.4 | 190.5 | 191.6 | 191.9 | 194 | 185.5 | 2.8 | 0.51 | 2.43 | 2.24 | 18.21% | 190.415 | 2.9535 | 0.44775 | 2.9395 | 1.0047 | 2.8133 | 0 | 0
2012-07-06 08:50 | 3.88 | 3.86 | 3.82 | 3.78 | 3.77 | 3.71 | 3.61 | 3.54 | 3.48 | 3.31 | 184.5 | 185.1 | 186 | 187.4 | 188.3 | 189.4 | 190.4 | 191.2 | 192.8 | 194 | 181 | 3.5 | 0.56 | 3.02 | 2.99 | 16% | 189.55 | 3.6608 | 0.2525 | 3.6955 | 0.99061 | 3.4671 | 45.5 | 42.77
2012-07-06 09:00 | 3.14 | 3.08 | 3.08 | 3.09 | 3.13 | 3.2 | 3.28 | 3.28 | 3.23 | 3.09 | 186.3 | 186.2 | 186.9 | 189 | 191.2 | 193.7 | 196 | 197 | 196.6 | 196.5 | 175.6 | 3.1 | 0.7 | 2.88 | 2.62 | 22.58% | 194.045 | 3.1737 | -0.22818 | 3.2113 | 0.98829 | 3.0637 | 9.1 | 5.46
2012-07-06 09:10 | 3.37 | 3.31 | 3.26 | 3.26 | 3.34 | 3.45 | 3.51 | 3.48 | 3.46 | 3.53 | 195.7 | 195.1 | 192.7 | 190.8 | 189.3 | 187.8 | 185.4 | 183.5 | 183.2 | 183.5 | 181.5 | 3.33 | 0.7 | 3 | 3.31 | 21.02% | 187.44 | 3.3995 | -0.15933 | 3.4585 | 0.98293 | 3.2732 | 30.03 | 24.57
2012-07-06 09:20 | 3.84 | 3.83 | 3.84 | 3.85 | 3.88 | 3.89 | 3.9 | 3.89 | 3.86 | 3.76 | 184.7 | 185.2 | 186.1 | 186.1 | 187.1 | 188.2 | 188.6 | 188.3 | 187.8 | 185.9 | 180.9 | 3.99 | 0.73 | 3.6 | 3.47 | 18.3% | 188.26 | 3.8656 | -0.023725 | 3.8914 | 0.99336 | 3.9635 | 90.09 | 87.36
2012-07-06 09:30 | 4.27 | 4.24 | 4.14 | 4.1 | 4.13 | 4.17 | 4.23 | 4.24 | 4.14 | 3.9 | 194.1 | 193.7 | 193.6 | 193 | 192.2 | 191.5 | 191.7 | 191.8 | 191.6 | 191.6 | 182.4 | 4.23 | 0.91 | 3.81 | 3.65 | 21.51% | 191.53 | 4.1563 | -0.13202 | 4.1785 | 0.99469 | 4.2075 | 116.07 | 113.89
2012-07-06 09:40 | 4.57 | 4.54 | 4.52 | 4.46 | 4.39 | 4.42 | 4.42 | 4.34 | 4.35 | 4.43 | 183.8 | 183.5 | 183.5 | 183.9 | 183.7 | 183.8 | 183.9 | 184.2 | 184.3 | 184 | 166.3 | 4.16 | 0.94 | 3.96 | 4.01 | 22.6% | 183.815 | 4.4184 | 0 | 4.42 | 0.99964 | 4.1585 | 108.44 | 108.44
2012-07-06 09:50 | 3.82 | 3.82 | 3.89 | 3.95 | 3.95 | 3.93 | 3.86 | 3.76 | 3.67 | 3.58 | 197.6 | 197.8 | 197.9 | 198.6 | 198.7 | 199.1 | 199.1 | 200 | 200.3 | 200.3 | 188.2 | 3.58 | 1.04 | 3.08 | 2.95 | 29.05% | 199.1 | 3.845 | 0.16608 | 3.9199 | 0.98088 | 3.5116 | 52.78 | 46.41
2012-07-06 10:00 | 3.77 | 3.66 | 3.58 | 3.58 | 3.57 | 3.49 | 3.48 | 3.54 | 3.54 | 3.29 | 206.5 | 206.3 | 207.1 | 206.2 | 205.5 | 205.2 | 204.4 | 203.7 | 205.6 | 208.1 | 198.2 | 3.94 | 0.64 | 3.43 | 3.19 | 16.24% | 205.08 | 3.5311 | 0.026516 | 3.4886 | 1.0122 | 3.988 | 85.54 | 90.09
2012-07-06 10:10 | 3.14 | 3.06 | 3.08 | 3.12 | 3.1 | 3 | 2.96 | 2.97 | 2.97 | 2.79 | 197 | 197.2 | 198 | 199.1 | 199.9 | 200.7 | 201.4 | 201.1 | 198.3 | 195.5 | 199.6 | 3.09 | 0.79 | 2.87 | 2.58 | 25.57% | 200.805 | 3.0154 | 0.12404 | 2.9942 | 1.0071 | 3.1119 | 8.19 | 10.01
2012-07-06 10:30 | 4.06 | 3.95 | 3.83 | 3.74 | 3.57 | 3.45 | 3.42 | 3.38 | 3.26 | 2.96 | 192.3 | 193.6 | 194.9 | 195.2 | 196.5 | 197.2 | 198.6 | 200.8 | 203.1 | 203.7 | 190.6 | 3.83 | 0.69 | 3.35 | 2.76 | 18.02% | 197.41 | 3.5114 | 0.080708 | 3.4457 | 1.0191 | 3.9031 | 75.53 | 81.9
2012-07-06 10:40 | 4.42 | 4.4 | 4.22 | 4.05 | 3.94 | 3.88 | 3.89 | 3.88 | 3.86 | 3.76 | 180.7 | 179.9 | 179.4 | 178.4 | 177.9 | 179.2 | 180.3 | 180.9 | 180.9 | 180.4 | 167.4 | 3.71 | 0.77 | 3.57 | 3.48 | 20.75% | 179.365 | 3.9659 | -0.023786 | 3.8814 | 1.0218 | 3.7907 | 64.61 | 71.89
2012-07-06 10:50 | 3.91 | 3.84 | 3.65 | 3.53 | 3.46 | 3.42 | 3.35 | 3.34 | 3.34 | 3.24 | 164.1 | 163.6 | 162.7 | 160.9 | 159.8 | 157.9 | 157.2 | 156.7 | 157 | 155.9 | 153.3 | 3.17 | 0.6 | 3.24 | 3.16 | 18.93% | 157.795 | 3.4441 | 0.19111 | 3.4099 | 1.01 | 3.2018 | 15.47 | 18.2
2012-07-06 12:10 | 5.2 | 5.19 | 5.13 | 5.06 | 4.97 | 4.91 | 4.91 | 4.9 | 4.81 | 4.56 | 148.9 | 148.9 | 150.1 | 149.7 | 150.2 | 151.3 | 152.4 | 151.8 | 151.1 | 152.3 | 148.1 | 5 | 1.24 | 5.06 | 4.62 | 24.8% | 151.465 | 4.9423 | 0 | 4.91 | 1.0066 | 5.0329 | 200 | 204.86
2012-07-06 12:20 | 6.24 | 6.19 | 6.14 | 6.08 | 6.03 | 5.93 | 5.79 | 5.64 | 5.57 | 5.56 | 195.3 | 194.4 | 194.2 | 194.2 | 193.6 | 193 | 192.7 | 192.1 | 191.1 | 190.4 | 183.6 | 5.86 | 0.77 | 5.11 | 4.9 | 13.14% | 192.955 | 5.8791 | 0.22078 | 5.9097 | 0.99482 | 5.8297 | 339.32 | 334.46
2012-07-06 12:30 | 4.5 | 4.57 | 4.73 | 4.71 | 4.61 | 4.58 | 4.61 | 4.6 | 4.57 | 4.49 | 189.8 | 188.5 | 187.5 | 187.8 | 187.3 | 185.8 | 184.5 | 182.6 | 181.8 | 182.5 | 168.6 | 4.44 | 0.97 | 4.25 | 4.29 | 21.85% | 185.605 | 4.6125 | -0.060333 | 4.5843 | 1.0062 | 4.4673 | 138.96 | 142.23
2012-07-06 12:40 | 3.93 | 3.88 | 3.78 | 3.61 | 3.54 | 3.65 | 3.7 | 3.71 | 3.75 | 3.67 | 166.5 | 167.2 | 166.7 | 166.2 | 167.2 | 169.7 | 169.6 | 169.3 | 169.6 | 171.2 | 157.6 | 3.93 | 1.4 | 3.82 | 3.63 | 35.62% | 169.685 | 3.6828 | -0.12573 | 3.6571 | 1.007 | 3.9576 | 84.63 | 87.36
2012-07-06 12:50 | 5.46 | 5.39 | 5.32 | 5.26 | 5.18 | 5.01 | 4.88 | 4.84 | 4.84 | 4.88 | 148.8 | 148.2 | 148.6 | 149.5 | 149.2 | 147.8 | 146.9 | 147.2 | 147.2 | 145.9 | 141.4 | 5.07 | 1.04 | 5.03 | 4.77 | 20.51% | 147.665 | 5.051 | 0.24295 | 4.9912 | 1.012 | 5.1308 | 211.34 | 221.06
2012-07-06 13:00 | 4.55 | 4.49 | 4.44 | 4.33 | 4.21 | 4.23 | 4.28 | 4.26 | 4.17 | 3.99 | 169.8 | 168.9 | 166.8 | 166.2 | 164.5 | 164.2 | 163.9 | 163.6 | 163.4 | 164.8 | 160.3 | 4.34 | 0.94 | 4.23 | 3.79 | 21.66% | 164.155 | 4.2645 | -0.10859 | 4.2371 | 1.0065 | 4.3681 | 128.06 | 131.33
2012-07-06 13:10 | 4.21 | 4.13 | 4.02 | 4 | 3.97 | 3.92 | 3.93 | 3.86 | 3.84 | 3.75 | 180.8 | 180.7 | 183.1 | 184.1 | 184.3 | 183.6 | 183.5 | 184 | 183.4 | 183.2 | 175.8 | 4 | 0.41 | 3.83 | 3.31 | 10.25% | 183.585 | 3.9325 | -0.023544 | 3.9214 | 1.0028 | 4.0113 | 91 | 92.09
2012-07-06 13:20 | 4.15 | 4.15 | 4.15 | 4.11 | 4.07 | 3.95 | 3.87 | 3.8 | 3.74 | 3.75 | 165.7 | 166.1 | 165.8 | 164 | 161.8 | 160.7 | 160.3 | 159.5 | 158.5 | 157.5 | 150.7 | 3.7 | 0.66 | 3.68 | 3.58 | 17.84% | 160.64 | 3.9486 | 0.18908 | 3.9384 | 1.0026 | 3.7096 | 63.7 | 64.61
2012-07-06 13:30 | 3.32 | 3.3 | 3.3 | 3.16 | 2.99 | 2.88 | 2.8 | 2.74 | 2.67 | 2.54 | 156.2 | 156.4 | 155.2 | 154.1 | 153.7 | 153.2 | 151.5 | 150 | 150.7 | 151 | 143.4 | 2.99 | 0.63 | 2.91 | 2.52 | 21.07% | 152.945 | 2.9335 | 0.26033 | 2.8684 | 1.0227 | 3.0579 | 0 | 5.46
2012-07-06 13:40 | 3.62 | 3.48 | 3.37 | 3.3 | 3.16 | 3.02 | 2.88 | 2.8 | 2.76 | 2.74 | 181 | 180.4 | 178.3 | 177.2 | 176.1 | 175.6 | 174.2 | 172.2 | 168.9 | 167.8 | 167 | 3.2 | 0.43 | 2.96 | 2.77 | 13.44% | 175.39 | 3.0481 | 0.43864 | 2.9995 | 1.0162 | 3.2518 | 18.2 | 22.75
2012-07-06 13:50 | 3.85 | 3.76 | 3.61 | 3.48 | 3.42 | 3.33 | 3.28 | 3.19 | 3.07 | 2.91 | 191.5 | 191.3 | 192.3 | 193.1 | 194.5 | 194.6 | 194.5 | 195.2 | 194.8 | 194.9 | 186.7 | 3.33 | 0.74 | 3 | 2.74 | 22.22% | 194.585 | 3.3401 | 0.13981 | 3.3228 | 1.0052 | 3.3474 | 30.03 | 31.85
2012-07-06 14:00 | 3.45 | 3.4 | 3.49 | 3.44 | 3.41 | 3.32 | 3.28 | 3.27 | 3.27 | 3.27 | 205.2 | 206.3 | 207.3 | 209 | 211.4 | 213.7 | 215.2 | 216.8 | 218.3 | 219.6 | 204.9 | 3.32 | 0.68 | 2.84 | 2.66 | 20.48% | 213.925 | 3.34 | 0.11201 | 3.3142 | 1.0078 | 3.3459 | 29.12 | 31.85
2012-07-06 14:10 | 3.85 | 3.74 | 3.77 | 3.78 | 3.7 | 3.56 | 3.43 | 3.3 | 3.21 | 3.1 | 201.9 | 202.2 | 202 | 202.5 | 203.5 | 203.9 | 204.5 | 204.4 | 202.8 | 200.8 | 187.3 | 3.21 | 0.93 | 2.74 | 2.38 | 28.97% | 203.99 | 3.5281 | 0.34377 | 3.5411 | 0.99633 | 3.1982 | 19.11 | 18.2
2012-07-06 14:20 | 3.55 | 3.5 | 3.39 | 3.31 | 3.23 | 3.06 | 3 | 2.94 | 2.9 | 2.93 | 193.6 | 193 | 193.5 | 193.2 | 191.9 | 191.7 | 191.3 | 191.6 | 191.8 | 192.5 | 180.2 | 3.22 | 0.5 | 2.8 | 2.31 | 15.53% | 191.64 | 3.1277 | 0.183 | 3.0513 | 1.025 | 3.3006 | 20.02 | 27.3
2012-07-06 14:30 | 2.99 | 2.9 | 2.8 | 2.74 | 2.71 | 2.61 | 2.49 | 2.44 | 2.47 | 2.46 | 161.4 | 161.2 | 162.3 | 162.4 | 162.8 | 163.3 | 163.8 | 165 | 165.4 | 164.6 | 142 | 2.91 | 0.78 | 2.82 | 2.24 | 26.8% | 163.375 | 2.6153 | 0.43495 | 2.5925 | 1.0088 | 2.9356 | 0 | 0
2012-07-06 14:40 | 2.87 | 2.75 | 2.52 | 2.44 | 2.34 | 2.31 | 2.32 | 2.38 | 2.46 | 2.57 | 246.5 | 258.5 | 279.6 | 278.7 | 283 | 291.6 | 295.9 | 300 | 301 | 298.9 | 345.8 | 2.66 | 0.81 | 2.67 | 2.3 | 30.45% | 292.245 | 2.369 | -0.039918 | 2.3114 | 1.0249 | 2.7262 | 0 | 0
2012-07-06 15:00 | 3.78 | 3.66 | 3.58 | 3.51 | 3.43 | 3.34 | 3.26 | 3.16 | 3.07 | 3.01 | 215.1 | 215.6 | 215.9 | 218.6 | 218.3 | 218.2 | 219.5 | 220.5 | 221.5 | 222 | 204 | 3.33 | 0.82 | 2.96 | 2.75 | 24.62% | 218.395 | 3.3347 | 0.22403 | 3.3284 | 1.0019 | 3.3363 | 30.03 | 30.94
2012-07-06 15:10 | 4.77 | 4.64 | 4.49 | 4.32 | 4.23 | 4.16 | 4.08 | 3.94 | 3.81 | 3.62 | 189.6 | 190.2 | 191.1 | 191.7 | 191.4 | 191.5 | 192.3 | 193.2 | 193.6 | 191.8 | 181.8 | 4.08 | 1.03 | 3.61 | 3.38 | 25.25% | 191.62 | 4.1467 | 0.17944 | 4.1484 | 0.99957 | 4.0783 | 99.72 | 99.72
2012-07-06 15:20 | 5.08 | 4.87 | 4.84 | 4.7 | 4.66 | 4.6 | 4.59 | 4.62 | 4.65 | 4.67 | 186.2 | 186.3 | 185.7 | 185.1 | 185 | 185.7 | 185.8 | 185.6 | 185 | 183.4 | 174.6 | 4.65 | 0.71 | 4.51 | 4.25 | 15.27% | 185.715 | 4.6701 | 0.020111 | 4.5986 | 1.0156 | 4.7223 | 161.85 | 169.48
2012-07-06 15:30 | 2.64 | 2.54 | 2.36 | 2.23 | 2.12 | 2.07 | 1.94 | 1.9 | 1.95 | 1.98 | 202.6 | 204.7 | 206.1 | 206.1 | 204.8 | 203 | 202.1 | 201.3 | 200.4 | 196.5 | 188.4 | 2.02 | 0.69 | 1.85 | 1.51 | 34.16% | 202.865 | 2.1007 | 0.59938 | 2.0509 | 1.0243 | 2.0691 | 0 | 0
2012-07-06 16:00 | 4.68 | 4.54 | 4.42 | 4.34 | 4.29 | 4.28 | 4.23 | 4.12 | 3.98 | 3.85 | 214.1 | 212 | 209.1 | 208.3 | 207.4 | 206.7 | 206.4 | 206.1 | 206.1 | 206.5 | 203.6 | 4.29 | 0.91 | 4.01 | 3.67 | 21.21% | 206.655 | 4.2307 | 0.10859 | 4.2728 | 0.99014 | 4.2477 | 122.61 | 118.25
2012-07-06 16:20 | 4.92 | 4.81 | 4.58 | 4.45 | 4.28 | 4.08 | 4.03 | 4.02 | 3.93 | 3.86 | 195.8 | 196.4 | 196.4 | 196.1 | 196 | 196.3 | 196 | 197.3 | 197.6 | 197.7 | 190.5 | 4.55 | 0.87 | 4.11 | 3.86 | 19.12% | 196.255 | 4.2082 | 0.11395 | 4.0728 | 1.0332 | 4.7012 | 150.95 | 167.3
2012-07-06 16:30 | 4.68 | 4.57 | 4.55 | 4.49 | 4.39 | 4.34 | 4.22 | 4.16 | 4.09 | 4.13 | 204.4 | 203.4 | 203 | 202.1 | 201.8 | 200.7 | 199.9 | 199.7 | 200.3 | 197.9 | 185.4 | 4.04 | 0.58 | 3.47 | 3.31 | 14.36% | 200.58 | 4.3185 | 0.25911 | 4.3226 | 0.99906 | 4.0362 | 95.36 | 95.36
2012-07-06 16:40 | 4.99 | 4.92 | 4.83 | 4.85 | 4.87 | 4.82 | 4.77 | 4.73 | 4.77 | 4.69 | 191.4 | 191.8 | 191.2 | 191.2 | 189.6 | 188.2 | 188.1 | 187.9 | 187.3 | 185.6 | 177.2 | 4.95 | 1.07 | 4.61 | 4.31 | 21.62% | 188.185 | 4.8026 | 0.096361 | 4.8128 | 0.99789 | 4.9395 | 194.55 | 193.46
2012-07-06 16:50 | 4.82 | 4.77 | 4.71 | 4.63 | 4.61 | 4.64 | 4.69 | 4.7 | 4.64 | 4.58 | 183.5 | 182.6 | 181.9 | 182.6 | 182.7 | 183.6 | 183.6 | 183.4 | 184 | 184.4 | 176.1 | 4.73 | 0.69 | 4.53 | 4.42 | 14.59% | 183.6 | 4.6594 | -0.099047 | 4.6471 | 1.0026 | 4.7425 | 170.57 | 171.66
2012-07-06 17:00 | 3.99 | 3.97 | 3.96 | 3.89 | 3.8 | 3.67 | 3.56 | 3.53 | 3.52 | 3.39 | 336.1 | 336.6 | 337.1 | 339.6 | 342 | 342.8 | 343.8 | 344.5 | 343 | 340.2 | 317.1 | 3.59 | 0.93 | 3.41 | 2.84 | 25.91% | 342.95 | 3.6945 | 0.28121 | 3.654 | 1.0111 | 3.6297 | 53.69 | 57.33
2012-07-06 17:10 | 4.15 | 4.16 | 4.16 | 4.14 | 4.15 | 4.21 | 4.21 | 4.19 | 4.17 | 4.15 | 345.9 | 345.5 | 346.3 | 347.1 | 347.7 | 347.7 | 347 | 346.4 | 346.5 | 346 | 336.2 | 3.94 | 0.92 | 3.9 | 3.64 | 23.35% | 347.595 | 4.1744 | 0 | 4.21 | 0.99154 | 3.9067 | 85.54 | 82.81
2012-07-06 17:20 | 5.35 | 5.34 | 5.33 | 5.35 | 5.35 | 5.35 | 5.35 | 5.33 | 5.26 | 5.08 | 332.5 | 332.8 | 333.9 | 334.8 | 335 | 335.2 | 335.5 | 335.5 | 335.2 | 335.5 | 325.7 | 5.58 | 0.57 | 5.49 | 5.04 | 10.22% | 335.245 | 5.3194 | 0 | 5.35 | 0.99428 | 5.5481 | 293.96 | 289.1
2012-07-06 17:30 | 6.47 | 6.48 | 6.52 | 6.52 | 6.47 | 6.47 | 6.52 | 6.59 | 6.6 | 6.46 | 340.4 | 340.3 | 340 | 340 | 339.9 | 339.6 | 339 | 338.5 | 338.3 | 338.4 | 329.6 | 6.64 | 0.6 | 6.53 | 6.22 | 9.036% | 339.51 | 6.5204 | -0.07114 | 6.4771 | 1.0067 | 6.6844 | 506.64 | 515.68
2012-07-06 17:40 | 6.81 | 6.79 | 6.77 | 6.63 | 6.6 | 6.62 | 6.66 | 6.67 | 6.61 | 6.37 | 341.7 | 341.7 | 341.7 | 341.4 | 341.7 | 342 | 342.3 | 342.5 | 342.5 | 342.7 | 331.3 | 6.65 | 0.63 | 6.58 | 6.1 | 9.474% | 342.045 | 6.6402 | -0.055669 | 6.6257 | 1.0022 | 6.6646 | 508.9 | 511.16
2012-07-06 17:50 | 5.96 | 5.88 | 5.73 | 5.62 | 5.52 | 5.47 | 5.35 | 5.24 | 5.17 | 5.03 | 349.2 | 349 | 348.9 | 349.2 | 349.6 | 349.8 | 349.9 | 349.9 | 349 | 347.5 | 337.6 | 5.5 | 0.55 | 5.35 | 4.58 | 10% | 349.815 | 5.4409 | 0.20498 | 5.4526 | 0.99784 | 5.4881 | 281 | 279.38
2012-07-06 18:00 | 6.04 | 5.96 | 5.83 | 5.73 | 5.61 | 5.5 | 5.39 | 5.28 | 5.15 | 4.83 | 353.1 | 353.2 | 353.1 | 353.2 | 353.6 | 354.2 | 354.9 | 355.8 | 356.4 | 356.3 | 344.9 | 5.56 | 0.42 | 5.37 | 4.67 | 7.554% | 354.305 | 5.4868 | 0.18669 | 5.4841 | 1.0005 | 5.5627 | 290.72 | 290.72
2012-07-06 18:10 | 5.63 | 5.56 | 5.46 | 5.36 | 5.27 | 5.17 | 5.03 | 4.85 | 4.66 | 4.33 | 7.8 | 7.9 | 7.9 | 8 | 7.9 | 7.3 | 6.7 | 6.3 | 6.3 | 6.6 | 357.5 | 5.07 | 0.76 | 4.86 | 4 | 14.99% | 7.21 | 5.1028 | 0.25369 | 5.1497 | 0.99089 | 5.0238 | 211.34 | 203.24
2012-07-06 18:20 | 5.3 | 5.26 | 5.28 | 5.27 | 5.22 | 5.14 | 5.08 | 5.05 | 4.97 | 4.78 | 6.4 | 6.4 | 5.6 | 5.5 | 5.9 | 6 | 5.7 | 5.4 | 4.9 | 4.2 | 355.9 | 5.4 | 0.49 | 5.24 | 4.54 | 9.074% | 5.955 | 5.1289 | 0.10851 | 5.1314 | 0.99953 | 5.3975 | 264.8 | 264.8
2012-07-06 18:30 | 5.19 | 5.14 | 5.13 | 5.12 | 5.14 | 5.14 | 5.15 | 5.12 | 5.1 | 4.99 | 8.8 | 9.3 | 9.7 | 10.2 | 11 | 12.1 | 12.9 | 13.7 | 14 | 13.8 | 359.7 | 5.23 | 0.45 | 5.18 | 4.78 | 8.604% | 12.22 | 5.1204 | -0.017961 | 5.1414 | 0.99592 | 5.2087 | 237.26 | 234.02
2012-07-06 18:40 | 5.44 | 5.41 | 5.37 | 5.32 | 5.23 | 5.17 | 5.09 | 4.99 | 4.88 | 4.38 | 19.7 | 19.9 | 19.8 | 19.5 | 19.5 | 19.6 | 19.6 | 19.3 | 19.2 | 18.2 | 8 | 5.2 | 0.32 | 5.04 | 4.07 | 6.154% | 19.6 | 5.1254 | 0.14411 | 5.1585 | 0.99359 | 5.1667 | 232.4 | 227.54
2012-07-06 18:50 | 5.69 | 5.69 | 5.77 | 5.79 | 5.8 | 5.76 | 5.72 | 5.65 | 5.52 | 5.11 | 25.7 | 26.1 | 26.9 | 27.4 | 27.5 | 27.7 | 27.8 | 28.5 | 29 | 29.9 | 16.1 | 5.91 | 0.37 | 5.8 | 4.72 | 6.261% | 27.715 | 5.6857 | 0.064397 | 5.7543 | 0.98808 | 5.8395 | 347.42 | 336.08
2012-07-06 19:00 | 5.81 | 5.81 | 5.83 | 5.88 | 5.86 | 5.76 | 5.58 | 5.39 | 5.19 | 4.72 | 18.9 | 19.2 | 19.2 | 19.4 | 19.5 | 19.4 | 19.5 | 19.6 | 20.3 | 21.4 | 8.2 | 5.98 | 0.38 | 5.75 | 4.31 | 6.355% | 19.415 | 5.6133 | 0.29339 | 5.7339 | 0.97898 | 5.8543 | 358.76 | 337.7
2012-07-06 19:10 | 5.73 | 5.64 | 5.64 | 5.71 | 5.62 | 5.41 | 5.07 | 4.82 | 4.61 | 4.2 | 22.5 | 22.7 | 22.6 | 21.7 | 21.7 | 20.4 | 20.1 | 20.8 | 21 | 20.8 | 11 | 5.37 | 0.43 | 5.1 | 3.6 | 8.007% | 20.355 | 5.2567 | 0.59982 | 5.3599 | 0.98074 | 5.2666 | 259.94 | 243.74
2012-07-06 19:50 | 6.16 | 6.11 | 5.98 | 5.87 | 5.78 | 5.66 | 5.5 | 5.31 | 5.06 | 4.56 | 32.1 | 32.7 | 33.4 | 34.9 | 37.2 | 39.7 | 42.5 | 44.8 | 47.1 | 51.6 | 32.47 | 5.61 | 0.29 | 5.34 | 4.02 | 5.169% | 40.12 | 5.5564 | 0.26499 | 5.6368 | 0.98573 | 5.53 | 298.82 | 285.86
2012-07-06 20:00 | 5.56 | 5.51 | 5.38 | 5.28 | 5.33 | 5.46 | 5.48 | 5.39 | 5.18 | 4.72 | 38 | 37.9 | 38.5 | 39 | 39.5 | 39.9 | 40.9 | 42.7 | 45.7 | 50.5 | 31.76 | 5.36 | 0.26 | 5.32 | 3.94 | 4.851% | 40.05 | 5.3308 | -0.033788 | 5.4629 | 0.97582 | 5.2304 | 258.32 | 237.26
2012-07-06 20:10 | 4.71 | 4.69 | 4.67 | 4.47 | 4.2 | 3.98 | 3.77 | 3.6 | 3.45 | 3.18 | 6.3 | 5.6 | 5 | 4.2 | 3.6 | 3.6 | 3.3 | 2.9 | 1.8 | 0.6 | 350.6 | 4.17 | 0.64 | 3.95 | 2.79 | 15.35% | 3.555 | 4.0344 | 0.50092 | 3.9492 | 1.0216 | 4.2599 | 109.53 | 119.34
2012-07-06 20:20 | 4.64 | 4.61 | 4.42 | 4.14 | 3.88 | 3.56 | 3.27 | 3.02 | 2.83 | 2.57 | 5.8 | 4.8 | 3.6 | 1.7 | 359.7 | 357 | 354.2 | 350.8 | 346.5 | 340.8 | 344.7 | 3.75 | 0.43 | 3.43 | 2.49 | 11.47% | 356.58 | 3.6327 | 0.78521 | 3.5169 | 1.0329 | 3.8734 | 68.25 | 79.17
2012-07-06 20:30 | 4.29 | 4.32 | 4.29 | 4.17 | 3.9 | 3.57 | 3.22 | 2.86 | 2.53 | 2.2 | 352.7 | 353.5 | 353.6 | 354.4 | 354.1 | 351.1 | 347.7 | 343.6 | 337.1 | 322.9 | 340 | 3.97 | 0.42 | 3.6 | 2.07 | 10.58% | 350.59 | 3.557 | 0.95352 | 3.5176 | 1.0112 | 4.0144 | 88.27 | 92.09
2012-07-07 00:30 | 3.22 | 3.25 | 3.38 | 3.55 | 3.71 | 3.86 | 3.89 | 3.88 | 3.74 | 3.26 | 112.1 | 108.9 | 102.1 | 97.3 | 93.5 | 90.5 | 88.5 | 87.3 | 86 | 85.9 | 77.27 | 3.72 | 0.3 | 3.83 | 2.95 | 8.065% | 90.2 | 3.677 | -0.071543 | 3.8643 | 0.95154 | 3.5397 | 65.52 | 49.14
2012-07-07 00:40 | 2.88 | 2.98 | 3.22 | 3.38 | 3.37 | 3.22 | 3.02 | 2.8 | 2.55 | 2.09 | 100.5 | 95.2 | 88 | 85.1 | 83.1 | 81.4 | 79.9 | 79.5 | 78.6 | 76 | 71.51 | 3.45 | 0.25 | 3.32 | 1.84 | 7.246% | 81.175 | 3.0502 | 0.59257 | 3.1906 | 0.95601 | 3.2982 | 40.95 | 27.3
2012-07-07 00:50 | 3.01 | 3.1 | 3.27 | 3.49 | 3.63 | 3.61 | 3.48 | 3.29 | 3.08 | 2.67 | 117.4 | 110 | 98.1 | 90.9 | 86.9 | 84 | 82.5 | 81.6 | 82.3 | 81.8 | 77.07 | 3.63 | 0.14 | 3.6 | 2.42 | 3.857% | 83.775 | 3.3538 | 0.33892 | 3.5911 | 0.93392 | 3.3901 | 57.33 | 35.49
2012-07-07 01:40 | 2.8 | 2.72 | 2.7 | 2.7 | 2.7 | 2.66 | 2.68 | 2.76 | 2.92 | 3.22 | 188.3 | 186 | 179.9 | 174 | 165.9 | 155.8 | 143.8 | 132.9 | 123 | 110.4 | 146.6 | 2.93 | 0.33 | 2.93 | 3.14 | 11.26% | 154 | 2.5546 | -0.069221 | 2.6629 | 0.95935 | 2.8109 | 0 | 0
2012-07-07 01:50 | 3.12 | 3.03 | 2.93 | 2.82 | 2.82 | 2.85 | 2.84 | 2.82 | 2.77 | 2.75 | 198 | 195.9 | 190.8 | 187.2 | 185 | 183.1 | 180.3 | 175.7 | 167.4 | 146.6 | 172.9 | 2.98 | 0.17 | 2.99 | 2.83 | 5.705% | 182.68 | 2.7938 | 0.032482 | 2.8486 | 0.98078 | 2.9227 | 0 | 0
2012-07-07 02:00 | 2.77 | 2.75 | 2.68 | 2.61 | 2.58 | 2.56 | 2.56 | 2.51 | 2.43 | 2.33 | 196.3 | 195 | 193.1 | 190.9 | 190 | 188.9 | 187.4 | 184.1 | 177.5 | 156.9 | 178.6 | 2.76 | 0.22 | 2.5 | 2.37 | 7.971% | 188.675 | 2.5363 | 0 | 2.56 | 0.99074 | 2.7345 | 0 | 0
2012-07-07 02:10 | 3.37 | 3.28 | 3.2 | 3.16 | 3.12 | 3.06 | 3.03 | 3.01 | 2.93 | 2.73 | 193.4 | 191.2 | 188.4 | 186.2 | 185 | 184.4 | 183.4 | 182.4 | 180.2 | 172.7 | 174.8 | 3.29 | 0.4 | 3.14 | 2.54 | 12.16% | 184.25 | 3.0591 | 0.091045 | 3.0557 | 1.0011 | 3.2936 | 26.39 | 26.39
2012-07-07 02:20 | 3.96 | 3.81 | 3.72 | 3.7 | 3.7 | 3.7 | 3.66 | 3.57 | 3.42 | 3.03 | 196.9 | 195.2 | 191.7 | 189.5 | 188.6 | 187.7 | 185.7 | 183.1 | 180 | 172.6 | 177.4 | 3.95 | 0.36 | 3.73 | 2.8 | 9.114% | 187.4 | 3.6094 | 0.10045 | 3.6942 | 0.97703 | 3.8593 | 86.45 | 78.26
2012-07-07 02:30 | 3.99 | 3.8 | 3.55 | 3.38 | 3.32 | 3.3 | 3.3 | 3.36 | 3.43 | 3.44 | 204.8 | 203.4 | 200.7 | 198.8 | 198.5 | 197.2 | 194.8 | 192.4 | 190.8 | 187.6 | 189.2 | 3.36 | 0.33 | 2.87 | 3.34 | 9.821% | 196.84 | 3.3887 | 0 | 3.3 | 1.0269 | 3.4503 | 32.76 | 40.95
2012-07-07 02:40 | 3.9 | 3.78 | 3.59 | 3.49 | 3.42 | 3.36 | 3.29 | 3.21 | 3 | 2.34 | 208.7 | 207.4 | 205.2 | 202.9 | 201.2 | 199.6 | 197.9 | 195.9 | 194.4 | 194 | 190.7 | 3.38 | 0.34 | 2.83 | 1.86 | 10.06% | 199.345 | 3.3152 | 0.19455 | 3.3499 | 0.98964 | 3.345 | 34.58 | 30.94
2012-07-07 02:50 | 4.62 | 4.46 | 4.2 | 4.05 | 3.91 | 3.77 | 3.67 | 3.59 | 3.51 | 3.19 | 209.8 | 208.3 | 206.1 | 204.5 | 203.3 | 202.1 | 200.2 | 198.8 | 196.4 | 194.1 | 194.1 | 3.66 | 0.38 | 2.87 | 2.74 | 10.38% | 201.815 | 3.8133 | 0.24843 | 3.7555 | 1.0154 | 3.7163 | 60.06 | 65.52
2012-07-07 03:00 | 4.11 | 4.03 | 3.9 | 3.8 | 3.75 | 3.66 | 3.53 | 3.35 | 3.01 | 2.25 | 219.8 | 218.9 | 216.3 | 213.7 | 211.6 | 209.1 | 206.8 | 206 | 207.5 | 215.4 | 202.8 | 3.5 | 0.4 | 2.88 | 1.87 | 11.43% | 208.755 | 3.5476 | 0.3342 | 3.6411 | 0.97433 | 3.4101 | 45.5 | 37.31
2012-07-07 03:20 | 3.49 | 3.26 | 2.96 | 2.77 | 2.7 | 2.69 | 2.65 | 2.56 | 2.45 | 2.07 | 230.8 | 229.7 | 226.5 | 223.3 | 219.7 | 215.3 | 210.6 | 206 | 201.6 | 195.9 | 207.4 | 2.93 | 0.21 | 2.49 | 1.64 | 7.167% | 214.595 | 2.654 | 0.13844 | 2.6842 | 0.98873 | 2.897 | 0 | 0
2012-07-07 03:30 | 3.62 | 3.52 | 3.37 | 3.24 | 3.16 | 3.01 | 2.86 | 2.72 | 2.54 | 2.11 | 224.5 | 222.3 | 217.9 | 213.4 | 210.1 | 206.8 | 203.8 | 200.7 | 197.9 | 192.7 | 197.4 | 3.01 | 0.2 | 2.39 | 1.64 | 6.645% | 206.35 | 2.9632 | 0.47238 | 2.988 | 0.9917 | 2.985 | 0.91 | 0
2012-07-07 03:40 | 2.95 | 2.92 | 2.92 | 2.85 | 2.72 | 2.57 | 2.46 | 2.38 | 2.26 | 1.9 | 234.8 | 231.5 | 225 | 220.2 | 217.1 | 214.1 | 211.4 | 209.2 | 208 | 209.7 | 206.7 | 2.65 | 0.23 | 2.22 | 1.49 | 8.679% | 213.695 | 2.5684 | 0.40424 | 2.5539 | 1.0057 | 2.665 | 0 | 0
2012-07-07 03:50 | 2.8 | 2.69 | 2.56 | 2.56 | 2.54 | 2.44 | 2.34 | 2.26 | 2.12 | 1.69 | 240 | 236.8 | 228.9 | 220.6 | 215.2 | 210.9 | 208 | 206.4 | 205.7 | 205.7 | 203.2 | 2.62 | 0.25 | 2.11 | 1.34 | 9.542% | 210.465 | 2.3563 | 0.38671 | 2.4254 | 0.97148 | 2.5453 | 0 | 0
2012-07-07 04:00 | 2.46 | 2.36 | 2.31 | 2.32 | 2.35 | 2.27 | 2.17 | 2.07 | 1.91 | 1.61 | 240.2 | 237.4 | 232.3 | 224.2 | 216.8 | 211.4 | 207.6 | 205.1 | 202.8 | 201 | 203.8 | 2.38 | 0.17 | 1.83 | 1.37 | 7.143% | 210.83 | 2.1466 | 0.41633 | 2.2554 | 0.95176 | 2.2652 | 0 | 0
2012-07-07 04:10 | 1.95 | 1.83 | 1.67 | 1.56 | 1.48 | 1.46 | 1.43 | 1.4 | 1.34 | 1.05 | 238.7 | 233.4 | 223.8 | 214.9 | 209.9 | 205.5 | 202.1 | 198.3 | 195.3 | 191.2 | 202 | 1.73 | 0.33 | 1.35 | 0.89 | 19.08% | 204.99 | 1.4468 | 0.19186 | 1.4557 | 0.99393 | 1.7195 | 0 | 0
2012-07-07 04:30 | 1.93 | 1.75 | 1.48 | 1.23 | 1.02 | 0.9 | 0.87 | 0.86 | 0.84 | 0.87 | 270.9 | 268.9 | 263.8 | 253.3 | 237.1 | 216 | 197.8 | 184.9 | 177.4 | 167.8 | 202 | 0.95 | 0.11 | 0.75 | 0.81 | 11.58% | 213.27 | 0.86045 | 0.31328 | 0.89564 | 0.96071 | 0.91268 | 0 | 0
2012-07-07 04:40 | 1.99 | 1.76 | 1.37 | 1.11 | 1.02 | 0.98 | 0.96 | 1 | 1.02 | 0.99 | 260.9 | 260.2 | 255.2 | 241.7 | 223.3 | 205.1 | 187.4 | 175.7 | 168.2 | 165.5 | 208.1 | 1.06 | 0.21 | 0.91 | 0.95 | 19.81% | 202.445 | 0.90141 | 0.19054 | 0.97711 | 0.92253 | 0.97788 | 0 | 0
2012-07-07 05:00 | 1.44 | 1.3 | 1.15 | 1.06 | 0.99 | 0.96 | 0.92 | 0.89 | 0.82 | 0.75 | 240.1 | 233.3 | 221.7 | 209.4 | 199.4 | 191.4 | 185.8 | 182.3 | 181.9 | 184.3 | 177.9 | 0.96 | 0.23 | 0.85 | 0.56 | 23.96% | 190.56 | 0.9287 | 0.39329 | 0.95416 | 0.97331 | 0.93438 | 0 | 0
2012-07-07 05:10 | 1.07 | 1.04 | 1.02 | 0.99 | 0.97 | 0.97 | 0.94 | 0.89 | 0.82 | 0.61 | 224.6 | 217.5 | 207.8 | 199.8 | 190.7 | 184.7 | 179.7 | 176.7 | 174 | 171.7 | 181.2 | 1.06 | 0.21 | 0.92 | 0.39 | 19.81% | 183.95 | 0.9098 | 0.29032 | 0.96564 | 0.94217 | 0.9987 | 0 | 0
2012-07-07 05:20 | 1.92 | 1.86 | 1.77 | 1.76 | 1.81 | 1.8 | 1.73 | 1.62 | 1.56 | 1.35 | 195 | 192.3 | 187.1 | 182.8 | 179.6 | 176.8 | 174.1 | 171.3 | 170.3 | 171.2 | 170.9 | 1.85 | 0.23 | 1.66 | 1.07 | 12.43% | 176.395 | 1.7059 | 0.36655 | 1.7898 | 0.95314 | 1.7633 | 0 | 0
2012-07-07 05:30 | 2.02 | 2.01 | 1.93 | 1.89 | 1.91 | 1.85 | 1.7 | 1.57 | 1.47 | 1.3 | 196.6 | 196.4 | 196.9 | 196.9 | 196.6 | 198.7 | 201.4 | 203 | 205.8 | 216.6 | 192.4 | 1.8 | 0.26 | 1.46 | 1.34 | 14.44% | 199.105 | 1.7612 | 0.78139 | 1.8277 | 0.96361 | 1.7345 | 0 | 0
2012-07-07 05:40 | 1.67 | 1.67 | 1.63 | 1.6 | 1.55 | 1.47 | 1.33 | 1.29 | 1.25 | 1.24 | 196.9 | 196.1 | 197.2 | 198.2 | 200.7 | 204.2 | 209.8 | 219.3 | 230.4 | 250.5 | 195.7 | 1.51 | 0.36 | 1.26 | 0.95 | 23.84% | 205.04 | 1.4232 | 0.92487 | 1.4491 | 0.98214 | 1.483 | 0 | 0
2012-07-07 06:10 | 0.99 | 0.92 | 0.89 | 1 | 1.06 | 1.08 | 1.08 | 1.08 | 1.21 | 1.34 | 205 | 213.9 | 239.4 | 255.7 | 269.6 | 287.5 | 300.4 | 301.9 | 305.1 | 309.8 | 337.1 | 1.03 | 0.49 | 1.12 | 1.27 | 47.57% | 289.435 | 1.0099 | 0 | 1.08 | 0.93512 | 0.96317 | 0 | 0
2012-07-07 06:20 | 0.95 | 0.99 | 1.09 | 1.18 | 1.24 | 1.31 | 1.32 | 1.33 | 1.35 | 1.47 | 300.9 | 320.3 | 342.3 | 342.9 | 336.2 | 327.1 | 322.1 | 319 | 316.8 | 317.2 | 325.4 | 1.2 | 0.51 | 1.16 | 1.73 | 42.5% | 326.35 | 1.2571 | -0.070274 | 1.3114 | 0.95854 | 1.1502 | 0 | 0
2012-07-07 06:30 | 1.09 | 1.02 | 1.01 | 1 | 1.02 | 1.15 | 1.38 | 1.64 | 1.8 | 1.93 | 291.3 | 302.3 | 318.4 | 330.2 | 339.1 | 353.9 | 4.4 | 9.2 | 12.6 | 12.7 | 318.8 | 1.5 | 0.4 | 1.54 | 1.63 | 26.67% | -4.525 | 1.3319 | -1.6848 | 1.1804 | 1.1283 | 1.6925 | 0 | 0
2012-07-07 06:40 | 1.38 | 1.44 | 1.53 | 1.53 | 1.56 | 1.6 | 1.64 | 1.71 | 1.75 | 1.8 | 29.2 | 23.9 | 14.7 | 8.9 | 1.3 | 355.5 | 350.5 | 344.2 | 338.6 | 331.6 | 341.1 | 1.65 | 0.27 | 1.65 | 1.84 | 16.36% | 354.75 | 1.5821 | -0.22818 | 1.6057 | 0.98534 | 1.6258 | 0 | 0
2012-07-07 06:50 | 1.26 | 1.31 | 1.31 | 1.3 | 1.29 | 1.29 | 1.31 | 1.32 | 1.38 | 1.5 | 321.7 | 326 | 333.2 | 341.7 | 351.7 | 358.9 | 6.5 | 12.1 | 17 | 16.7 | 356.1 | 1.37 | 0.35 | 1.3 | 1.35 | 25.55% | 0.04 | 1.2763 | -0.14217 | 1.2928 | 0.98721 | 1.3525 | 0 | 0
2012-07-07 07:00 | 1.61 | 1.65 | 1.74 | 1.78 | 1.74 | 1.71 | 1.63 | 1.5 | 1.38 | 1.28 | 115.6 | 115.3 | 111.1 | 105.1 | 97 | 89 | 76.8 | 62.6 | 53.3 | 76.3 | 356.9 | 1.25 | 0.48 | 1.23 | 1.25 | 38.4% | 87.17 | 1.5526 | 0.44277 | 1.6983 | 0.91423 | 1.1428 | 0 | 0
2012-07-07 07:10 | 1.44 | 1.47 | 1.56 | 1.58 | 1.57 | 1.63 | 1.72 | 1.76 | 1.83 | 1.92 | 257.2 | 257.3 | 256.9 | 254.3 | 252.9 | 252.7 | 253.4 | 257 | 262.6 | 268.7 | 266.6 | 1.27 | 0.43 | 1.23 | 1.42 | 33.86% | 252.805 | 1.6695 | -0.49665 | 1.6426 | 1.0164 | 1.2908 | 0 | 0
2012-07-07 07:20 | 1.54 | 1.5 | 1.47 | 1.53 | 1.66 | 1.69 | 1.64 | 1.64 | 1.65 | 1.75 | 257.4 | 260 | 267.1 | 274.7 | 279.3 | 282.1 | 282.7 | 285.1 | 290.1 | 298.2 | 283.3 | 1.71 | 0.43 | 1.79 | 2.12 | 25.15% | 282.19 | 1.6066 | 0.27753 | 1.6827 | 0.95476 | 1.6326 | 0 | 0
2012-07-07 07:30 | 1.22 | 1.18 | 1.13 | 1.12 | 1.09 | 1.1 | 1.14 | 1.19 | 1.29 | 1.37 | 238.2 | 241.6 | 247.1 | 253.3 | 259.1 | 267.2 | 274 | 278.2 | 280.2 | 283.6 | 272.6 | 1.26 | 0.29 | 1.34 | 1.27 | 23.02% | 268.22 | 1.14 | -0.33007 | 1.1056 | 1.031 | 1.2991 | 0 | 0
2012-07-07 07:40 | 1.58 | 1.6 | 1.63 | 1.61 | 1.64 | 1.63 | 1.6 | 1.55 | 1.49 | 1.42 | 283.8 | 289.1 | 294.4 | 298.7 | 301.1 | 303 | 303.7 | 301.7 | 296.4 | 289.9 | 268.9 | 1.21 | 0.47 | 1.25 | 1.38 | 38.84% | 303.105 | 1.5783 | 0.17166 | 1.6257 | 0.97084 | 1.1747 | 0 | 0
2012-07-07 07:50 | 1.55 | 1.53 | 1.55 | 1.62 | 1.66 | 1.7 | 1.73 | 1.7 | 1.68 | 1.83 | 289 | 289.4 | 294 | 295.3 | 296.5 | 298.1 | 297.7 | 295.6 | 292.7 | 286.6 | 296.3 | 1.34 | 0.55 | 1.32 | 1.59 | 41.04% | 298.04 | 1.6679 | -0.16165 | 1.7043 | 0.97866 | 1.3114 | 0 | 0
2012-07-07 08:00 | 2.36 | 2.36 | 2.32 | 2.29 | 2.21 | 2.14 | 2.11 | 2.07 | 1.96 | 1.74 | 269.8 | 269 | 267.2 | 263.6 | 260.2 | 258.1 | 256.7 | 255.7 | 257.8 | 265.4 | 11.2 | 1.12 | 0.4 | 1.09 | 1.09 | 35.71% | 257.89 | 2.1406 | 0.13046 | 2.1357 | 1.0023 | 1.1226 | 0 | 0
2012-07-07 08:10 | 1.46 | 1.48 | 1.53 | 1.54 | 1.52 | 1.54 | 1.63 | 1.62 | 1.57 | 1.53 | 280.9 | 283.6 | 286.3 | 291.4 | 296.4 | 302.6 | 303.3 | 301.6 | 301.9 | 302 | 270.1 | 1.03 | 0.42 | 1 | 1.08 | 40.78% | 302.705 | 1.5468 | -0.52487 | 1.5526 | 0.99629 | 1.0262 | 0 | 0
2012-07-07 08:40 | 2.31 | 2.32 | 2.33 | 2.41 | 2.51 | 2.54 | 2.45 | 2.35 | 2.29 | 2.43 | 61.9 | 60.9 | 58 | 54.9 | 53.6 | 52.9 | 51.1 | 50.1 | 50.4 | 53.4 | 57.65 | 1.93 | 0.72 | 1.84 | 1.54 | 37.31% | 52.63 | 2.4129 | 0.33338 | 2.5269 | 0.95489 | 1.8429 | 0 | 0
2012-07-07 08:50 | 2.9 | 2.79 | 2.57 | 2.38 | 2.29 | 2.21 | 2.21 | 2.23 | 2.24 | 2.18 | 196.7 | 195.2 | 192.5 | 190.8 | 190.9 | 191.8 | 192.6 | 190.9 | 187.9 | 186.1 | 183.5 | 2.52 | 0.57 | 2.17 | 1.88 | 22.62% | 191.92 | 2.3196 | 0 | 2.21 | 1.0496 | 2.645 | 0 | 0
2012-07-07 09:00 | 2.9 | 2.88 | 2.81 | 2.74 | 2.74 | 2.75 | 2.71 | 2.63 | 2.57 | 2.54 | 184.7 | 182.8 | 180.7 | 179.5 | 180.2 | 182.3 | 184.9 | 188.2 | 190.6 | 193.5 | 190.3 | 2.26 | 0.54 | 1.91 | 2.18 | 23.89% | 182.69 | 2.6992 | 0.1354 | 2.7442 | 0.98358 | 2.2229 | 0 | 0
2012-07-07 09:10 | 3.52 | 3.52 | 3.47 | 3.44 | 3.4 | 3.34 | 3.26 | 3.19 | 3.18 | 3.18 | 182.2 | 182.9 | 182.6 | 183.3 | 184.9 | 185.2 | 186.9 | 188.3 | 188.6 | 192.6 | 167 | 3.34 | 0.72 | 3.17 | 2.99 | 21.56% | 185.455 | 3.3231 | 0.22403 | 3.3284 | 0.9984 | 3.3347 | 30.94 | 30.03
2012-07-07 09:30 | 4.33 | 4.3 | 4.17 | 4.1 | 4.07 | 4.03 | 3.99 | 3.97 | 3.99 | 4 | 167 | 165 | 163.2 | 161.9 | 161.7 | 161.8 | 161.3 | 160.3 | 159.9 | 159.5 | 155.6 | 3.86 | 0.6 | 3.83 | 3.69 | 15.54% | 161.725 | 4.0516 | 0.09218 | 4.0242 | 1.0068 | 3.8862 | 78.26 | 80.99
2012-07-07 09:40 | 3.74 | 3.71 | 3.68 | 3.58 | 3.46 | 3.4 | 3.36 | 3.37 | 3.4 | 3.52 | 181.4 | 181.9 | 182.9 | 181.2 | 180.3 | 179.2 | 178.2 | 178.2 | 178.1 | 179.5 | 161.7 | 3.27 | 0.54 | 3.27 | 3.31 | 16.51% | 179.05 | 3.4722 | 0.10936 | 3.3942 | 1.023 | 3.3452 | 24.57 | 31.85
2012-07-07 09:50 | 3.87 | 3.82 | 3.85 | 3.82 | 3.78 | 3.73 | 3.64 | 3.58 | 3.51 | 3.47 | 173.6 | 174.5 | 174.8 | 175.4 | 175.2 | 175.5 | 175.1 | 174 | 173.2 | 173.4 | 163.9 | 3.87 | 0.57 | 3.77 | 3.29 | 14.73% | 175.44 | 3.6937 | 0.22571 | 3.717 | 0.99373 | 3.8457 | 79.17 | 77.35
2012-07-07 10:00 | 3.89 | 3.87 | 3.94 | 4 | 4.02 | 4.01 | 3.96 | 3.94 | 3.97 | 3.99 | 185.4 | 185.7 | 186.1 | 185.6 | 185.1 | 184.1 | 183.5 | 182.4 | 180.5 | 179.1 | 166.8 | 3.83 | 0.58 | 3.83 | 3.89 | 15.14% | 184.01 | 3.9719 | 0.11595 | 4.0028 | 0.99229 | 3.8005 | 75.53 | 72.8
2012-07-07 10:10 | 3.71 | 3.6 | 3.51 | 3.52 | 3.53 | 3.5 | 3.5 | 3.48 | 3.47 | 3.47 | 175.3 | 174.7 | 174.3 | 172.8 | 171.4 | 170.4 | 169.3 | 167.8 | 166.5 | 166.6 | 159.5 | 3.42 | 0.54 | 3.41 | 3.25 | 15.79% | 170.235 | 3.5008 | 0 | 3.5 | 1.0002 | 3.4208 | 38.22 | 38.22
2012-07-07 10:20 | 3.68 | 3.66 | 3.54 | 3.47 | 3.44 | 3.41 | 3.35 | 3.28 | 3.18 | 3.07 | 167.5 | 166.8 | 166.6 | 167.1 | 167.9 | 169.1 | 170.1 | 171.8 | 173.1 | 172.9 | 161.3 | 3.38 | 0.59 | 3.33 | 2.97 | 17.46% | 169.25 | 3.3768 | 0.16405 | 3.4013 | 0.99277 | 3.3556 | 34.58 | 32.76
2012-07-07 10:30 | 3.81 | 3.8 | 3.81 | 3.78 | 3.75 | 3.7 | 3.69 | 3.72 | 3.72 | 3.68 | 163 | 162.2 | 161 | 160.7 | 160.9 | 160.3 | 159 | 157.9 | 157.9 | 157.3 | 149.3 | 3.75 | 0.49 | 3.77 | 3.58 | 13.07% | 160.105 | 3.7345 | 0.025009 | 3.6986 | 1.0097 | 3.7864 | 68.25 | 71.89
2012-07-07 10:40 | 3.94 | 3.91 | 3.82 | 3.73 | 3.72 | 3.68 | 3.68 | 3.69 | 3.67 | 3.67 | 162.6 | 162.2 | 161.4 | 159.7 | 158.8 | 157.5 | 157 | 156.8 | 156.7 | 156.4 | 148.3 | 3.61 | 0.52 | 3.62 | 3.6 | 14.4% | 157.425 | 3.7148 | 0 | 3.68 | 1.0095 | 3.6442 | 55.51 | 58.24
2012-07-07 10:50 | 3.93 | 3.92 | 3.74 | 3.71 | 3.67 | 3.65 | 3.59 | 3.55 | 3.55 | 3.52 | 166.8 | 166 | 165.3 | 164.4 | 163.5 | 163.2 | 163 | 162.4 | 161.6 | 158.5 | 158.2 | 3.55 | 0.49 | 3.55 | 3.15 | 13.8% | 163.17 | 3.642 | 0.15317 | 3.6413 | 1.0002 | 3.5507 | 50.05 | 50.05
2012-07-07 11:00 | 4.13 | 4.07 | 3.95 | 3.87 | 3.93 | 3.95 | 3.89 | 3.79 | 3.74 | 3.62 | 177.7 | 178.1 | 178.6 | 179.1 | 178.8 | 179.1 | 179 | 178.4 | 178 | 176.3 | 168.6 | 3.8 | 0.63 | 3.75 | 3.43 | 16.58% | 179.085 | 3.8718 | 0.14145 | 3.9413 | 0.98234 | 3.7329 | 72.8 | 66.43
2012-07-07 11:10 | 4.16 | 4.14 | 4.05 | 4 | 3.93 | 3.79 | 3.76 | 3.76 | 3.69 | 3.55 | 188 | 188.1 | 188.6 | 188.8 | 189.2 | 189.7 | 190 | 189.1 | 186.9 | 182.6 | 168.9 | 3.72 | 0.67 | 3.58 | 3.25 | 18.01% | 189.745 | 3.848 | 0.073439 | 3.7857 | 1.0165 | 3.7813 | 65.52 | 70.98
2012-07-07 11:20 | 4.7 | 4.67 | 4.65 | 4.56 | 4.49 | 4.49 | 4.53 | 4.55 | 4.57 | 4.57 | 183.2 | 183.5 | 184 | 184.1 | 184.8 | 185.7 | 185.5 | 184.8 | 184 | 183.4 | 172.8 | 4.6 | 0.49 | 4.56 | 4.41 | 10.65% | 185.67 | 4.5507 | -0.08196 | 4.4957 | 1.0122 | 4.6563 | 156.4 | 162.94
2012-07-07 11:30 | 4.56 | 4.51 | 4.46 | 4.47 | 4.45 | 4.46 | 4.53 | 4.54 | 4.54 | 4.59 | 182.5 | 182.1 | 180.6 | 180.6 | 180.3 | 179.8 | 179.2 | 179.4 | 180.3 | 182 | 168 | 4.37 | 0.66 | 4.29 | 4.28 | 15.1% | 179.71 | 4.4993 | -0.14391 | 4.47 | 1.0066 | 4.3987 | 131.33 | 134.6
2012-07-07 11:40 | 5.02 | 4.99 | 4.93 | 4.92 | 4.94 | 4.99 | 4.97 | 4.94 | 4.94 | 4.84 | 188.5 | 188.2 | 188 | 188.4 | 188 | 188.4 | 188.7 | 188 | 186.9 | 185.7 | 176.1 | 5.08 | 0.35 | 4.88 | 4.43 | 6.89% | 188.445 | 4.9446 | 0.037112 | 4.9871 | 0.99147 | 5.0367 | 212.96 | 206.48
2012-07-07 11:50 | 4.82 | 4.78 | 4.65 | 4.54 | 4.46 | 4.41 | 4.43 | 4.44 | 4.43 | 4.34 | 189.5 | 189.8 | 189.8 | 189.9 | 189.9 | 189.6 | 188.5 | 187.1 | 185.8 | 184.8 | 176.1 | 4.39 | 0.78 | 4.11 | 3.95 | 17.77% | 189.435 | 4.4802 | -0.041814 | 4.4129 | 1.0153 | 4.457 | 133.51 | 141.14
2012-07-07 12:00 | 4.15 | 4.1 | 3.95 | 3.82 | 3.72 | 3.63 | 3.56 | 3.5 | 3.42 | 3.25 | 184.9 | 185.6 | 186.5 | 187.1 | 187.7 | 188.4 | 188.5 | 189.1 | 190.1 | 191.4 | 181.8 | 3.8 | 0.48 | 3.38 | 2.81 | 12.63% | 188.415 | 3.6571 | 0.17994 | 3.6199 | 1.0103 | 3.8391 | 72.8 | 76.44
2012-07-07 12:10 | 4.28 | 4.23 | 4.11 | 3.95 | 3.78 | 3.59 | 3.39 | 3.28 | 3.24 | 3.17 | 186.1 | 186.8 | 187.7 | 188.7 | 189.8 | 191.4 | 193.8 | 196.3 | 198.6 | 200.6 | 180.8 | 3.7 | 0.67 | 3.17 | 2.64 | 18.11% | 191.76 | 3.6299 | 0.52971 | 3.5606 | 1.0194 | 3.7719 | 63.7 | 70.07
2012-07-07 12:20 | 4.41 | 4.39 | 4.36 | 4.31 | 4.33 | 4.36 | 4.28 | 4.06 | 3.81 | 3.53 | 189.1 | 188.8 | 188.5 | 188.5 | 187.7 | 187.3 | 187.6 | 187.5 | 187.2 | 187 | 179.3 | 4.43 | 0.81 | 4.01 | 3.24 | 18.28% | 187.345 | 4.1993 | 0.17113 | 4.3484 | 0.96569 | 4.278 | 137.87 | 121.52
2012-07-07 12:30 | 5.55 | 5.5 | 5.4 | 5.29 | 5.21 | 5.16 | 5.09 | 4.97 | 4.77 | 4.47 | 206.8 | 206.9 | 207.3 | 208.2 | 209.5 | 210 | 209.6 | 209.5 | 209.1 | 207.4 | 199.6 | 4.92 | 0.69 | 4.16 | 3.73 | 14.02% | 209.94 | 5.112 | 0.12622 | 5.1499 | 0.99264 | 4.8838 | 191.28 | 186.92
2012-07-07 12:40 | 5.69 | 5.71 | 5.72 | 5.71 | 5.67 | 5.6 | 5.55 | 5.49 | 5.41 | 5.15 | 205 | 205.3 | 206.2 | 207 | 208.1 | 209.1 | 209.9 | 210.4 | 210.8 | 212 | 200.1 | 5.27 | 0.56 | 4.3 | 4.3 | 10.63% | 209.22 | 5.5717 | 0.082879 | 5.5928 | 0.99623 | 5.2501 | 243.74 | 240.5
2012-07-07 12:50 | 6.35 | 6.31 | 6.32 | 6.22 | 6.13 | 6.1 | 6.04 | 5.95 | 5.81 | 5.58 | 205.3 | 205.1 | 205.4 | 206 | 206.8 | 207.8 | 208.1 | 208.2 | 208.4 | 208 | 198 | 5.56 | 0.45 | 4.35 | 4.37 | 8.094% | 207.845 | 6.0625 | 0.091345 | 6.0914 | 0.99526 | 5.5337 | 290.72 | 285.86
2012-07-07 13:10 | 5.33 | 5.28 | 5.2 | 5.14 | 5.05 | 5 | 4.99 | 4.96 | 4.9 | 4.76 | 188.3 | 189.6 | 190.2 | 190.3 | 191.1 | 191.6 | 191.9 | 193.1 | 194.3 | 197 | 181.9 | 4.76 | 0.73 | 4.28 | 3.96 | 15.34% | 191.645 | 5.0259 | 0.0185 | 4.9986 | 1.0055 | 4.7861 | 173.84 | 177.11
2012-07-08 06:00 | 1.76 | 1.74 | 1.76 | 1.8 | 1.78 | 1.82 | 1.77 | 1.72 | 1.66 | 1.58 | 100.4 | 100 | 95.9 | 93.2 | 90.4 | 87 | 81.2 | 77 | 74.5 | 74.5 | 84.83 | 1.74 | 0.35 | 1.76 | 1.6 | 20.11% | 86.13 | 1.7347 | 0.25743 | 1.8128 | 0.95695 | 1.6651 | 0 | 0
2012-07-08 20:40 | 3.82 | 3.75 | 3.63 | 3.53 | 3.43 | 3.34 | 3.22 | 3.05 | 2.8 | 2.51 | 58.5 | 57.4 | 55.9 | 55.8 | 56.6 | 57.5 | 58 | 58.3 | 59.7 | 59.6 | 45.36 | 3.37 | 0.21 | 3.23 | 2.37 | 6.231% | 57.575 | 3.2861 | 0.33812 | 3.3225 | 0.98903 | 3.333 | 33.67 | 30.03
2012-07-08 20:50 | 3.62 | 3.57 | 3.5 | 3.46 | 3.42 | 3.37 | 3.33 | 3.22 | 2.97 | 2.53 | 60 | 59.1 | 58.1 | 56.6 | 54.8 | 52.9 | 51.3 | 50.8 | 52.2 | 51.8 | 43.52 | 3.37 | 0.16 | 3.3 | 2.42 | 4.748% | 52.66 | 3.3019 | 0.11034 | 3.3642 | 0.98146 | 3.3075 | 33.67 | 28.21
2012-07-08 21:00 | 3.31 | 3.26 | 3.2 | 3.2 | 3.23 | 3.26 | 3.24 | 3.23 | 3.07 | 2.75 | 51.6 | 51.2 | 49.7 | 47.9 | 46.3 | 44.9 | 43.7 | 43.1 | 42.7 | 42.9 | 37.99 | 3.27 | 0.13 | 3.21 | 2.53 | 3.976% | 44.72 | 3.1849 | 0.056868 | 3.2571 | 0.97783 | 3.1975 | 24.57 | 18.2
2012-07-09 02:40 | 3.2 | 3.16 | 3.09 | 3.05 | 3.03 | 3.05 | 3.16 | 3.29 | 3.08 | 2.58 | 353.6 | 352.5 | 350.9 | 349.9 | 350.5 | 351.5 | 353 | 355.5 | 1.3 | 6.4 | 341.4 | 3.2 | 0.28 | 3.16 | 2.51 | 8.75% | 351.725 | 3.0786 | -0.32741 | 3.0655 | 1.0043 | 3.2136 | 18.2 | 19.11
2012-07-09 05:30 | 3.87 | 3.87 | 3.91 | 3.95 | 3.99 | 3.83 | 3.87 | 3.7 | 3.68 | 3.54 | 327.6 | 325.6 | 322.6 | 320.2 | 318.3 | 320 | 322.9 | 323 | 323.5 | 320.6 | 310.7 | 4 | 0.35 | 3.98 | 3.53 | 8.75% | 320.435 | 3.8317 | -0.096011 | 3.8357 | 0.99895 | 3.9958 | 91 | 91
2012-07-09 06:10 | 3.36 | 3.37 | 3.45 | 3.52 | 3.54 | 3.58 | 3.59 | 3.66 | 3.71 | 3.62 | 329.2 | 327.7 | 324.1 | 325 | 323.7 | 321.6 | 321.6 | 320.1 | 318 | 316.7 | 313.1 | 3.82 | 0.42 | 3.85 | 3.56 | 10.99% | 321.6 | 3.5729 | -0.025777 | 3.5814 | 0.99762 | 3.8109 | 74.62 | 73.71
2012-07-09 06:20 | 3.13 | 3.03 | 2.99 | 2.97 | 2.88 | 2.9 | 2.92 | 2.88 | 2.82 | 2.65 | 343.8 | 342.5 | 341.1 | 338.1 | 331.4 | 325.4 | 323.2 | 321.1 | 319.9 | 318.9 | 318.3 | 3.01 | 0.22 | 3.03 | 2.84 | 7.309% | 325.07 | 2.8656 | -0.063512 | 2.9029 | 0.98717 | 2.9714 | 0.91 | 0
2012-07-09 06:30 | 3.16 | 3.03 | 2.94 | 2.8 | 2.78 | 2.82 | 2.77 | 2.75 | 2.74 | 2.73 | 345.2 | 347 | 343.3 | 334.8 | 327.5 | 321.9 | 321.4 | 321.7 | 320.6 | 319 | 319.2 | 3 | 0.27 | 2.95 | 2.92 | 9% | 321.825 | 2.7581 | 0.16532 | 2.8128 | 0.98057 | 2.9417 | 0 | 0
2012-07-09 06:40 | 3.17 | 3.16 | 3.24 | 3.26 | 3.29 | 3.3 | 3.25 | 3.24 | 3.23 | 3.21 | 327.1 | 325.7 | 324.1 | 322.5 | 319.3 | 317.4 | 315.8 | 315.2 | 315.2 | 315.1 | 310.1 | 3.4 | 0.4 | 3.41 | 3.31 | 11.76% | 317.16 | 3.2461 | 0.14109 | 3.2928 | 0.98581 | 3.3518 | 36.4 | 31.85
2012-07-09 06:50 | 2.89 | 2.92 | 2.91 | 2.85 | 2.85 | 2.87 | 2.89 | 2.94 | 2.98 | 3.06 | 326.8 | 325.2 | 325.4 | 326 | 325.4 | 323.7 | 321.7 | 319.6 | 317.3 | 313.9 | 313.6 | 3.11 | 0.29 | 3.15 | 3.29 | 9.325% | 323.4 | 2.9018 | -0.064174 | 2.8729 | 1.0101 | 3.1414 | 10.01 | 12.74
2012-07-09 07:00 | 2.91 | 2.91 | 2.85 | 2.86 | 2.88 | 2.9 | 2.94 | 2.96 | 2.95 | 2.87 | 332.5 | 332 | 331.9 | 330.5 | 327.9 | 326.1 | 324.3 | 322.7 | 322.1 | 321.6 | 317.3 | 3.15 | 0.29 | 3.13 | 3.08 | 9.206% | 325.83 | 2.9009 | -0.12659 | 2.9057 | 0.99834 | 3.1448 | 13.65 | 12.74
2012-07-09 07:10 | 3.04 | 2.96 | 2.82 | 2.65 | 2.52 | 2.48 | 2.45 | 2.48 | 2.51 | 2.52 | 341.4 | 341 | 340 | 337.5 | 333.1 | 329 | 325.7 | 322.9 | 321.7 | 322.6 | 321.7 | 2.83 | 0.43 | 2.74 | 2.73 | 15.19% | 328.505 | 2.5521 | 0.11247 | 2.4757 | 1.0309 | 2.9173 | 0 | 0
2012-07-09 07:20 | 3.61 | 3.46 | 3.17 | 2.95 | 2.76 | 2.59 | 2.47 | 2.36 | 2.34 | 2.4 | 350.6 | 349.8 | 347.8 | 345.3 | 342.3 | 339.3 | 337.2 | 335.5 | 332.8 | 327.7 | 334.9 | 2.8 | 0.62 | 2.68 | 2.58 | 22.14% | 338.985 | 2.6909 | 0.43839 | 2.5725 | 1.046 | 2.9289 | 0 | 0
2012-07-09 07:30 | 3.53 | 3.35 | 3.04 | 2.79 | 2.6 | 2.43 | 2.32 | 2.24 | 2.18 | 2.1 | 348 | 346 | 342 | 338.6 | 335.3 | 332.5 | 330.9 | 330.2 | 330.3 | 329.8 | 322.4 | 2.54 | 0.37 | 2.42 | 2.28 | 14.57% | 332.26 | 2.5411 | 0.42808 | 2.4139 | 1.0527 | 2.6738 | 0 | 0
2012-07-09 07:40 | 2.72 | 2.68 | 2.59 | 2.48 | 2.34 | 2.28 | 2.29 | 2.28 | 2.25 | 2.21 | 332.8 | 332.1 | 329.8 | 327.6 | 325.7 | 324.1 | 321.9 | 319 | 316.2 | 313.8 | 313.5 | 2.4 | 0.36 | 2.41 | 2.28 | 15% | 323.77 | 2.3551 | -0.040442 | 2.2814 | 1.0323 | 2.4775 | 0 | 0
2012-07-09 07:50 | 3.24 | 3.23 | 3.21 | 3.17 | 3.06 | 2.93 | 2.84 | 2.77 | 2.72 | 2.66 | 343.7 | 343.8 | 343.8 | 343 | 341.9 | 342 | 341.4 | 340 | 339 | 340.1 | 329.2 | 2.92 | 0.45 | 2.82 | 2.32 | 15.41% | 341.91 | 2.9562 | 0.2883 | 2.9169 | 1.0135 | 2.9593 | 0 | 0
2012-07-09 08:00 | 3.55 | 3.5 | 3.44 | 3.38 | 3.3 | 3.2 | 3.13 | 3.08 | 3.02 | 2.87 | 351.9 | 351.7 | 351.7 | 352.8 | 352.7 | 351.6 | 351.1 | 350.3 | 349.6 | 350.4 | 343.8 | 3.28 | 0.69 | 3.19 | 2.68 | 21.04% | 351.525 | 3.2165 | 0.20439 | 3.1899 | 1.0084 | 3.3074 | 25.48 | 28.21
2012-07-09 08:10 | 4.14 | 4.12 | 4.05 | 4.01 | 3.98 | 3.93 | 3.88 | 3.8 | 3.73 | 3.53 | 351.8 | 351.7 | 351.3 | 350.7 | 350.5 | 351 | 351.2 | 351.6 | 351.9 | 352.4 | 340.8 | 4.03 | 0.33 | 3.93 | 3.27 | 8.189% | 351.03 | 3.9019 | 0.11832 | 3.9228 | 0.99466 | 4.0085 | 94.27 | 92.09
2012-07-09 08:20 | 4.12 | 4.1 | 4.05 | 4.02 | 3.98 | 3.93 | 3.87 | 3.82 | 3.76 | 3.49 | 353.6 | 353.8 | 354.4 | 355 | 355.3 | 355.7 | 356.3 | 356.5 | 356.4 | 354.2 | 342.9 | 4.08 | 0.37 | 4.01 | 3.05 | 9.069% | 355.79 | 3.9048 | 0.14217 | 3.9213 | 0.99579 | 4.0628 | 99.72 | 97.54
2012-07-09 08:30 | 3.48 | 3.44 | 3.28 | 3.15 | 3.09 | 3.05 | 2.93 | 2.89 | 2.9 | 2.95 | 342.7 | 342.2 | 341.5 | 341.2 | 342.5 | 343.6 | 344 | 344 | 344.9 | 343.8 | 334 | 3.09 | 0.71 | 3.06 | 2.97 | 22.98% | 343.66 | 3.0541 | 0.37093 | 3.0325 | 1.0071 | 3.112 | 8.19 | 10.01
2012-07-09 08:40 | 3.29 | 3.31 | 3.37 | 3.4 | 3.42 | 3.46 | 3.46 | 3.46 | 3.49 | 3.52 | 326.2 | 325 | 323.5 | 322.7 | 321.7 | 321 | 320.8 | 320.3 | 319.3 | 318.2 | 315.6 | 3.78 | 0.38 | 3.75 | 3.64 | 10.05% | 320.97 | 3.4373 | 0 | 3.46 | 0.99344 | 3.7552 | 70.98 | 69.16
2012-07-09 08:50 | 3.66 | 3.61 | 3.53 | 3.49 | 3.45 | 3.42 | 3.44 | 3.48 | 3.48 | 3.41 | 341.2 | 340.4 | 338.3 | 335.7 | 333 | 331.3 | 329.6 | 326.9 | 324.7 | 323 | 328 | 3.62 | 0.61 | 3.58 | 3.6 | 16.85% | 331.045 | 3.4584 | -0.053883 | 3.4229 | 1.0104 | 3.6576 | 56.42 | 60.06
2012-07-09 09:00 | 3.49 | 3.48 | 3.38 | 3.25 | 3.14 | 3.1 | 3.11 | 3.08 | 3.1 | 3.07 | 351.8 | 350.7 | 349.5 | 348.1 | 347.7 | 347 | 345 | 344.2 | 344.1 | 341.7 | 336.6 | 3.24 | 0.54 | 3.16 | 2.99 | 16.67% | 346.7 | 3.1692 | -0.029762 | 3.1014 | 1.0218 | 3.3108 | 21.84 | 28.21
2012-07-09 09:10 | 4.22 | 4.14 | 4.07 | 4.05 | 4.04 | 3.99 | 3.95 | 3.92 | 3.92 | 3.92 | 355.2 | 354.9 | 354.6 | 355.1 | 356.6 | 358 | 359.3 | 0.7 | 1.9 | 3 | 341.8 | 4.14 | 0.7 | 4.06 | 3.71 | 16.91% | 358.195 | 3.9887 | 0.093109 | 3.9842 | 1.0011 | 4.1446 | 106.26 | 106.26
2012-07-09 09:20 | 3.65 | 3.59 | 3.56 | 3.49 | 3.38 | 3.32 | 3.25 | 3.16 | 3.14 | 3.09 | 354.5 | 354 | 352.8 | 350.5 | 348.4 | 345.3 | 342.1 | 339 | 336.8 | 334.7 | 335.6 | 3.35 | 0.48 | 3.24 | 3.05 | 14.33% | 344.82 | 3.3098 | 0.19692 | 3.3099 | 0.99998 | 3.3499 | 31.85 | 31.85
2012-07-09 09:30 | 3.14 | 3.07 | 2.99 | 2.99 | 3.03 | 3.03 | 2.97 | 2.92 | 2.89 | 2.88 | 347.8 | 347.6 | 347.6 | 347.6 | 348.1 | 347.9 | 348.9 | 349.2 | 347.8 | 341.8 | 329.7 | 3.13 | 0.65 | 3.07 | 2.94 | 20.77% | 348.05 | 2.9744 | 0.18483 | 3.0213 | 0.98446 | 3.0814 | 11.83 | 7.28
2012-07-09 09:40 | 3.12 | 3.12 | 3.06 | 3.06 | 3.09 | 3.07 | 2.99 | 2.94 | 2.92 | 2.76 | 357.3 | 356.3 | 355.4 | 354.9 | 354.6 | 352.7 | 349.6 | 348.7 | 348.9 | 347.8 | 338.4 | 3.19 | 0.56 | 3.13 | 2.61 | 17.55% | 352.235 | 3.0079 | 0.244 | 3.0584 | 0.9835 | 3.1373 | 17.29 | 12.74
2012-07-09 09:50 | 4.36 | 4.33 | 4.34 | 4.4 | 4.39 | 4.38 | 4.36 | 4.29 | 4.18 | 3.98 | 351.9 | 352 | 351.9 | 352.6 | 352.6 | 352.9 | 352.4 | 352.2 | 351.4 | 348.8 | 339.5 | 4.22 | 0.81 | 4.1 | 3.83 | 19.19% | 352.825 | 4.3178 | 0.042293 | 4.3771 | 0.98644 | 4.1628 | 114.98 | 108.44
2012-07-09 10:00 | 4.11 | 4.06 | 4.03 | 4.06 | 4.04 | 3.95 | 3.91 | 3.83 | 3.69 | 3.49 | 350 | 350.3 | 351.3 | 352.5 | 353.4 | 353.8 | 354.2 | 354.8 | 355.9 | 358.5 | 344.5 | 3.95 | 0.8 | 3.9 | 3.63 | 20.25% | 353.86 | 3.9144 | 0.094057 | 3.9442 | 0.99243 | 3.9201 | 86.45 | 83.72
2012-07-09 10:10 | 4.1 | 4.07 | 3.97 | 3.86 | 3.8 | 3.8 | 3.84 | 3.83 | 3.75 | 3.59 | 6.3 | 6.1 | 5.2 | 4.7 | 3.8 | 2.1 | 0.3 | 359 | 357.3 | 354.9 | 346.7 | 3.75 | 0.75 | 3.7 | 3.45 | 20% | 1.83 | 3.8259 | -0.096765 | 3.8057 | 1.0053 | 3.7699 | 68.25 | 70.07
2012-07-09 10:20 | 3.92 | 3.95 | 3.9 | 3.88 | 3.86 | 3.77 | 3.67 | 3.57 | 3.49 | 3.31 | 347.8 | 347.5 | 347.5 | 347.2 | 346.4 | 344.7 | 343.7 | 343.7 | 344.3 | 344.1 | 339.8 | 3.77 | 0.72 | 3.67 | 3.26 | 19.1% | 344.55 | 3.7237 | 0.24843 | 3.7555 | 0.99152 | 3.738 | 70.07 | 67.34
2012-07-09 10:30 | 3.32 | 3.28 | 3.23 | 3.12 | 3.16 | 3.14 | 3.1 | 3.05 | 3 | 2.69 | 3 | 2 | 0.3 | 359.7 | 358.7 | 357 | 356.9 | 357.6 | 358.2 | 358 | 355.2 | 2.96 | 0.77 | 2.88 | 2.62 | 26.01% | 356.985 | 3.0996 | 0.11848 | 3.1342 | 0.98894 | 2.9273 | 0 | 0
2012-07-09 10:40 | 3.53 | 3.5 | 3.45 | 3.41 | 3.29 | 3.18 | 3.18 | 3.16 | 3.11 | 3 | 358.8 | 358.8 | 359.2 | 359.5 | 359.8 | 0.4 | 0.6 | 359.3 | 357.8 | 356.1 | 343.2 | 3.22 | 0.69 | 3.16 | 2.63 | 21.43% | 0.43 | 3.2494 | 0 | 3.18 | 1.0218 | 3.2903 | 20.02 | 26.39
2012-07-09 10:50 | 3.5 | 3.5 | 3.36 | 3.29 | 3.27 | 3.25 | 3.24 | 3.17 | 3.05 | 2.85 | 4.6 | 4.6 | 4.4 | 4.2 | 3.6 | 2.4 | 3.4 | 4.3 | 3.9 | 5 | 353.7 | 3.27 | 0.63 | 3.19 | 2.82 | 19.27% | 2.55 | 3.2265 | 0.028478 | 3.2486 | 0.99319 | 3.2477 | 24.57 | 22.75
2012-07-09 11:00 | 3.12 | 3.09 | 2.92 | 2.86 | 2.81 | 2.75 | 2.66 | 2.6 | 2.56 | 2.41 | 9.2 | 10.2 | 8.8 | 8.2 | 8.7 | 8.6 | 9 | 10.1 | 10.7 | 8.6 | 1.8 | 2.98 | 0.55 | 2.8 | 2.33 | 18.46% | 8.66 | 2.7394 | 0.30749 | 2.7369 | 1.0009 | 2.9827 | 0 | 0
2012-07-09 11:10 | 3.78 | 3.69 | 3.66 | 3.54 | 3.43 | 3.29 | 3.12 | 2.98 | 2.95 | 2.93 | 7 | 7.2 | 6 | 6.3 | 5.6 | 4.2 | 2.1 | 1.2 | 2.2 | 3.7 | 0.1 | 3.23 | 0.86 | 3.11 | 2.92 | 26.63% | 3.885 | 3.2887 | 0.49028 | 3.2651 | 1.0072 | 3.2534 | 20.93 | 22.75
2012-07-09 11:20 | 3.85 | 3.8 | 3.72 | 3.6 | 3.53 | 3.43 | 3.35 | 3.25 | 3.06 | 2.82 | 4.2 | 2.9 | 2.7 | 2.2 | 0.8 | 358.4 | 358.2 | 359.7 | 2.2 | 8.8 | 349.6 | 3.29 | 0.51 | 3.2 | 2.65 | 15.5% | 358.37 | 3.4086 | 0.21809 | 3.4184 | 0.99714 | 3.2806 | 26.39 | 25.48
2012-07-09 11:30 | 3.24 | 3.17 | 3.06 | 3.01 | 3.01 | 3 | 3.03 | 3.08 | 3.12 | 3.24 | 9.4 | 10.6 | 9.7 | 11 | 12.1 | 12.1 | 10.3 | 8.5 | 8.2 | 9.4 | 356.1 | 3.19 | 0.61 | 3.09 | 3.02 | 19.12% | 11.83 | 3.0586 | -0.091951 | 3.0043 | 1.0181 | 3.2477 | 17.29 | 22.75
2012-07-09 11:40 | 3.85 | 3.75 | 3.54 | 3.42 | 3.32 | 3.27 | 3.25 | 3.28 | 3.22 | 3.14 | 350 | 349.9 | 347.7 | 346.1 | 344.7 | 342.6 | 341.3 | 341.5 | 341.5 | 339.1 | 341.4 | 3.57 | 0.77 | 3.45 | 3.02 | 21.57% | 342.405 | 3.3311 | 0.056693 | 3.2671 | 1.0196 | 3.6399 | 51.87 | 58.24
2012-07-09 11:50 | 4.31 | 4.18 | 4.04 | 4 | 3.97 | 3.9 | 3.85 | 3.77 | 3.73 | 3.69 | 0.4 | 0.7 | 1.2 | 2.8 | 3.6 | 3.3 | 2.4 | 3.3 | 4.5 | 3.9 | 343.9 | 3.75 | 0.79 | 3.71 | 3.33 | 21.07% | 3.165 | 3.8959 | 0.11924 | 3.8928 | 1.0008 | 3.753 | 68.25 | 68.25
2012-07-09 12:00 | 4.01 | 3.88 | 3.84 | 3.68 | 3.51 | 3.43 | 3.41 | 3.34 | 3.33 | 3.44 | 354.8 | 355.7 | 356.6 | 357.1 | 358 | 357 | 357 | 357.2 | 358.8 | 0.4 | 339.8 | 3.58 | 1.06 | 3.56 | 3.34 | 29.61% | 357 | 3.516 | 0.054041 | 3.4271 | 1.0259 | 3.6729 | 52.78 | 60.97
2012-07-09 12:10 | 4.09 | 4.01 | 3.99 | 4.04 | 4.02 | 4.03 | 4.04 | 4.02 | 3.98 | 3.92 | 349.2 | 350.1 | 348.6 | 347.8 | 348.2 | 349 | 350 | 350.9 | 351.3 | 350.1 | 339.3 | 4.13 | 0.92 | 4.09 | 3.62 | 22.28% | 349.15 | 4.012 | -0.022902 | 4.0314 | 0.99518 | 4.1101 | 105.17 | 102.99
2012-07-09 12:20 | 3.72 | 3.67 | 3.57 | 3.55 | 3.53 | 3.46 | 3.41 | 3.31 | 3.17 | 3 | 4.4 | 4.6 | 5.5 | 5.4 | 3.6 | 1.3 | 0.3 | 0.2 | 359.4 | 359.1 | 348.2 | 3.37 | 0.77 | 3.25 | 2.91 | 22.85% | 1.15 | 3.418 | 0.13451 | 3.4528 | 0.98993 | 3.3361 | 33.67 | 30.94
2012-07-09 12:30 | 3.96 | 3.91 | 3.94 | 3.96 | 3.93 | 3.87 | 3.78 | 3.63 | 3.46 | 3.27 | 352.4 | 351.5 | 350.1 | 350.6 | 351.1 | 350.9 | 351.6 | 352.6 | 355 | 357.8 | 353.8 | 3.42 | 0.83 | 3.36 | 3.01 | 24.27% | 351.005 | 3.7785 | 0.21744 | 3.857 | 0.97966 | 3.3504 | 38.22 | 31.85
2012-07-09 12:40 | 4.34 | 4.12 | 3.86 | 3.71 | 3.67 | 3.59 | 3.4 | 3.21 | 3.04 | 2.93 | 19.9 | 18.9 | 17.5 | 18.5 | 18.2 | 17.3 | 14.5 | 12.2 | 11.6 | 11.3 | 17.5 | 3.42 | 0.89 | 3.27 | 2.8 | 26.02% | 16.88 | 3.5106 | 0.50249 | 3.5621 | 0.98552 | 3.3705 | 38.22 | 33.67
2012-07-09 12:50 | 4.28 | 4.24 | 4.15 | 4.1 | 4.04 | 4.01 | 3.98 | 3.91 | 3.81 | 3.6 | 14.3 | 13.6 | 11.2 | 12.4 | 13.4 | 13.7 | 14.3 | 14.8 | 15.1 | 13.1 | 4.7 | 3.71 | 0.74 | 3.65 | 3.42 | 19.95% | 13.79 | 3.9899 | 0.069394 | 4.0057 | 0.99605 | 3.6954 | 64.61 | 63.7
2012-07-09 13:00 | 3.1 | 3.16 | 3.22 | 3.15 | 3.11 | 3.07 | 3.03 | 2.95 | 2.89 | 2.87 | 342.1 | 341.7 | 342 | 343.3 | 345.3 | 348 | 349.9 | 351.3 | 353.1 | 353.8 | 343.2 | 3.35 | 0.7 | 3.31 | 2.91 | 20.9% | 348.285 | 3.0456 | 0.12119 | 3.0642 | 0.99393 | 3.3297 | 31.85 | 30.03
2012-07-09 13:10 | 4.07 | 3.99 | 3.73 | 3.49 | 3.27 | 3.11 | 3.01 | 2.95 | 2.8 | 2.55 | 8.2 | 8.8 | 6.8 | 5.8 | 6.9 | 8.5 | 8.7 | 9.7 | 11.6 | 11.1 | 358.7 | 2.89 | 0.66 | 2.82 | 2.62 | 22.84% | 8.53 | 3.2172 | 0.30202 | 3.0955 | 1.0393 | 3.0036 | 0 | 0
2012-07-09 13:20 | 2.65 | 2.54 | 2.56 | 2.48 | 2.29 | 2.18 | 2.11 | 2.08 | 2.14 | 2.16 | 33.6 | 33.4 | 35.5 | 36.4 | 33.6 | 30 | 30.2 | 31.3 | 31.3 | 27 | 31.19 | 2.34 | 0.87 | 2.26 | 1.84 | 37.18% | 30.03 | 2.267 | 0.3016 | 2.1698 | 1.0448 | 2.4448 | 0 | 0
2012-07-09 13:30 | 3.62 | 3.46 | 3.08 | 3.05 | 2.87 | 2.69 | 2.52 | 2.41 | 2.36 | 2.36 | 73.1 | 71.8 | 70.7 | 68.4 | 66 | 62.6 | 60.4 | 59.4 | 57.4 | 52 | 31.31 | 2.8 | 0.9 | 2.73 | 2.62 | 32.14% | 62.27 | 2.7372 | 0.60327 | 2.665 | 1.0271 | 2.8759 | 0 | 0
2012-07-09 13:40 | 3.27 | 3.21 | 3.12 | 2.99 | 2.89 | 2.8 | 2.67 | 2.56 | 2.45 | 2.35 | 25.9 | 26 | 24.3 | 23.5 | 25.3 | 25.1 | 23.5 | 21.3 | 18.5 | 19.4 | 19 | 2.77 | 0.87 | 2.69 | 2.28 | 31.41% | 24.86 | 2.7878 | 0.43933 | 2.781 | 1.0024 | 2.7768 | 0 | 0
2012-07-09 13:50 | 3.6 | 3.55 | 3.48 | 3.39 | 3.41 | 3.41 | 3.35 | 3.3 | 3.29 | 3.21 | 11.9 | 9.2 | 9.4 | 8.3 | 7.9 | 8.7 | 7.5 | 7 | 5.9 | 2.7 | 356.3 | 3.2 | 0.65 | 3.12 | 3.04 | 20.31% | 8.52 | 3.3729 | 0.16405 | 3.4013 | 0.99164 | 3.1733 | 18.2 | 15.47
2012-07-09 14:00 | 3.57 | 3.56 | 3.5 | 3.44 | 3.43 | 3.35 | 3.25 | 3.12 | 3.05 | 3 | 354.1 | 354.6 | 354.2 | 352.9 | 352.6 | 351.4 | 350.2 | 348.7 | 347.1 | 345.1 | 342.5 | 3.25 | 0.78 | 3.15 | 2.92 | 24% | 351.22 | 3.3018 | 0.28005 | 3.3355 | 0.9899 | 3.2172 | 22.75 | 20.02
2012-07-09 14:10 | 2.93 | 2.93 | 2.9 | 2.74 | 2.61 | 2.44 | 2.33 | 2.35 | 2.42 | 2.54 | 5.2 | 1.3 | 0.1 | 357.4 | 354.9 | 351.8 | 347.3 | 341.1 | 335.9 | 332.9 | 347.5 | 2.63 | 0.77 | 2.61 | 2.54 | 29.28% | 351.125 | 2.5304 | 0.42628 | 2.4239 | 1.0439 | 2.7456 | 0 | 0
2012-07-09 14:20 | 2.84 | 2.83 | 2.67 | 2.62 | 2.56 | 2.43 | 2.29 | 2.25 | 2.21 | 2.19 | 2.6 | 4.4 | 4.8 | 3.5 | 1.5 | 357.4 | 351.9 | 346.9 | 344.4 | 346 | 358.9 | 2.19 | 0.64 | 2.09 | 2.16 | 29.22% | 356.575 | 2.4252 | 0.54835 | 2.4094 | 1.0066 | 2.2044 | 0 | 0
2012-07-09 14:30 | 3.75 | 3.74 | 3.64 | 3.61 | 3.52 | 3.42 | 3.28 | 3.18 | 3.08 | 2.88 | 22.8 | 23.1 | 23.6 | 21.4 | 21 | 21.2 | 21.9 | 21.4 | 20 | 15.9 | 359 | 3.24 | 0.8 | 3.07 | 2.66 | 24.69% | 21.305 | 3.3862 | 0.38625 | 3.3996 | 0.99607 | 3.2273 | 21.84 | 20.93
2012-07-09 14:40 | 3.49 | 3.36 | 3.28 | 3.3 | 3.37 | 3.32 | 3.26 | 3.14 | 2.98 | 2.86 | 32.1 | 30.2 | 28.1 | 28.7 | 26.9 | 25.5 | 24.2 | 21.8 | 20.3 | 17.3 | 26.95 | 3.18 | 0.86 | 3.1 | 2.34 | 27.04% | 25.305 | 3.2237 | 0.16853 | 3.3113 | 0.97353 | 3.0958 | 16.38 | 9.1
2012-07-09 14:50 | 5.03 | 4.89 | 4.74 | 4.65 | 4.69 | 4.7 | 4.63 | 4.57 | 4.53 | 4.36 | 25.4 | 25.9 | 28 | 25.9 | 24.1 | 22.8 | 20.9 | 19.7 | 20.2 | 20 | 14 | 4.3 | 0.72 | 4.19 | 3.7 | 16.74% | 22.515 | 4.6359 | 0.13867 | 4.6899 | 0.98849 | 4.2505 | 123.7 | 118.25
2012-07-09 15:00 | 4.06 | 4 | 3.81 | 3.7 | 3.58 | 3.5 | 3.44 | 3.35 | 3.32 | 3.22 | 42 | 41.5 | 42.4 | 42.2 | 42.2 | 43.2 | 42.4 | 41.7 | 40.8 | 41.5 | 27.22 | 3.35 | 0.72 | 3.28 | 3 | 21.49% | 43.08 | 3.5351 | 0.15979 | 3.4913 | 1.0125 | 3.392 | 31.85 | 35.49
2012-07-09 15:10 | 3.62 | 3.6 | 3.5 | 3.37 | 3.32 | 3.21 | 2.99 | 2.83 | 2.66 | 2.41 | 63.2 | 63.6 | 65.6 | 65.9 | 63.8 | 63.3 | 61.9 | 60.9 | 60.6 | 55.9 | 50.65 | 3.35 | 0.61 | 3.22 | 2.61 | 18.21% | 63.09 | 3.1307 | 0.65609 | 3.1775 | 0.98527 | 3.3007 | 31.85 | 27.3
2012-07-09 15:20 | 3.33 | 3.43 | 3.42 | 3.41 | 3.27 | 3.23 | 3.16 | 3.02 | 2.88 | 2.86 | 27.1 | 29.5 | 27.8 | 25.9 | 25.1 | 25.6 | 27.2 | 28.4 | 28.9 | 32 | 24.9 | 2.9 | 0.55 | 2.79 | 2.55 | 18.97% | 25.84 | 3.1938 | 0.20247 | 3.2199 | 0.99189 | 2.8765 | 0 | 0
2012-07-09 15:50 | 3.78 | 3.79 | 3.68 | 3.62 | 3.5 | 3.41 | 3.33 | 3.23 | 3.18 | 3.2 | 51.9 | 52.5 | 48.3 | 50 | 48.5 | 47.6 | 47.4 | 47.5 | 47.5 | 46.7 | 48.19 | 3.49 | 0.78 | 3.33 | 2.7 | 22.35% | 47.57 | 3.4271 | 0.21938 | 3.3984 | 1.0084 | 3.5194 | 44.59 | 47.32
2012-07-09 16:40 | 3.83 | 3.81 | 3.57 | 3.62 | 3.55 | 3.51 | 3.46 | 3.4 | 3.31 | 3.21 | 82 | 80.8 | 79.4 | 79.5 | 78.6 | 78 | 77.4 | 76.1 | 77.4 | 80 | 61.05 | 3.49 | 0.54 | 3.39 | 3.04 | 15.47% | 77.91 | 3.4906 | 0.13258 | 3.5028 | 0.99652 | 3.4779 | 44.59 | 43.68
2012-07-09 16:50 | 4 | 4.01 | 3.88 | 3.87 | 3.74 | 3.7 | 3.64 | 3.6 | 3.6 | 3.53 | 92.1 | 93.2 | 92.5 | 92.4 | 93.4 | 93.8 | 94.1 | 94 | 93.8 | 95 | 75.81 | 3.59 | 0.43 | 3.55 | 3.24 | 11.98% | 93.845 | 3.7202 | 0.15108 | 3.6913 | 1.0078 | 3.6181 | 53.69 | 56.42
2012-07-09 17:00 | 4.15 | 4.1 | 3.91 | 3.85 | 3.78 | 3.74 | 3.69 | 3.65 | 3.53 | 3.29 | 81.6 | 81.9 | 81.3 | 81.5 | 82.6 | 83.9 | 84.1 | 84.4 | 84.9 | 85.6 | 74.58 | 3.81 | 0.68 | 3.77 | 3.14 | 17.85% | 83.93 | 3.73 | 0.12438 | 3.7328 | 0.99926 | 3.8072 | 73.71 | 73.71
2012-07-09 17:10 | 4.26 | 4.17 | 4.02 | 3.89 | 3.74 | 3.61 | 3.55 | 3.52 | 3.44 | 3.28 | 73.1 | 73 | 74.1 | 74.9 | 74.9 | 74.3 | 74.7 | 74.9 | 75.2 | 76.7 | 72.97 | 3.84 | 0.88 | 3.76 | 3.03 | 22.92% | 74.36 | 3.6846 | 0.15488 | 3.6013 | 1.0231 | 3.9288 | 76.44 | 84.63
2012-07-09 17:20 | 5.29 | 5.27 | 5.11 | 5.01 | 5 | 4.96 | 4.91 | 4.81 | 4.7 | 4.57 | 70.2 | 69.6 | 70.3 | 70.4 | 70.6 | 70.6 | 70.4 | 70.2 | 71.1 | 72.6 | 57.96 | 5.13 | 0.42 | 5.1 | 4.6 | 8.187% | 70.57 | 4.9259 | 0.093628 | 4.9528 | 0.99457 | 5.1021 | 221.06 | 216.2
2012-07-09 17:30 | 5.59 | 5.55 | 5.44 | 5.31 | 5.29 | 5.25 | 5.18 | 5.13 | 5.07 | 4.78 | 66.7 | 66.6 | 66 | 66 | 66 | 65.8 | 66.5 | 67.1 | 67.5 | 69.5 | 56.96 | 5.14 | 0.8 | 5.16 | 4.17 | 15.56% | 65.905 | 5.2272 | 0.12404 | 5.2399 | 0.99757 | 5.1275 | 222.68 | 221.06
2012-07-09 17:40 | 7.1 | 7.03 | 6.88 | 6.66 | 6.44 | 6.25 | 6.02 | 5.79 | 5.53 | 5.16 | 65.6 | 65.3 | 66 | 66.2 | 66.2 | 66 | 66.7 | 67.3 | 68.4 | 69.9 | 59.48 | 6.25 | 0.71 | 6.1 | 4.38 | 11.36% | 66.105 | 6.2245 | 0.34648 | 6.2165 | 1.0013 | 6.258 | 418.5 | 420.76
2012-07-09 17:50 | 6.34 | 6.22 | 6.01 | 5.71 | 5.48 | 5.28 | 5.04 | 4.72 | 4.44 | 4.11 | 69.6 | 69.5 | 69.7 | 70.1 | 70.2 | 70.2 | 70.8 | 71.4 | 71.1 | 71.1 | 60.98 | 5.33 | 0.72 | 5.18 | 3.87 | 13.51% | 70.29 | 5.2645 | 0.42989 | 5.2449 | 1.0037 | 5.3499 | 253.46 | 256.7
2012-07-09 18:00 | 6.38 | 6.27 | 6.05 | 5.84 | 5.62 | 5.45 | 5.26 | 5.05 | 4.86 | 4.59 | 67.2 | 67.3 | 67.3 | 67.7 | 68.1 | 68.5 | 69 | 68.5 | 68 | 68 | 60.47 | 5.29 | 0.6 | 5.16 | 3.62 | 11.34% | 68.575 | 5.4571 | 0.32791 | 5.4224 | 1.0064 | 5.3239 | 246.98 | 251.84
2012-07-09 18:10 | 6.66 | 6.56 | 6.31 | 6.01 | 5.72 | 5.48 | 5.25 | 5.02 | 4.77 | 4.41 | 70.9 | 70.7 | 71.8 | 71.7 | 71.7 | 72.5 | 72.7 | 72.5 | 72.6 | 74.5 | 62.83 | 5.47 | 0.59 | 5.28 | 3.59 | 10.79% | 72.53 | 5.5322 | 0.39623 | 5.4464 | 1.0157 | 5.5561 | 276.14 | 290.72
2012-07-09 18:20 | 6.29 | 6.17 | 5.87 | 5.66 | 5.42 | 5.16 | 4.93 | 4.7 | 4.52 | 4.19 | 69.5 | 69.8 | 69.6 | 70.3 | 70 | 69.5 | 69.8 | 70.9 | 71.9 | 75.3 | 61.91 | 5.3 | 0.34 | 5.15 | 3.82 | 6.415% | 69.545 | 5.2034 | 0.42137 | 5.1264 | 1.015 | 5.3796 | 248.6 | 261.56
2012-07-09 18:30 | 5.44 | 5.34 | 5.27 | 5.14 | 4.99 | 4.83 | 4.69 | 4.55 | 4.39 | 3.93 | 70.9 | 71 | 71.5 | 72.4 | 71.7 | 71.7 | 71.8 | 71.9 | 72.3 | 74.2 | 62.36 | 5 | 0.17 | 4.9 | 3.6 | 3.4% | 71.715 | 4.8244 | 0.27181 | 4.8097 | 1.0031 | 5.0153 | 200 | 203.24
2012-07-09 18:40 | 5.38 | 5.35 | 5.29 | 5.12 | 4.95 | 4.76 | 4.6 | 4.43 | 4.23 | 3.89 | 72.3 | 71.7 | 71.4 | 70.7 | 70.8 | 70.9 | 71.2 | 72 | 72.8 | 73.9 | 62.75 | 4.84 | 0.23 | 4.74 | 3.24 | 4.752% | 70.945 | 4.7649 | 0.31596 | 4.7367 | 1.006 | 4.8688 | 182.56 | 185.83
2012-07-09 18:50 | 4.88 | 4.87 | 4.81 | 4.74 | 4.59 | 4.49 | 4.42 | 4.31 | 4.18 | 3.87 | 67.3 | 66.9 | 66 | 66.1 | 66.2 | 66.2 | 66.7 | 67.1 | 67.7 | 69.7 | 59.03 | 4.62 | 0.19 | 4.56 | 3.17 | 4.113% | 66.275 | 4.4926 | 0.1452 | 4.4799 | 1.0028 | 4.6331 | 158.58 | 159.67
2012-07-09 19:00 | 4.89 | 4.73 | 4.46 | 4.37 | 4.27 | 4.14 | 3.99 | 3.93 | 3.83 | 3.63 | 66.6 | 67 | 66.4 | 66.7 | 67.5 | 67.8 | 68.6 | 69.6 | 70.1 | 73.2 | 59.04 | 4.33 | 0.29 | 4.24 | 3.33 | 6.697% | 67.92 | 4.1471 | 0.34103 | 4.1182 | 1.007 | 4.3604 | 126.97 | 130.24
2012-07-09 19:10 | 5.01 | 4.97 | 4.93 | 4.88 | 4.76 | 4.57 | 4.4 | 4.23 | 4.1 | 3.76 | 65.7 | 65.7 | 65.8 | 66 | 66.1 | 66.5 | 66.8 | 67.2 | 67.7 | 69.3 | 58.42 | 4.67 | 0.24 | 4.55 | 3.27 | 5.139% | 66.545 | 4.5434 | 0.35031 | 4.5452 | 0.9996 | 4.6681 | 164.03 | 164.03
2012-07-09 19:20 | 4.98 | 4.95 | 4.84 | 4.76 | 4.66 | 4.5 | 4.33 | 4.15 | 3.97 | 3.65 | 69.7 | 69.8 | 69.4 | 69.4 | 69.5 | 69.5 | 69.6 | 70.5 | 71.8 | 73.2 | 61.25 | 4.51 | 0.23 | 4.4 | 3.25 | 5.1% | 69.515 | 4.4537 | 0.35587 | 4.4752 | 0.99518 | 4.4882 | 146.59 | 144.41
2012-07-09 19:30 | 5.17 | 5.07 | 5 | 4.92 | 4.74 | 4.53 | 4.29 | 4.09 | 3.91 | 3.53 | 65.7 | 65.6 | 65.8 | 65.6 | 66 | 66.4 | 66.6 | 66.6 | 67.5 | 68.9 | 57.98 | 4.66 | 0.25 | 4.52 | 3.07 | 5.365% | 66.43 | 4.4983 | 0.50303 | 4.4948 | 1.0008 | 4.6636 | 162.94 | 162.94
2012-07-09 19:40 | 5.66 | 5.55 | 5.43 | 5.33 | 5.23 | 5.03 | 4.83 | 4.65 | 4.44 | 4.15 | 70.2 | 70.1 | 69.7 | 69.5 | 69 | 68.7 | 68.9 | 69.4 | 70.1 | 70.1 | 60.85 | 4.89 | 0.37 | 4.74 | 3.31 | 7.566% | 68.73 | 4.989 | 0.37494 | 5.0008 | 0.99764 | 4.8784 | 188.01 | 186.92
2012-07-09 19:50 | 6.35 | 6.2 | 6.13 | 5.97 | 5.72 | 5.43 | 5.16 | 4.94 | 4.74 | 4.41 | 78.9 | 78.7 | 78.7 | 79.1 | 78.8 | 79.1 | 78.8 | 78.5 | 78.5 | 79.5 | 70.28 | 5.55 | 0.43 | 5.37 | 4.11 | 7.748% | 79.055 | 5.4508 | 0.47131 | 5.3905 | 1.0112 | 5.6121 | 289.1 | 298.82
2012-07-09 20:00 | 6.36 | 6.12 | 5.91 | 5.86 | 5.65 | 5.42 | 5.17 | 4.88 | 4.64 | 4.39 | 79.7 | 80 | 80.8 | 80.7 | 81.5 | 81.4 | 81 | 81.1 | 81.2 | 80.9 | 72.85 | 5.5 | 0.27 | 5.36 | 4.2 | 4.909% | 81.34 | 5.3746 | 0.43639 | 5.3835 | 0.99836 | 5.491 | 281 | 279.38
2012-07-09 20:10 | 6.6 | 6.39 | 6.27 | 6.04 | 5.77 | 5.49 | 5.26 | 5.04 | 4.85 | 4.5 | 78.2 | 78.6 | 79.7 | 80.6 | 81.6 | 82.6 | 83.4 | 83.7 | 83.8 | 84.2 | 74.45 | 5.61 | 0.25 | 5.42 | 4.13 | 4.456% | 82.72 | 5.5407 | 0.39549 | 5.4564 | 1.0154 | 5.6967 | 298.82 | 313.4
2012-07-09 20:20 | 6.55 | 6.39 | 6.22 | 5.98 | 5.73 | 5.44 | 5.21 | 5 | 4.8 | 4.57 | 75.3 | 75.7 | 75.5 | 75.6 | 76.1 | 76.4 | 76.7 | 77.4 | 77.7 | 80.2 | 68.12 | 5.52 | 0.51 | 5.33 | 4.15 | 9.239% | 76.445 | 5.5021 | 0.3992 | 5.4064 | 1.0177 | 5.6176 | 284.24 | 300.44
2012-07-09 20:30 | 7.25 | 7.05 | 6.87 | 6.9 | 6.79 | 6.64 | 6.5 | 6.39 | 6.3 | 6.03 | 89.5 | 89.8 | 90.3 | 90.9 | 91.5 | 92.4 | 93.5 | 94.3 | 95.3 | 95.3 | 82.61 | 6.41 | 0.82 | 6.35 | 5.74 | 12.79% | 92.565 | 6.6146 | 0.19692 | 6.6198 | 0.99922 | 6.405 | 454.66 | 452.4
2012-07-09 23:40 | 12.69 | 12.47 | 12.11 | 11.74 | 11.42 | 11.07 | 10.63 | 10.15 | 9.71 | 8.98 | 149 | 149.3 | 149.4 | 149.3 | 149.2 | 149 | 148.9 | 148.6 | 147.9 | 147.7 | 140 | 11.19 | 1.2 | 10.98 | 8.37 | 10.72% | 148.985 | 10.9821 | 0.3748 | 11.0059 | 0.99784 | 11.1658 | 1919.96 | 1918.28
2012-07-10 03:00 | 7.32 | 7.29 | 7.25 | 7.15 | 7.15 | 7.01 | 6.91 | 6.82 | 6.67 | 6.35 | 90.9 | 90.7 | 89.9 | 89.4 | 89.8 | 89.7 | 88.8 | 88.1 | 88.4 | 88 | 80.3 | 7.11 | 0.99 | 7.02 | 6.37 | 13.92% | 89.565 | 6.9739 | 0.13278 | 6.9956 | 0.9969 | 7.088 | 621.11 | 615.09
2012-07-10 03:10 | 7.54 | 7.58 | 7.64 | 7.65 | 7.61 | 7.49 | 7.28 | 7.09 | 6.82 | 6.25 | 90 | 89.9 | 88.8 | 88.2 | 87.7 | 86.9 | 86.5 | 85.9 | 85.3 | 85.7 | 77.51 | 7.53 | 0.53 | 7.42 | 6.18 | 7.039% | 86.84 | 7.3295 | 0.26279 | 7.4595 | 0.98257 | 7.3987 | 747.53 | 708.4
2012-07-10 03:20 | 7.98 | 7.97 | 7.86 | 7.63 | 7.41 | 7.16 | 6.94 | 6.67 | 6.42 | 5.96 | 90.3 | 90 | 89.2 | 88.7 | 88.5 | 87.6 | 87.4 | 86.9 | 86.3 | 86.6 | 79.17 | 7.09 | 0.69 | 6.94 | 5.73 | 9.732% | 87.57 | 7.1481 | 0.28839 | 7.1281 | 1.0028 | 7.11 | 615.09 | 621.11
2012-07-10 03:30 | 8.77 | 8.6 | 8.35 | 8.12 | 7.84 | 7.57 | 7.36 | 7.08 | 6.84 | 6.36 | 94.1 | 94 | 93.9 | 93.9 | 93.6 | 93.8 | 93.5 | 93.1 | 92.9 | 92.8 | 84.44 | 7.18 | 0.81 | 7.06 | 5.84 | 11.28% | 93.755 | 7.5962 | 0.25998 | 7.5395 | 1.0075 | 7.234 | 642.18 | 657.23
2012-07-10 06:10 | 7.3 | 7.24 | 7.21 | 7.12 | 7.04 | 6.99 | 6.92 | 6.85 | 6.73 | 6.29 | 64.9 | 64.5 | 63.8 | 63.8 | 64.3 | 63.9 | 64 | 63.8 | 63.7 | 64.2 | 58 | 6.98 | 0.67 | 6.88 | 5.46 | 9.599% | 63.915 | 6.9552 | 0.093009 | 6.9799 | 0.99645 | 6.9552 | 583.48 | 578.96
2012-07-10 06:20 | 8 | 7.94 | 7.83 | 7.78 | 7.7 | 7.59 | 7.53 | 7.4 | 7.17 | 6.59 | 68.1 | 68.4 | 68.3 | 67.9 | 68.3 | 69 | 69.6 | 70.2 | 69.8 | 69.4 | 62.33 | 7.35 | 0.78 | 7.24 | 5.48 | 10.61% | 69.09 | 7.541 | 0.073342 | 7.5814 | 0.99467 | 7.3108 | 693.35 | 681.31
2012-07-10 06:30 | 7.39 | 7.36 | 7.26 | 7.23 | 7.23 | 7.25 | 7.19 | 7.11 | 6.98 | 6.61 | 74.2 | 74.2 | 74.7 | 74.9 | 75.8 | 76.2 | 76.2 | 76.2 | 76.2 | 76.7 | 66.3 | 7.49 | 0.63 | 7.4 | 6.07 | 8.411% | 76.2 | 7.1588 | 0.076795 | 7.2414 | 0.98859 | 7.4046 | 735.49 | 708.4
2012-07-10 06:40 | 7.36 | 7.27 | 7.27 | 7.13 | 6.97 | 6.91 | 6.75 | 6.53 | 6.3 | 6 | 72.6 | 72.9 | 72.5 | 72.2 | 72.4 | 72.9 | 73.6 | 74.1 | 74.8 | 77 | 65.49 | 6.8 | 0.67 | 6.71 | 5.56 | 9.853% | 73.005 | 6.8175 | 0.21649 | 6.8868 | 0.98993 | 6.7315 | 542.8 | 526.98
2012-07-10 06:50 | 6.13 | 6.08 | 5.93 | 5.98 | 5.97 | 6.03 | 6.08 | 6.05 | 6 | 5.73 | 65.9 | 66.6 | 68.7 | 70.8 | 72.1 | 73.2 | 73.8 | 74.7 | 75.4 | 75.7 | 62.04 | 6 | 0.52 | 5.96 | 5.51 | 8.667% | 73.29 | 5.9931 | -0.076309 | 6.0371 | 0.99271 | 5.9563 | 362 | 355.52
2012-07-10 07:00 | 5.43 | 5.33 | 5.19 | 5.06 | 4.95 | 4.89 | 4.75 | 4.71 | 4.63 | 4.26 | 56.4 | 57.4 | 59.3 | 60.4 | 61.1 | 61.9 | 62.8 | 64.7 | 66.2 | 67.5 | 52.9 | 5.19 | 0.47 | 5.15 | 4 | 9.056% | 62.035 | 4.8678 | 0.26843 | 4.8697 | 0.99961 | 5.188 | 230.78 | 230.78
2012-07-10 07:10 | 5.52 | 5.47 | 5.34 | 5.25 | 5.11 | 4.96 | 4.87 | 4.77 | 4.59 | 4.39 | 52.3 | 51.4 | 51.5 | 51.6 | 52 | 52.7 | 53.5 | 54.3 | 55.4 | 56 | 45.42 | 5.05 | 0.45 | 4.89 | 4.02 | 8.911% | 52.82 | 4.9784 | 0.16922 | 4.947 | 1.0064 | 5.0821 | 208.1 | 212.96
2012-07-10 07:20 | 5.3 | 5.28 | 5.21 | 5.21 | 5.2 | 5.21 | 5.18 | 5.01 | 4.79 | 4.36 | 54 | 53.7 | 53.1 | 52.6 | 53.1 | 52.7 | 52.5 | 51.6 | 51.1 | 49.8 | 42.57 | 5.22 | 0.53 | 5.15 | 4.12 | 10.15% | 52.67 | 5.0917 | 0.053365 | 5.2057 | 0.9781 | 5.1057 | 235.64 | 217.82
2012-07-10 07:30 | 5.65 | 5.64 | 5.55 | 5.38 | 5.34 | 5.25 | 5.14 | 4.97 | 4.83 | 4.4 | 47.3 | 48.3 | 48.4 | 48.8 | 49 | 49.7 | 50 | 50.2 | 50.3 | 50.7 | 41.87 | 5.21 | 0.44 | 5.07 | 4.15 | 8.445% | 49.745 | 5.1924 | 0.19568 | 5.2341 | 0.99203 | 5.1685 | 234.02 | 227.54
2012-07-10 07:40 | 5.64 | 5.66 | 5.61 | 5.51 | 5.45 | 5.44 | 5.43 | 5.33 | 5.18 | 4.77 | 50 | 50.5 | 50.9 | 51.2 | 51.7 | 51.9 | 52 | 52.6 | 53.7 | 53.6 | 43.47 | 5.34 | 0.44 | 5.24 | 4.34 | 8.24% | 51.915 | 5.3992 | 0.017003 | 5.4386 | 0.99276 | 5.3013 | 255.08 | 248.6
2012-07-10 07:50 | 5.43 | 5.4 | 5.38 | 5.35 | 5.26 | 5.15 | 5.13 | 5.04 | 4.9 | 4.65 | 42.6 | 43.5 | 43.4 | 43.1 | 42.9 | 44 | 45.1 | 46.1 | 45.9 | 45.8 | 39.62 | 4.89 | 0.68 | 4.75 | 4.06 | 13.91% | 44.165 | 5.1551 | 0.035957 | 5.1471 | 1.0015 | 4.8976 | 188.01 | 189.1
2012-07-10 08:00 | 5.74 | 5.71 | 5.58 | 5.47 | 5.28 | 5.13 | 5.04 | 4.99 | 4.74 | 4.33 | 48 | 48.6 | 50 | 50.8 | 51.5 | 51.3 | 51.3 | 51 | 51.3 | 51.9 | 40.95 | 5.33 | 0.48 | 5.2 | 4.49 | 9.006% | 51.3 | 5.1627 | 0.16356 | 5.117 | 1.0089 | 5.3776 | 253.46 | 261.56
2012-07-10 13:40 | 5.99 | 5.83 | 5.56 | 5.46 | 5.34 | 5.2 | 5.09 | 4.9 | 4.81 | 4.69 | 48.4 | 48.2 | 48.8 | 49.1 | 47.4 | 45.2 | 43.7 | 44.1 | 45.1 | 45.8 | 38.82 | 5.04 | 0.92 | 5.04 | 4.42 | 18.25% | 44.975 | 5.1984 | 0.19758 | 5.1841 | 1.0028 | 5.0539 | 206.48 | 208.1
2012-07-10 13:50 | 5.47 | 5.27 | 4.97 | 4.7 | 4.59 | 4.48 | 4.33 | 4.29 | 4.17 | 3.98 | 73.4 | 73.3 | 73.6 | 74.1 | 75.3 | 75.7 | 77.3 | 77.3 | 76.5 | 75.6 | 58.22 | 4.04 | 1.24 | 4.06 | 3.53 | 30.69% | 75.94 | 4.5169 | 0.31471 | 4.4582 | 1.0132 | 4.0932 | 95.36 | 100.81
2012-07-10 14:00 | 5.34 | 5.21 | 5.04 | 4.78 | 4.67 | 4.58 | 4.53 | 4.48 | 4.39 | 4.22 | 52.8 | 52.9 | 55.1 | 54.6 | 54.8 | 54.1 | 52.9 | 51.7 | 51.2 | 49.3 | 41.91 | 4.6 | 0.71 | 4.46 | 3.78 | 15.43% | 53.92 | 4.6403 | 0.10144 | 4.5728 | 1.0148 | 4.6679 | 156.4 | 164.03
2012-07-10 14:10 | 5.38 | 5.33 | 5.08 | 4.87 | 4.79 | 4.71 | 4.53 | 4.33 | 4.24 | 4.14 | 64.7 | 63.5 | 62.7 | 61.6 | 60.1 | 60 | 60 | 59.3 | 59.5 | 60.7 | 45.27 | 4.83 | 0.99 | 4.73 | 3.96 | 20.5% | 60 | 4.6623 | 0.36008 | 4.6838 | 0.99542 | 4.8079 | 181.47 | 179.29
2012-07-10 14:20 | 5.24 | 5.11 | 4.84 | 4.62 | 4.5 | 4.29 | 4.18 | 4.1 | 4.01 | 3.95 | 40.3 | 40.8 | 41 | 42 | 42.5 | 42 | 41.4 | 41.1 | 40.6 | 38.4 | 28.07 | 4.57 | 0.79 | 4.45 | 3.85 | 17.29% | 41.91 | 4.3822 | 0.24004 | 4.2741 | 1.0253 | 4.6856 | 153.13 | 166.21
2012-07-10 14:30 | 4.91 | 4.91 | 4.79 | 4.63 | 4.45 | 4.33 | 4.25 | 4.21 | 4.19 | 4.11 | 78.8 | 78.6 | 76 | 73.7 | 73.1 | 73.2 | 73.2 | 73.8 | 73.8 | 74 | 64.64 | 4.15 | 0.89 | 4.07 | 3.52 | 21.45% | 73.2 | 4.4112 | 0.17233 | 4.3184 | 1.0215 | 4.2391 | 107.35 | 117.16
2012-07-10 14:40 | 4.82 | 4.79 | 4.63 | 4.44 | 4.39 | 4.28 | 4.29 | 4.31 | 4.29 | 4.24 | 73.4 | 73.7 | 73.6 | 72.1 | 71.8 | 73.8 | 74.1 | 73.7 | 73.6 | 74.6 | 59.76 | 3.69 | 0.66 | 3.76 | 3.61 | 17.89% | 73.845 | 4.3827 | -0.021566 | 4.2814 | 1.0237 | 3.7773 | 62.79 | 70.98
2012-07-10 14:50 | 4.02 | 3.91 | 3.8 | 3.69 | 3.6 | 3.58 | 3.56 | 3.52 | 3.35 | 3.3 | 76.4 | 77.2 | 74.6 | 73.3 | 70.5 | 68.6 | 67.6 | 65.8 | 63.5 | 61.8 | 62.91 | 3.54 | 0.88 | 3.5 | 2.84 | 24.86% | 68.45 | 3.5754 | 0.05177 | 3.5771 | 0.99952 | 3.5383 | 49.14 | 49.14
2012-07-10 15:00 | 5.09 | 4.97 | 4.89 | 4.8 | 4.69 | 4.6 | 4.46 | 4.35 | 4.2 | 3.86 | 78.8 | 78 | 76.2 | 76.8 | 77.2 | 77.1 | 77 | 78.5 | 79.7 | 80.7 | 68.37 | 4.57 | 1.04 | 4.48 | 3.7 | 22.76% | 77.085 | 4.5571 | 0.28562 | 4.5797 | 0.99507 | 4.5475 | 153.13 | 150.95
2012-07-10 15:10 | 6 | 5.97 | 5.82 | 5.68 | 5.7 | 5.66 | 5.55 | 5.47 | 5.37 | 5.17 | 67 | 67.3 | 66.5 | 66.4 | 66.4 | 66.7 | 66.3 | 65.7 | 65 | 64.1 | 59.68 | 5.53 | 0.75 | 5.47 | 4.47 | 13.56% | 66.64 | 5.6008 | 0.18136 | 5.6441 | 0.99233 | 5.4876 | 285.86 | 279.38
2012-07-10 15:20 | 4.98 | 4.94 | 4.91 | 4.82 | 4.8 | 4.78 | 4.72 | 4.65 | 4.57 | 4.31 | 88.2 | 88.4 | 88.2 | 88 | 87.8 | 87.4 | 86.9 | 86.6 | 86.1 | 86.4 | 77.77 | 4.61 | 0.61 | 4.64 | 4.16 | 13.23% | 87.325 | 4.7352 | 0.11673 | 4.7714 | 0.99243 | 4.5751 | 157.49 | 154.22
2012-07-10 15:30 | 4.79 | 4.8 | 4.71 | 4.53 | 4.45 | 4.34 | 4.19 | 4.08 | 4.04 | 3.85 | 79.7 | 80.5 | 81.1 | 82.3 | 83.3 | 84.2 | 84.3 | 84 | 84.9 | 86.3 | 80.07 | 4.14 | 0.76 | 4.15 | 3.74 | 18.36% | 84.215 | 4.3317 | 0.32504 | 4.3182 | 1.0031 | 4.153 | 106.26 | 107.35
2012-07-10 15:40 | 5.38 | 5.29 | 5.14 | 5.05 | 4.97 | 4.88 | 4.73 | 4.62 | 4.54 | 4.27 | 85.3 | 85.6 | 86.4 | 87.6 | 87.7 | 88.1 | 88.5 | 88.6 | 88.6 | 88.6 | 76.09 | 5.03 | 0.47 | 5 | 4.47 | 9.344% | 88.16 | 4.8407 | 0.2885 | 4.8582 | 0.9964 | 5.0119 | 204.86 | 201.62
2012-07-10 15:50 | 5.51 | 5.4 | 5.21 | 5.07 | 4.9 | 4.77 | 4.68 | 4.54 | 4.36 | 3.9 | 91.2 | 91.4 | 91.6 | 91.4 | 90.1 | 89.3 | 89.4 | 90 | 90.3 | 91.7 | 77.32 | 4.85 | 0.63 | 4.73 | 4.24 | 12.99% | 89.315 | 4.7816 | 0.17602 | 4.757 | 1.0052 | 4.8751 | 183.65 | 186.92
2012-07-10 16:00 | 5.01 | 4.85 | 4.65 | 4.52 | 4.53 | 4.48 | 4.5 | 4.53 | 4.54 | 4.28 | 95.2 | 95.2 | 94.1 | 94.4 | 94.1 | 93.9 | 94.1 | 94.6 | 93.9 | 91.5 | 81.74 | 4.37 | 0.76 | 4.39 | 4.29 | 17.39% | 93.93 | 4.5351 | -0.041163 | 4.4829 | 1.0117 | 4.4209 | 131.33 | 136.78
2012-07-10 17:10 | 5.51 | 5.3 | 5.05 | 4.91 | 4.86 | 4.86 | 4.93 | 4.86 | 4.8 | 4.76 | 90 | 90.1 | 92.1 | 92.4 | 92.5 | 93.8 | 94.8 | 95.3 | 96.1 | 97.9 | 83.38 | 4.87 | 0.55 | 4.84 | 4.58 | 11.29% | 93.95 | 4.903 | -0.13215 | 4.87 | 1.0068 | 4.903 | 185.83 | 189.1
2012-07-10 17:20 | 5.57 | 5.44 | 5.27 | 5.14 | 5.14 | 5.12 | 5.08 | 5.01 | 4.85 | 4.64 | 84.5 | 84.8 | 85.8 | 86.5 | 86.3 | 86.1 | 87 | 86.9 | 86.5 | 86.8 | 79.49 | 4.78 | 0.5 | 4.8 | 4.37 | 10.46% | 86.235 | 5.0808 | 0.072479 | 5.1142 | 0.99346 | 4.7487 | 176.02 | 172.75
2012-07-10 17:30 | 5.04 | 4.97 | 4.95 | 4.86 | 4.79 | 4.75 | 4.64 | 4.56 | 4.49 | 4.35 | 86.5 | 86.3 | 86.4 | 86.3 | 86.4 | 86.7 | 86.7 | 87.4 | 87.3 | 86.7 | 78.22 | 4.43 | 0.56 | 4.36 | 3.97 | 12.64% | 86.7 | 4.7112 | 0.21652 | 4.7341 | 0.99516 | 4.4086 | 137.87 | 135.69
2012-07-10 17:40 | 5.01 | 4.89 | 4.75 | 4.57 | 4.48 | 4.4 | 4.34 | 4.28 | 4.15 | 3.89 | 85.6 | 85.6 | 85.7 | 86.7 | 86.7 | 86.9 | 86.8 | 86.2 | 85.9 | 86.3 | 75.04 | 4.6 | 0.4 | 4.58 | 3.6 | 8.696% | 86.885 | 4.4189 | 0.12688 | 4.3914 | 1.0063 | 4.6289 | 156.4 | 159.67
2012-07-10 17:50 | 4.76 | 4.64 | 4.41 | 4.25 | 4.12 | 3.96 | 3.82 | 3.71 | 3.59 | 3.52 | 79.3 | 79.2 | 79.1 | 79.4 | 78.5 | 77.2 | 77.1 | 78.6 | 79.5 | 81 | 69.68 | 4.06 | 0.53 | 3.95 | 3.2 | 13.05% | 77.185 | 3.9945 | 0.33262 | 3.9396 | 1.0139 | 4.1166 | 97.54 | 104.08
2012-07-10 18:00 | 4.91 | 4.75 | 4.56 | 4.42 | 4.25 | 4.11 | 3.95 | 3.85 | 3.82 | 3.69 | 73.7 | 73.7 | 74.8 | 73.5 | 73.6 | 72.8 | 72.2 | 72.2 | 72.5 | 72.9 | 67.92 | 3.76 | 0.5 | 3.69 | 2.71 | 13.3% | 72.71 | 4.1482 | 0.36694 | 4.0867 | 1.015 | 3.8166 | 69.16 | 74.62
2012-07-10 18:10 | 5.03 | 4.9 | 4.69 | 4.54 | 4.41 | 4.28 | 4.21 | 4.15 | 4.13 | 4.06 | 73.2 | 73.1 | 73.6 | 74 | 74.7 | 75.2 | 75.7 | 76.4 | 76.4 | 76.3 | 65.36 | 4.35 | 0.42 | 4.3 | 3.4 | 9.655% | 75.275 | 4.354 | 0.15239 | 4.2699 | 1.0197 | 4.4357 | 129.15 | 138.96
2012-07-10 18:20 | 5.44 | 5.38 | 5.23 | 5.13 | 5.06 | 4.99 | 4.89 | 4.81 | 4.73 | 4.46 | 74.6 | 74.4 | 73.5 | 73.1 | 72.8 | 72.6 | 73.1 | 74 | 74.3 | 73 | 64.19 | 4.61 | 0.47 | 4.68 | 4.18 | 10.2% | 72.675 | 4.9691 | 0.18707 | 4.9755 | 0.99871 | 4.6041 | 157.49 | 156.4
2012-07-10 18:30 | 5.23 | 5.23 | 5.18 | 5.12 | 5.1 | 5.08 | 4.98 | 4.87 | 4.78 | 4.5 | 82 | 81.7 | 80.8 | 79.3 | 77.7 | 76.6 | 75.6 | 74.7 | 74.9 | 75.2 | 71.93 | 4.77 | 0.79 | 4.74 | 3.91 | 16.56% | 76.45 | 4.9963 | 0.18372 | 5.0656 | 0.98633 | 4.7048 | 174.93 | 167.3
2012-07-10 18:40 | 5.38 | 5.35 | 5.34 | 5.32 | 5.28 | 5.27 | 5.19 | 5.07 | 4.95 | 4.69 | 97.8 | 97.1 | 97.7 | 97.7 | 97.5 | 97.3 | 96.3 | 96.1 | 96.1 | 94.1 | 84.16 | 5.46 | 0.57 | 5.43 | 5.06 | 10.44% | 97.15 | 5.1844 | 0.14136 | 5.2585 | 0.98592 | 5.3831 | 274.52 | 261.56
2012-07-10 19:00 | 5.63 | 5.58 | 5.4 | 5.22 | 5.09 | 4.97 | 4.81 | 4.59 | 4.42 | 4.03 | 87.6 | 88.2 | 90 | 90.6 | 91.8 | 92.3 | 92.4 | 91.9 | 91.3 | 90.5 | 81.93 | 5 | 0.8 | 4.87 | 4.21 | 16% | 92.315 | 4.9254 | 0.30239 | 4.9468 | 0.99569 | 4.9784 | 200 | 197.82
2012-07-10 19:10 | 5.52 | 5.4 | 5.19 | 5.07 | 4.99 | 4.88 | 4.8 | 4.72 | 4.66 | 4.38 | 88.2 | 87.4 | 86.7 | 86.2 | 85.9 | 86.2 | 86.7 | 86.9 | 86.9 | 87 | 80.99 | 4.31 | 0.79 | 4.27 | 3.86 | 18.33% | 86.275 | 4.8984 | 0.15275 | 4.8685 | 1.0061 | 4.3365 | 124.79 | 128.06
2012-07-10 19:20 | 4.85 | 4.8 | 4.65 | 4.55 | 4.48 | 4.31 | 4.19 | 4.09 | 3.98 | 3.73 | 87.3 | 88 | 89.1 | 89.3 | 90.3 | 90.4 | 89.7 | 88.9 | 87.8 | 84.3 | 79.34 | 4.25 | 0.72 | 4.21 | 3.38 | 16.94% | 90.295 | 4.3173 | 0.26094 | 4.2926 | 1.0058 | 4.2745 | 118.25 | 120.43
2012-07-10 19:30 | 6.09 | 6.02 | 5.72 | 5.53 | 5.33 | 5.22 | 5.07 | 4.85 | 4.64 | 4.1 | 87 | 87.6 | 88.1 | 88.2 | 88.3 | 88 | 88.8 | 89.4 | 88.7 | 86.9 | 78.71 | 5.14 | 0.62 | 5.07 | 4.16 | 12.06% | 88.12 | 5.196 | 0.26944 | 5.1982 | 0.99957 | 5.1378 | 222.68 | 222.68
2012-07-10 19:40 | 6.5 | 6.51 | 6.46 | 6.3 | 6.21 | 6.08 | 5.91 | 5.7 | 5.43 | 4.92 | 83 | 83.3 | 84 | 84.4 | 84.7 | 85.4 | 86 | 86.8 | 87.3 | 87.4 | 75.96 | 5.91 | 0.46 | 5.79 | 4.52 | 7.783% | 85.49 | 5.9914 | 0.26206 | 6.0553 | 0.98944 | 5.8476 | 347.42 | 337.7
2012-07-10 19:50 | 6.3 | 6.21 | 6.03 | 5.76 | 5.59 | 5.41 | 5.3 | 5.15 | 4.96 | 4.44 | 82.5 | 83.1 | 84 | 84.5 | 84.7 | 85.2 | 85.4 | 85.1 | 84.8 | 84.3 | 75.73 | 5.46 | 0.58 | 5.35 | 4.16 | 10.62% | 85.23 | 5.4514 | 0.18983 | 5.3941 | 1.0106 | 5.518 | 274.52 | 284.24
2012-07-10 20:00 | 6.21 | 6.1 | 5.92 | 5.68 | 5.45 | 5.17 | 4.9 | 4.66 | 4.44 | 3.95 | 80.4 | 80.3 | 80.7 | 81.6 | 81.6 | 81.4 | 82.4 | 83.5 | 84.2 | 85 | 72.82 | 5.4 | 0.58 | 5.24 | 4.16 | 10.74% | 81.55 | 5.1907 | 0.49566 | 5.1304 | 1.0118 | 5.4635 | 264.8 | 274.52
2012-07-10 20:10 | 6.32 | 6.19 | 5.96 | 5.79 | 5.56 | 5.31 | 5.07 | 4.89 | 4.68 | 4.29 | 77.3 | 77.3 | 77.8 | 78 | 78 | 77.8 | 77.8 | 78.8 | 80.4 | 82.8 | 69.68 | 5.31 | 0.48 | 5.12 | 3.81 | 9.04% | 77.8 | 5.3339 | 0.4274 | 5.2749 | 1.0112 | 5.3694 | 250.22 | 259.94
2012-07-10 20:20 | 6.21 | 6.16 | 6.11 | 6.01 | 5.86 | 5.65 | 5.45 | 5.24 | 4.97 | 4.45 | 73.4 | 73.6 | 74.5 | 75.4 | 76.3 | 77 | 77.4 | 77.6 | 78 | 80.1 | 68.31 | 5.6 | 0.41 | 5.46 | 3.99 | 7.321% | 77.06 | 5.5964 | 0.33304 | 5.6209 | 0.99564 | 5.5756 | 297.2 | 293.96
2012-07-10 20:30 | 6.78 | 6.73 | 6.65 | 6.54 | 6.41 | 6.27 | 6.12 | 5.93 | 5.62 | 5.01 | 73.4 | 73.4 | 73.7 | 73.3 | 73.6 | 73.7 | 73.8 | 74.2 | 74.6 | 76.3 | 65.61 | 6.32 | 0.32 | 6.23 | 4.13 | 5.063% | 73.715 | 6.1956 | 0.22376 | 6.2483 | 0.99157 | 6.2667 | 434.32 | 423.02
2012-07-10 20:40 | 6.59 | 6.53 | 6.4 | 6.3 | 6.24 | 6.11 | 5.97 | 5.82 | 5.55 | 4.9 | 73.8 | 73.3 | 72.6 | 72.3 | 72.6 | 73.1 | 73.6 | 73.9 | 74.2 | 74.6 | 64.79 | 6.12 | 0.32 | 6.04 | 4.3 | 5.229% | 73.175 | 6.0301 | 0.2142 | 6.0897 | 0.9902 | 6.0601 | 389.12 | 375.56
2012-07-10 20:50 | 6.79 | 6.75 | 6.64 | 6.55 | 6.52 | 6.42 | 6.25 | 6.04 | 5.82 | 5.34 | 74.3 | 74.2 | 74 | 73.8 | 73.6 | 73.4 | 73.2 | 73.5 | 73.7 | 74.7 | 64.33 | 6.38 | 0.33 | 6.27 | 4.88 | 5.172% | 73.37 | 6.2994 | 0.248 | 6.3954 | 0.98499 | 6.2843 | 447.88 | 425.28
2012-07-10 21:00 | 6.95 | 6.95 | 6.89 | 6.77 | 6.64 | 6.49 | 6.33 | 6.18 | 5.99 | 5.52 | 80.1 | 79.8 | 79.8 | 79.9 | 79.8 | 79.9 | 79.9 | 79.9 | 80.1 | 80 | 71.01 | 6.6 | 0.29 | 6.5 | 5.02 | 4.394% | 79.9 | 6.4494 | 0.23068 | 6.4668 | 0.99731 | 6.5823 | 497.6 | 493.08
2012-07-10 21:10 | 6.76 | 6.74 | 6.68 | 6.66 | 6.65 | 6.56 | 6.37 | 6.15 | 5.9 | 5.17 | 79.8 | 80.4 | 81.8 | 82.4 | 82.9 | 83.6 | 84.5 | 85.1 | 85.2 | 86.2 | 74.37 | 6.64 | 0.19 | 6.55 | 4.84 | 2.861% | 83.735 | 6.3883 | 0.2716 | 6.5324 | 0.97794 | 6.4935 | 506.64 | 472.74
2012-07-10 21:20 | 6.77 | 6.68 | 6.57 | 6.51 | 6.42 | 6.29 | 6.18 | 6.03 | 5.78 | 5.23 | 80.8 | 81 | 81.6 | 81.1 | 81.2 | 81.6 | 82 | 82.4 | 83 | 85 | 73.34 | 6.31 | 0.28 | 6.27 | 4.66 | 4.437% | 81.66 | 6.2291 | 0.16304 | 6.2741 | 0.99283 | 6.2647 | 432.06 | 420.76
2012-07-10 21:30 | 6.63 | 6.52 | 6.37 | 6.23 | 6.08 | 5.91 | 5.68 | 5.41 | 5.13 | 4.48 | 78.7 | 79.1 | 79.6 | 80.6 | 81.6 | 82.3 | 82.3 | 82.8 | 83.4 | 83.8 | 72.47 | 6 | 0.45 | 5.82 | 4.11 | 7.5% | 82.3 | 5.8173 | 0.36682 | 5.8765 | 0.98993 | 5.9396 | 362 | 352.28
2012-07-10 21:40 | 6.22 | 6.13 | 6.07 | 5.96 | 5.79 | 5.59 | 5.38 | 5.17 | 4.93 | 4.41 | 76.7 | 76.2 | 76.6 | 77.1 | 77.1 | 77.9 | 78.9 | 79.4 | 80.4 | 82.2 | 70.13 | 5.73 | 0.54 | 5.64 | 3.89 | 9.424% | 78.05 | 5.5416 | 0.35385 | 5.5594 | 0.9968 | 5.7116 | 318.26 | 315.02
2012-07-10 21:50 | 6.15 | 6.07 | 5.84 | 5.67 | 5.51 | 5.34 | 5.17 | 5.01 | 4.81 | 4.36 | 72.3 | 73.1 | 73.9 | 75.1 | 76.3 | 77 | 77.8 | 78.5 | 79.1 | 79.3 | 67.65 | 5.4 | 0.36 | 5.26 | 3.81 | 6.667% | 77.12 | 5.3312 | 0.29897 | 5.3153 | 1.003 | 5.4162 | 264.8 | 268.04
2012-07-10 22:00 | 5.55 | 5.49 | 5.33 | 5.18 | 5.02 | 4.81 | 4.63 | 4.47 | 4.33 | 3.88 | 64 | 64.1 | 64.5 | 65.6 | 66.7 | 67.6 | 68.4 | 69.5 | 70.1 | 71.6 | 60.06 | 4.94 | 0.32 | 4.78 | 3.4 | 6.478% | 67.72 | 4.82 | 0.35245 | 4.7838 | 1.0076 | 4.9774 | 193.46 | 197.82
2012-07-10 22:10 | 5 | 4.95 | 4.84 | 4.71 | 4.57 | 4.4 | 4.24 | 4.1 | 3.95 | 3.65 | 56 | 56.4 | 56.6 | 56.3 | 57.2 | 57.8 | 58.8 | 60.3 | 61.6 | 64.2 | 50 | 4.47 | 0.3 | 4.33 | 3.31 | 6.711% | 57.95 | 4.3976 | 0.3423 | 4.3767 | 1.0048 | 4.4913 | 142.23 | 144.41
2012-07-10 22:20 | 5.21 | 5.15 | 4.99 | 4.83 | 4.69 | 4.53 | 4.41 | 4.29 | 4.13 | 3.8 | 53.8 | 53.6 | 53.3 | 53.6 | 54 | 54.1 | 54.2 | 54.4 | 54.6 | 54.4 | 45.47 | 4.61 | 0.44 | 4.43 | 3.37 | 9.544% | 54.115 | 4.5512 | 0.2481 | 4.5126 | 1.0086 | 4.6495 | 157.49 | 161.85
2012-07-10 22:30 | 5.42 | 5.3 | 5.14 | 5.03 | 4.9 | 4.76 | 4.62 | 4.5 | 4.37 | 4.06 | 58.4 | 58.1 | 59.1 | 59.8 | 59.6 | 60 | 60.4 | 60.7 | 61 | 61.6 | 51.97 | 4.86 | 0.66 | 4.71 | 3.56 | 13.58% | 60.06 | 4.7557 | 0.27587 | 4.7397 | 1.0034 | 4.8764 | 184.74 | 186.92
2012-07-10 22:40 | 5.17 | 5.11 | 5.03 | 4.88 | 4.75 | 4.62 | 4.48 | 4.33 | 4.11 | 3.65 | 57.6 | 57.6 | 58.2 | 58.9 | 59.2 | 58.5 | 58.2 | 58.3 | 58.7 | 57.9 | 51.58 | 4.58 | 0.5 | 4.44 | 3.07 | 10.92% | 58.455 | 4.5885 | 0.28436 | 4.5997 | 0.99757 | 4.5689 | 154.22 | 153.13
2012-07-10 22:50 | 6.09 | 6.02 | 5.88 | 5.74 | 5.6 | 5.39 | 5.11 | 4.85 | 4.63 | 4.27 | 55.9 | 56.2 | 57 | 57.6 | 58.1 | 59.2 | 59.7 | 59.8 | 59.2 | 58.6 | 50.59 | 5.44 | 0.88 | 5.25 | 3.65 | 16.18% | 59.275 | 5.318 | 0.49297 | 5.349 | 0.99421 | 5.4085 | 271.28 | 266.42
2012-07-10 23:00 | 6.77 | 6.68 | 6.51 | 6.29 | 6.16 | 6.06 | 5.87 | 5.61 | 5.31 | 4.74 | 53.6 | 53.5 | 53 | 53.2 | 53.4 | 54.2 | 55 | 55.5 | 56 | 57.1 | 47.67 | 6.02 | 0.77 | 5.79 | 4.17 | 12.79% | 54.32 | 5.9613 | 0.29437 | 6.0324 | 0.98821 | 5.949 | 366.52 | 353.9
2012-07-10 23:10 | 6.75 | 6.69 | 6.63 | 6.54 | 6.41 | 6.23 | 6.08 | 5.84 | 5.53 | 4.92 | 52.2 | 52 | 52.1 | 52.2 | 51.8 | 51.8 | 52 | 52.4 | 52.8 | 54.3 | 44.05 | 6.35 | 0.5 | 6.17 | 4.5 | 7.874% | 51.83 | 6.1567 | 0.22522 | 6.2083 | 0.99169 | 6.2972 | 441.1 | 429.8
2012-07-10 23:20 | 6.49 | 6.46 | 6.39 | 6.34 | 6.27 | 6.15 | 6.02 | 5.86 | 5.6 | 5.03 | 54.2 | 53.9 | 52.7 | 52 | 51.3 | 50.5 | 50 | 49.8 | 49.5 | 49.4 | 44.34 | 6.12 | 0.36 | 5.99 | 4.37 | 5.882% | 50.425 | 6.0611 | 0.19743 | 6.1312 | 0.98856 | 6.05 | 389.12 | 373.3
2012-07-10 23:30 | 7.49 | 7.42 | 7.19 | 7.04 | 6.87 | 6.65 | 6.43 | 6.28 | 6.14 | 5.68 | 60.2 | 60.3 | 60.7 | 60.8 | 61.1 | 61.1 | 60.8 | 60.4 | 60.6 | 61.1 | 52.1 | 6.64 | 0.66 | 6.48 | 4.83 | 9.94% | 61.055 | 6.6521 | 0.31089 | 6.618 | 1.0051 | 6.6742 | 506.64 | 513.42
2012-07-10 23:40 | 7.27 | 7.18 | 7.05 | 6.79 | 6.63 | 6.48 | 6.35 | 6.13 | 5.89 | 5.41 | 53.6 | 53.8 | 54.1 | 54.1 | 54.5 | 55 | 55.7 | 56.1 | 56.8 | 58.9 | 48.13 | 6.44 | 0.44 | 6.28 | 4.69 | 6.832% | 55.105 | 6.4615 | 0.18727 | 6.4612 | 1 | 6.4403 | 461.44 | 461.44
2012-07-10 23:50 | 6.9 | 6.83 | 6.71 | 6.57 | 6.53 | 6.45 | 6.32 | 6.09 | 5.85 | 5.18 | 47.2 | 47 | 47 | 47 | 46.7 | 46.3 | 46 | 46 | 46.6 | 47.9 | 40.19 | 6.49 | 0.42 | 6.31 | 4.7 | 6.471% | 46.255 | 6.3332 | 0.18815 | 6.4312 | 0.98476 | 6.3911 | 472.74 | 450.14
2012-07-11 | 6.61 | 6.59 | 6.5 | 6.34 | 6.18 | 5.93 | 5.66 | 5.36 | 5.08 | 4.64 | 47.7 | 47.5 | 46.6 | 46.6 | 46.8 | 47.9 | 48.4 | 48.5 | 49.3 | 48.9 | 41.35 | 5.98 | 0.69 | 5.78 | 4.07 | 11.54% | 47.975 | 5.8642 | 0.43063 | 5.8905 | 0.99552 | 5.9532 | 358.76 | 353.9
2012-07-11 00:10 | 5.88 | 5.75 | 5.57 | 5.46 | 5.36 | 5.29 | 5.19 | 5.01 | 4.76 | 4.29 | 40.5 | 40.3 | 40.1 | 39.9 | 39.3 | 38.7 | 38 | 37.4 | 37.6 | 38.2 | 31.18 | 5.19 | 0.46 | 5.03 | 3.61 | 8.863% | 38.595 | 5.2198 | 0.17636 | 5.2756 | 0.98943 | 5.1351 | 230.78 | 222.68
2012-07-11 00:20 | 5.75 | 5.7 | 5.61 | 5.55 | 5.5 | 5.45 | 5.33 | 5.11 | 4.83 | 4.33 | 40.7 | 40.5 | 39.4 | 38.8 | 38.4 | 37.9 | 37 | 36.2 | 36.1 | 36.1 | 28.18 | 5.55 | 0.81 | 5.33 | 3.86 | 14.59% | 37.765 | 5.3171 | 0.20574 | 5.4326 | 0.97873 | 5.4319 | 289.1 | 269.66
2012-07-11 00:30 | 5.92 | 5.87 | 5.81 | 5.68 | 5.57 | 5.48 | 5.32 | 5.07 | 4.82 | 4.37 | 40.7 | 40.5 | 39.7 | 38.8 | 38.1 | 37.8 | 37.5 | 36.4 | 35.5 | 33.3 | 28.45 | 5.43 | 0.73 | 5.33 | 3.89 | 13.44% | 37.755 | 5.3755 | 0.27383 | 5.4568 | 0.98511 | 5.3492 | 269.66 | 256.7
2012-07-11 00:40 | 6.03 | 5.96 | 5.78 | 5.63 | 5.41 | 5.22 | 5.03 | 4.89 | 4.61 | 4.06 | 39.6 | 39.3 | 38.7 | 37.8 | 36.9 | 36.8 | 35.7 | 35.1 | 34.4 | 34.5 | 28.1 | 5.32 | 0.43 | 5.06 | 3.54 | 8.083% | 36.635 | 5.2188 | 0.34263 | 5.1923 | 1.0051 | 5.3471 | 251.84 | 256.7
2012-07-11 00:50 | 5.63 | 5.57 | 5.42 | 5.28 | 5.2 | 5.14 | 5 | 4.78 | 4.56 | 4.07 | 32.1 | 31.8 | 31 | 30.7 | 30.4 | 29.7 | 29.5 | 29.1 | 29.1 | 30.1 | 18.6 | 5.11 | 0.4 | 4.93 | 3.62 | 7.828% | 29.67 | 5.0408 | 0.25519 | 5.1197 | 0.98458 | 5.0312 | 217.82 | 204.86
2012-07-11 01:00 | 5.8 | 5.7 | 5.48 | 5.29 | 5.14 | 4.97 | 4.85 | 4.69 | 4.47 | 3.97 | 30.9 | 30.7 | 29.6 | 28.5 | 27.8 | 27.8 | 27.3 | 26.1 | 25.3 | 24.8 | 15.9 | 5 | 0.47 | 4.82 | 3.54 | 9.4% | 27.725 | 4.9795 | 0.22586 | 4.9526 | 1.0054 | 5.0272 | 200 | 204.86
2012-07-11 01:10 | 6.41 | 6.34 | 6.21 | 6.05 | 5.97 | 5.85 | 5.66 | 5.38 | 5 | 4.37 | 33.7 | 33.4 | 32.4 | 30.9 | 30.2 | 29.5 | 28.1 | 26.7 | 25.3 | 23.4 | 18.2 | 5.74 | 0.75 | 5.51 | 3.82 | 13.07% | 29.29 | 5.7114 | 0.30512 | 5.8224 | 0.98093 | 5.6306 | 319.88 | 302.06
2012-07-11 01:20 | 6.4 | 6.3 | 6.07 | 5.87 | 5.71 | 5.52 | 5.29 | 4.99 | 4.66 | 4.02 | 35.8 | 35.6 | 35.4 | 34.3 | 33.4 | 32.4 | 31.7 | 31 | 29.8 | 28.2 | 23.1 | 5.71 | 0.51 | 5.44 | 3.86 | 8.932% | 32.295 | 5.445 | 0.39329 | 5.4864 | 0.99244 | 5.6668 | 315.02 | 308.54
2012-07-11 01:30 | 6.74 | 6.71 | 6.64 | 6.5 | 6.39 | 6.23 | 6.01 | 5.77 | 5.44 | 4.75 | 35.6 | 35.1 | 34.6 | 33.9 | 33.2 | 32.8 | 32 | 31.1 | 30.2 | 27.6 | 22 | 6.27 | 0.59 | 6.07 | 4.19 | 9.41% | 32.68 | 6.1159 | 0.33223 | 6.198 | 0.98675 | 6.1869 | 423.02 | 404.94
2012-07-11 01:40 | 5.87 | 5.73 | 5.55 | 5.35 | 5.25 | 5.11 | 4.94 | 4.74 | 4.52 | 3.96 | 34.5 | 33.5 | 31.9 | 31 | 30.5 | 29.5 | 28.4 | 27.1 | 25.4 | 22.9 | 17.5 | 5.21 | 0.42 | 5.03 | 3.58 | 8.061% | 29.335 | 5.0539 | 0.31266 | 5.0853 | 0.99383 | 5.1779 | 234.02 | 229.16
2012-07-11 01:50 | 5.66 | 5.56 | 5.39 | 5.34 | 5.23 | 5.12 | 5 | 4.77 | 4.5 | 4 | 29.8 | 29 | 27.5 | 25.7 | 24.1 | 22.4 | 21.2 | 20.5 | 19.9 | 19.2 | 10.4 | 5.13 | 0.34 | 4.97 | 3.39 | 6.628% | 22.22 | 5.0296 | 0.21916 | 5.1026 | 0.98569 | 5.0566 | 221.06 | 209.72
2012-07-11 02:00 | 6.21 | 6.13 | 6 | 5.91 | 5.82 | 5.69 | 5.53 | 5.28 | 4.88 | 4.15 | 28.5 | 27.7 | 26.2 | 24.7 | 23.2 | 21.9 | 20.3 | 19.4 | 19 | 19.9 | 9.9 | 5.75 | 0.3 | 5.54 | 3.58 | 5.217% | 21.66 | 5.5595 | 0.26358 | 5.6668 | 0.98106 | 5.6411 | 321.5 | 303.68
2012-07-11 02:10 | 6.02 | 5.97 | 5.84 | 5.76 | 5.68 | 5.53 | 5.39 | 5.23 | 4.97 | 4.4 | 24.2 | 23.6 | 22.7 | 21.7 | 20.6 | 19.7 | 18.9 | 17.7 | 16.4 | 15.7 | 6.4 | 5.59 | 0.4 | 5.41 | 3.68 | 7.156% | 19.58 | 5.4622 | 0.23696 | 5.5097 | 0.99137 | 5.5417 | 295.58 | 287.48
2012-07-11 02:20 | 6.39 | 6.28 | 6.11 | 5.96 | 5.84 | 5.72 | 5.59 | 5.44 | 5.26 | 4.77 | 20 | 18.9 | 17.5 | 16.2 | 15.4 | 14.7 | 14.2 | 13.8 | 13.4 | 13.6 | 2.4 | 5.82 | 0.32 | 5.63 | 4.25 | 5.498% | 14.625 | 5.6871 | 0.21245 | 5.7012 | 0.99753 | 5.8056 | 332.84 | 331.22
2012-07-11 02:30 | 6.22 | 6.15 | 6.06 | 5.97 | 5.84 | 5.7 | 5.59 | 5.44 | 5.19 | 4.51 | 21.4 | 20.7 | 19.9 | 19.4 | 19.1 | 18.9 | 18.4 | 17.7 | 17.7 | 17.7 | 6 | 5.7 | 0.47 | 5.51 | 3.96 | 8.246% | 18.825 | 5.6574 | 0.18008 | 5.6841 | 0.9953 | 5.6732 | 313.4 | 308.54
2012-07-11 02:40 | 6.51 | 6.4 | 6.19 | 6.03 | 5.87 | 5.67 | 5.49 | 5.25 | 4.92 | 4.32 | 25.2 | 24.7 | 23 | 22.1 | 21.6 | 21.4 | 21.8 | 21.7 | 21.4 | 20.9 | 9.2 | 5.69 | 0.47 | 5.51 | 3.97 | 8.26% | 21.46 | 5.6259 | 0.29812 | 5.6439 | 0.99683 | 5.6719 | 311.78 | 308.54
2012-07-11 02:50 | 6.28 | 6.18 | 6.02 | 5.81 | 5.62 | 5.39 | 5.14 | 4.87 | 4.55 | 3.98 | 28.7 | 28.2 | 26.4 | 24.8 | 23.8 | 23.8 | 23.8 | 23.7 | 23.2 | 23.4 | 10.6 | 5.48 | 0.55 | 5.24 | 3.59 | 10.04% | 23.8 | 5.3474 | 0.43888 | 5.3534 | 0.99887 | 5.4738 | 277.76 | 276.14
2012-07-11 03:00 | 5.86 | 5.87 | 5.74 | 5.6 | 5.5 | 5.35 | 5.13 | 4.83 | 4.5 | 3.9 | 30.9 | 30.1 | 28.6 | 27.4 | 26 | 24.8 | 24 | 24.2 | 24.1 | 25.7 | 12.7 | 5.48 | 0.37 | 5.27 | 3.66 | 6.752% | 24.68 | 5.2242 | 0.38804 | 5.3179 | 0.98238 | 5.3834 | 277.76 | 261.56
2012-07-11 03:10 | 5.69 | 5.63 | 5.63 | 5.58 | 5.51 | 5.42 | 5.33 | 5.14 | 4.85 | 4.24 | 30.8 | 30.4 | 28.8 | 27.9 | 26.6 | 25.7 | 25.5 | 25.9 | 26.2 | 27.7 | 13.8 | 5.49 | 0.31 | 5.31 | 3.86 | 5.647% | 25.67 | 5.3179 | 0.15474 | 5.407 | 0.98352 | 5.3996 | 279.38 | 264.8
2012-07-11 03:20 | 5.48 | 5.44 | 5.36 | 5.3 | 5.25 | 5.16 | 4.99 | 4.82 | 4.59 | 4.08 | 29.4 | 28.9 | 27.8 | 26.8 | 25.9 | 25.3 | 24.8 | 24.4 | 23.9 | 23.5 | 13.9 | 5.2 | 0.38 | 5 | 3.73 | 7.308% | 25.225 | 5.0452 | 0.30958 | 5.1353 | 0.98245 | 5.1087 | 232.4 | 217.82
2012-07-11 03:30 | 5.32 | 5.3 | 5.24 | 5.23 | 5.16 | 5.09 | 4.98 | 4.82 | 4.59 | 4.12 | 26 | 25.2 | 23.4 | 22.1 | 21.1 | 20.2 | 19.6 | 19 | 18.4 | 18.2 | 8.7 | 5.14 | 0.3 | 5 | 3.51 | 5.837% | 20.11 | 4.9898 | 0.2019 | 5.0741 | 0.9834 | 5.0547 | 222.68 | 208.1
2012-07-11 03:40 | 5.75 | 5.71 | 5.61 | 5.51 | 5.43 | 5.31 | 5.15 | 4.94 | 4.65 | 4.01 | 24.3 | 23.3 | 21.9 | 20.4 | 19.1 | 18.4 | 17.7 | 17.4 | 17.3 | 17.1 | 6.1 | 5.49 | 0.34 | 5.22 | 3.58 | 6.193% | 18.295 | 5.205 | 0.28273 | 5.2868 | 0.98453 | 5.405 | 279.38 | 266.42
2012-07-11 04:10 | 5.78 | 5.7 | 5.58 | 5.41 | 5.21 | 5.06 | 4.92 | 4.74 | 4.42 | 3.97 | 28.3 | 26.9 | 25.3 | 23.7 | 21.7 | 20.5 | 19.4 | 19.2 | 19 | 19.3 | 7.9 | 5.26 | 0.27 | 5.06 | 3.32 | 5.133% | 20.335 | 5.0363 | 0.25928 | 5.0397 | 0.99933 | 5.2565 | 242.12 | 242.12
2012-07-11 04:20 | 5.86 | 5.76 | 5.55 | 5.32 | 5.14 | 4.94 | 4.7 | 4.44 | 4.17 | 3.71 | 29.2 | 28.9 | 26.8 | 25.3 | 23.5 | 22.1 | 21.2 | 20.6 | 20 | 18.1 | 9.6 | 5.19 | 0.36 | 4.92 | 3.28 | 6.936% | 21.965 | 4.9013 | 0.46023 | 4.9049 | 0.99927 | 5.1862 | 230.78 | 230.78
2012-07-11 04:30 | 6.22 | 6.11 | 5.95 | 5.76 | 5.6 | 5.41 | 5.18 | 4.91 | 4.61 | 4.05 | 36.5 | 35.4 | 33.2 | 31 | 29.2 | 27.5 | 26.2 | 24.9 | 23.4 | 23.6 | 13.1 | 5.58 | 0.3 | 5.29 | 3.41 | 5.376% | 27.305 | 5.3345 | 0.40147 | 5.3764 | 0.99219 | 5.5364 | 293.96 | 287.48
2012-07-11 04:40 | 6.15 | 6.08 | 5.98 | 5.82 | 5.67 | 5.5 | 5.29 | 5.02 | 4.69 | 4.14 | 31.1 | 30.2 | 28.5 | 26.8 | 25.3 | 23.9 | 23.1 | 23.2 | 23.6 | 24.1 | 12.4 | 5.58 | 0.34 | 5.33 | 3.61 | 6.093% | 23.78 | 5.4109 | 0.35975 | 5.4694 | 0.9893 | 5.5203 | 293.96 | 284.24
2012-07-11 04:50 | 6.49 | 6.48 | 6.45 | 6.38 | 6.27 | 6.06 | 5.85 | 5.62 | 5.34 | 4.71 | 28.3 | 27 | 25.2 | 24 | 22.9 | 22.1 | 21.8 | 21.5 | 21.4 | 21 | 9.6 | 6.05 | 0.41 | 5.72 | 3.97 | 6.777% | 22.055 | 5.97 | 0.32591 | 6.0295 | 0.99013 | 5.9903 | 373.3 | 360.38
2012-07-11 05:00 | 6.6 | 6.53 | 6.42 | 6.26 | 6.06 | 5.78 | 5.52 | 5.24 | 4.98 | 4.4 | 33.9 | 32.6 | 30.7 | 28.5 | 26.5 | 25.3 | 24.4 | 24 | 23.6 | 22.8 | 12.2 | 6.15 | 0.38 | 5.87 | 4.1 | 6.179% | 25.165 | 5.7425 | 0.42532 | 5.742 | 1.0001 | 6.1506 | 395.9 | 395.9
2012-07-11 05:10 | 6.49 | 6.39 | 6.23 | 6.07 | 5.89 | 5.69 | 5.48 | 5.29 | 5.07 | 4.55 | 34.1 | 32.5 | 30.2 | 27.8 | 26.1 | 25 | 24.2 | 23.4 | 23 | 22.1 | 12.5 | 5.88 | 0.37 | 5.63 | 4.37 | 6.293% | 24.88 | 5.6599 | 0.34751 | 5.6594 | 1.0001 | 5.8805 | 342.56 | 342.56
2012-07-11 05:20 | 6.2 | 6.12 | 5.94 | 5.77 | 5.6 | 5.34 | 5.09 | 4.85 | 4.51 | 3.92 | 33.6 | 32.6 | 30.9 | 29.4 | 28.1 | 27.2 | 26.4 | 25.5 | 24.6 | 22.5 | 13.4 | 5.69 | 0.45 | 5.42 | 3.87 | 7.909% | 27.08 | 5.3002 | 0.44309 | 5.3034 | 0.99939 | 5.6865 | 311.78 | 311.78
2012-07-11 05:30 | 5.75 | 5.66 | 5.5 | 5.38 | 5.31 | 5.23 | 5.08 | 4.9 | 4.65 | 4.14 | 32.3 | 31.2 | 29.7 | 28.2 | 26.7 | 25.3 | 24.7 | 24.6 | 24.3 | 22.9 | 14.1 | 5.16 | 0.47 | 4.96 | 3.7 | 9.109% | 25.21 | 5.1303 | 0.26891 | 5.2082 | 0.98504 | 5.0828 | 225.92 | 212.96
2012-07-11 05:40 | 5.77 | 5.64 | 5.44 | 5.25 | 5.03 | 4.86 | 4.7 | 4.53 | 4.2 | 3.53 | 34.5 | 33.7 | 32.5 | 31.5 | 30.7 | 30.1 | 29.6 | 29 | 28.4 | 28.6 | 15.3 | 5.11 | 0.41 | 4.88 | 3.69 | 8.023% | 30.025 | 4.8548 | 0.30935 | 4.8367 | 1.0037 | 5.1291 | 217.82 | 221.06
2012-07-11 05:50 | 5.46 | 5.36 | 5.2 | 4.98 | 4.77 | 4.55 | 4.39 | 4.24 | 4.05 | 3.72 | 32.4 | 31.4 | 30 | 28.4 | 26.9 | 25.8 | 24.8 | 24 | 23.4 | 22.5 | 13.7 | 4.69 | 0.73 | 4.47 | 3.28 | 15.57% | 25.65 | 4.6017 | 0.33081 | 4.5267 | 1.0166 | 4.7676 | 166.21 | 174.93
2012-07-11 06:00 | 5.14 | 5.06 | 4.99 | 4.93 | 4.84 | 4.71 | 4.58 | 4.47 | 4.35 | 3.94 | 28.5 | 27.4 | 26.3 | 25.3 | 24.5 | 23.5 | 22.5 | 22 | 21.6 | 21.9 | 11 | 4.63 | 0.61 | 4.5 | 3.6 | 13.17% | 23.35 | 4.6774 | 0.25865 | 4.6912 | 0.99707 | 4.6164 | 159.67 | 158.58
2012-07-11 06:10 | 4.75 | 4.72 | 4.58 | 4.4 | 4.23 | 4.14 | 4.08 | 3.93 | 3.79 | 3.46 | 29.2 | 29 | 28.3 | 27.4 | 26.3 | 25.5 | 25 | 24.6 | 23.8 | 22.8 | 12.9 | 4.3 | 0.7 | 4.14 | 3.42 | 16.28% | 25.425 | 4.1595 | 0.13491 | 4.1313 | 1.0068 | 4.3293 | 123.7 | 126.97
2012-07-11 06:20 | 4.52 | 4.48 | 4.39 | 4.34 | 4.26 | 4.13 | 3.99 | 3.84 | 3.74 | 3.55 | 34 | 33.1 | 33 | 33 | 32.9 | 32.6 | 32.5 | 31.4 | 30.1 | 30.6 | 17.1 | 4.34 | 0.58 | 4.17 | 3.5 | 13.36% | 32.585 | 4.0945 | 0.31869 | 4.1096 | 0.99632 | 4.324 | 128.06 | 125.88
2012-07-11 06:30 | 4.51 | 4.44 | 4.35 | 4.28 | 4.22 | 4.16 | 4.11 | 4.05 | 3.97 | 3.69 | 33.8 | 33.2 | 32.2 | 31.7 | 30.9 | 30.7 | 30.6 | 29.8 | 29.2 | 30.3 | 23.7 | 4.18 | 0.56 | 4.08 | 3.52 | 13.4% | 30.685 | 4.1509 | 0.11174 | 4.1528 | 0.99953 | 4.1781 | 110.62 | 110.62
2012-07-11 06:40 | 4.47 | 4.35 | 4.13 | 4 | 3.91 | 3.77 | 3.63 | 3.55 | 3.47 | 3.26 | 33.6 | 33.3 | 32.3 | 31.8 | 31.8 | 32.3 | 32.4 | 31.8 | 30.7 | 29.7 | 19.2 | 4.01 | 0.63 | 3.87 | 3.42 | 15.71% | 32.315 | 3.7867 | 0.3497 | 3.7496 | 1.0099 | 4.0496 | 92.09 | 96.45
2012-07-11 06:50 | 4.69 | 4.68 | 4.69 | 4.57 | 4.45 | 4.36 | 4.27 | 4.22 | 4.21 | 4 | 32.7 | 32.4 | 32.3 | 32.2 | 31.7 | 30.9 | 30.4 | 30.2 | 29.4 | 29.4 | 20.6 | 4.5 | 0.39 | 4.37 | 3.58 | 8.667% | 30.825 | 4.3851 | 0.19275 | 4.347 | 1.0088 | 4.5394 | 145.5 | 149.86
2012-07-11 07:00 | 4.35 | 4.34 | 4.29 | 4.24 | 4.26 | 4.23 | 4.13 | 3.99 | 3.87 | 3.79 | 33.1 | 32.8 | 32.1 | 31.2 | 30.9 | 31.3 | 32.1 | 32.6 | 32.8 | 33.2 | 18.2 | 4.29 | 0.54 | 4.18 | 3.62 | 12.59% | 31.42 | 4.1378 | 0.22109 | 4.2155 | 0.98156 | 4.2109 | 122.61 | 113.89
2012-07-11 07:10 | 4.52 | 4.53 | 4.58 | 4.62 | 4.62 | 4.51 | 4.36 | 4.22 | 4.06 | 3.78 | 26.5 | 26.4 | 25.3 | 24.4 | 23.3 | 21.8 | 20.8 | 20.5 | 19.5 | 18.1 | 12.8 | 4.14 | 0.61 | 3.96 | 3.25 | 14.73% | 21.65 | 4.4008 | 0.31258 | 4.4882 | 0.98053 | 4.0594 | 106.26 | 97.54
2012-07-11 07:20 | 4.92 | 4.91 | 4.85 | 4.77 | 4.69 | 4.63 | 4.56 | 4.42 | 4.17 | 3.58 | 26.1 | 26 | 25.9 | 26 | 25.5 | 24.8 | 24.2 | 24 | 24.3 | 24.8 | 14 | 4.47 | 0.65 | 4.25 | 3.57 | 14.54% | 24.71 | 4.5588 | 0.14078 | 4.6199 | 0.98677 | 4.4109 | 142.23 | 135.69
2012-07-11 07:30 | 4.67 | 4.64 | 4.57 | 4.5 | 4.43 | 4.27 | 4.07 | 3.86 | 3.61 | 3.06 | 38.4 | 38.5 | 39 | 39 | 38.9 | 38.9 | 39.3 | 39.7 | 40.1 | 40.6 | 24.6 | 4.47 | 0.36 | 4.33 | 3.49 | 8.054% | 38.96 | 4.177 | 0.4433 | 4.2408 | 0.98497 | 4.4028 | 142.23 | 134.6
2012-07-11 07:40 | 4.42 | 4.34 | 4.19 | 4.09 | 4.04 | 3.95 | 3.83 | 3.72 | 3.63 | 3.46 | 40.2 | 40.7 | 42 | 44.2 | 46.1 | 47.4 | 48.1 | 48.6 | 48.8 | 48.1 | 37.25 | 3.96 | 0.64 | 3.84 | 3.23 | 16.16% | 47.505 | 3.9159 | 0.28509 | 3.9326 | 0.99577 | 3.9432 | 87.36 | 85.54
2012-07-11 07:50 | 4.32 | 4.29 | 4.21 | 4.13 | 4.05 | 3.93 | 3.76 | 3.55 | 3.31 | 3.01 | 33 | 32.9 | 33 | 34.1 | 35.7 | 37 | 37.7 | 37.6 | 37.9 | 40.2 | 26.19 | 3.91 | 0.61 | 3.76 | 2.9 | 15.6% | 37.105 | 3.8433 | 0.40864 | 3.9052 | 0.98416 | 3.8481 | 82.81 | 77.35
2012-07-11 08:00 | 4.54 | 4.48 | 4.34 | 4.21 | 4.11 | 3.99 | 3.84 | 3.7 | 3.59 | 3.37 | 38.3 | 38.1 | 37.4 | 36.8 | 36.3 | 36 | 35.8 | 35.4 | 35.5 | 36 | 25.3 | 4.08 | 0.44 | 3.88 | 2.87 | 10.78% | 35.97 | 3.9702 | 0.3541 | 3.9682 | 1.0005 | 4.0821 | 99.72 | 99.72
2012-07-11 08:10 | 4.54 | 4.47 | 4.36 | 4.27 | 4.2 | 4.15 | 4.09 | 3.99 | 3.83 | 3.39 | 35.4 | 35.4 | 35.2 | 35.1 | 35.4 | 35.7 | 36.1 | 36.5 | 36.6 | 36.7 | 27.89 | 4.23 | 0.32 | 4.11 | 3.17 | 7.565% | 35.76 | 4.1107 | 0.13458 | 4.1413 | 0.9926 | 4.1987 | 116.07 | 112.8
2012-07-11 08:20 | 4.72 | 4.68 | 4.6 | 4.54 | 4.54 | 4.55 | 4.53 | 4.49 | 4.43 | 4.21 | 40.1 | 40.1 | 40.2 | 40.6 | 41 | 41.3 | 41.3 | 41.5 | 41.4 | 41.4 | 32.2 | 4.56 | 0.45 | 4.48 | 3.99 | 9.868% | 41.3 | 4.5163 | 0.040709 | 4.5471 | 0.99322 | 4.5291 | 152.04 | 148.77
2012-07-11 08:30 | 3.54 | 3.49 | 3.39 | 3.33 | 3.26 | 3.11 | 3 | 2.92 | 2.85 | 2.73 | 40.7 | 41.3 | 42.9 | 44.6 | 45.3 | 45.5 | 45.3 | 44.6 | 43.2 | 41.8 | 35.37 | 3.47 | 0.5 | 3.33 | 2.74 | 14.41% | 45.47 | 3.1238 | 0.33277 | 3.094 | 1.0096 | 3.5034 | 42.77 | 45.5
2012-07-11 08:40 | 3.64 | 3.61 | 3.58 | 3.56 | 3.52 | 3.45 | 3.34 | 3.2 | 3.08 | 2.88 | 26.7 | 26.4 | 25.1 | 24.4 | 23.3 | 23.2 | 23.2 | 23.2 | 24 | 27.9 | 33.92 | 2.38 | 0.51 | 2.29 | 2.35 | 21.43% | 23.2 | 3.3797 | 0.29944 | 3.434 | 0.98418 | 2.3424 | 0 | 0
2012-07-11 08:50 | 3.5 | 3.54 | 3.58 | 3.57 | 3.64 | 3.64 | 3.62 | 3.59 | 3.59 | 3.45 | 28.5 | 28.7 | 29.8 | 30.9 | 31.5 | 32.5 | 32.7 | 32.2 | 31.2 | 30.6 | 22.8 | 3.33 | 0.62 | 3.34 | 3.23 | 18.62% | 32.53 | 3.5942 | 0.050915 | 3.6371 | 0.98819 | 3.2907 | 30.03 | 26.39
2012-07-11 09:00 | 3.83 | 3.82 | 3.74 | 3.69 | 3.68 | 3.64 | 3.55 | 3.48 | 3.39 | 3.16 | 34.2 | 33.8 | 34.1 | 34.6 | 34 | 32.9 | 32.3 | 31.9 | 32.1 | 31.8 | 26.81 | 3.41 | 0.46 | 3.34 | 3.12 | 13.49% | 32.81 | 3.5854 | 0.23136 | 3.627 | 0.98855 | 3.371 | 37.31 | 33.67
2012-07-11 09:10 | 4.1 | 4.06 | 3.97 | 3.87 | 3.77 | 3.63 | 3.43 | 3.26 | 3.15 | 2.96 | 40.4 | 40.3 | 39.8 | 39.6 | 39.4 | 39.7 | 40.4 | 41.5 | 42.5 | 42.9 | 31.06 | 3.61 | 0.46 | 3.49 | 2.93 | 12.74% | 39.805 | 3.5879 | 0.52371 | 3.6006 | 0.99645 | 3.5972 | 55.51 | 54.6
2012-07-11 09:20 | 3.32 | 3.29 | 3.21 | 3.11 | 3.02 | 2.88 | 2.76 | 2.69 | 2.62 | 2.43 | 53.4 | 53.1 | 53.5 | 54.1 | 54.1 | 53.4 | 51.7 | 49.9 | 49.6 | 50.8 | 36.72 | 3.14 | 0.48 | 3.11 | 2.67 | 15.29% | 53.145 | 2.899 | 0.39329 | 2.8625 | 1.0128 | 3.1801 | 12.74 | 16.38
2012-07-11 09:30 | 3.92 | 3.91 | 3.89 | 3.85 | 3.8 | 3.71 | 3.61 | 3.56 | 3.52 | 3.37 | 64.3 | 64.3 | 64.1 | 64 | 64.9 | 65.3 | 65 | 65.1 | 65.8 | 66.9 | 51.69 | 3.96 | 0.61 | 3.89 | 3.19 | 15.4% | 65.255 | 3.6974 | 0.2525 | 3.6955 | 1.0005 | 3.962 | 87.36 | 87.36
2012-07-11 09:40 | 4.04 | 3.98 | 3.94 | 3.91 | 3.89 | 3.88 | 3.86 | 3.81 | 3.71 | 3.46 | 63.5 | 63.4 | 63.9 | 64.2 | 63.9 | 63.3 | 62.5 | 62 | 62.7 | 65 | 54.65 | 4.2 | 0.61 | 4.16 | 3.56 | 14.52% | 63.18 | 3.8429 | 0.047757 | 3.8771 | 0.99116 | 4.1629 | 112.8 | 108.44
2012-07-11 09:50 | 4.07 | 4 | 3.96 | 3.95 | 3.92 | 3.88 | 3.85 | 3.74 | 3.56 | 3.24 | 63.5 | 63.5 | 63.3 | 64.2 | 64.6 | 65.2 | 66.3 | 67 | 68.5 | 69.7 | 58 | 4.02 | 0.61 | 3.98 | 3.2 | 15.17% | 65.365 | 3.8175 | 0.071729 | 3.8757 | 0.98498 | 3.9596 | 93.18 | 87.36
2012-07-11 10:00 | 3.72 | 3.67 | 3.59 | 3.55 | 3.49 | 3.41 | 3.31 | 3.2 | 3.16 | 3.04 | 65.8 | 65.6 | 66.1 | 66.9 | 67.8 | 68.4 | 68.2 | 68.8 | 70.6 | 70.6 | 64.74 | 3.48 | 0.74 | 3.46 | 2.75 | 21.26% | 68.37 | 3.3838 | 0.27505 | 3.3955 | 0.99656 | 3.468 | 43.68 | 42.77
2012-07-11 10:10 | 3 | 2.94 | 2.91 | 2.84 | 2.85 | 2.86 | 2.89 | 2.91 | 2.91 | 2.91 | 75.1 | 74.4 | 74.1 | 73.3 | 72.8 | 73.6 | 74.1 | 75 | 75 | 74.4 | 64.09 | 2.92 | 0.64 | 2.9 | 2.31 | 21.92% | 73.675 | 2.8848 | -0.096429 | 2.8643 | 1.0072 | 2.9409 | 0 | 0
2012-07-11 10:20 | 3.36 | 3.38 | 3.36 | 3.26 | 3.1 | 3.04 | 2.98 | 2.91 | 2.87 | 2.72 | 66.4 | 66 | 66.2 | 67.4 | 69.8 | 71.8 | 73.5 | 76.5 | 78 | 77.7 | 60.12 | 3.09 | 0.59 | 3.05 | 2.66 | 19.09% | 72.055 | 3.0623 | 0.18421 | 3.0313 | 1.0102 | 3.1216 | 8.19 | 10.92
2012-07-11 10:30 | 2.73 | 2.69 | 2.7 | 2.7 | 2.72 | 2.75 | 2.8 | 2.84 | 2.81 | 2.69 | 74.1 | 74.9 | 75.8 | 77.5 | 80.4 | 83.3 | 85.6 | 87.9 | 90.2 | 93.8 | 70.22 | 2.9 | 0.6 | 2.9 | 2.77 | 20.69% | 83.645 | 2.744 | -0.16651 | 2.7571 | 0.99525 | 2.8862 | 0 | 0
2012-07-11 10:40 | 2.78 | 2.79 | 2.84 | 2.85 | 2.77 | 2.69 | 2.57 | 2.54 | 2.49 | 2.24 | 73.3 | 73.1 | 72.8 | 73.8 | 74.7 | 75.5 | 76.4 | 78.5 | 80.7 | 83.4 | 59.8 | 2.99 | 0.66 | 2.96 | 2.49 | 22.07% | 75.635 | 2.6616 | 0.42172 | 2.6725 | 0.99593 | 2.9778 | 0 | 0
2012-07-11 10:50 | 3.84 | 3.79 | 3.77 | 3.68 | 3.61 | 3.51 | 3.4 | 3.26 | 3.03 | 2.87 | 70.2 | 70.1 | 68.1 | 66.1 | 65.3 | 65.5 | 66.2 | 66.4 | 66.7 | 65.2 | 58.98 | 3.6 | 0.74 | 3.46 | 2.81 | 20.56% | 65.605 | 3.4596 | 0.29424 | 3.494 | 0.99016 | 3.5646 | 54.6 | 50.96
2012-07-11 11:00 | 3.41 | 3.38 | 3.31 | 3.3 | 3.22 | 2.99 | 2.72 | 2.53 | 2.45 | 2.38 | 73 | 72.7 | 72.8 | 73.2 | 73.9 | 75 | 74.9 | 72.4 | 67.9 | 61.4 | 63.59 | 3.22 | 0.66 | 3.18 | 2.75 | 20.5% | 74.985 | 2.9486 | 0.87458 | 2.9497 | 0.99961 | 3.2188 | 20.02 | 20.02
2012-07-11 11:10 | 3.62 | 3.58 | 3.51 | 3.44 | 3.44 | 3.48 | 3.51 | 3.6 | 3.62 | 3.44 | 80.2 | 81.3 | 83.1 | 84.2 | 84.1 | 83.5 | 83.1 | 83.1 | 84.7 | 88 | 74.58 | 3.59 | 0.71 | 3.52 | 3.29 | 19.78% | 83.44 | 3.5137 | -0.079322 | 3.4843 | 1.0084 | 3.6203 | 53.69 | 56.42
2012-07-11 11:20 | 3.66 | 3.69 | 3.68 | 3.67 | 3.65 | 3.68 | 3.67 | 3.61 | 3.52 | 3.27 | 79.9 | 80.8 | 82.4 | 83.2 | 84.4 | 86.3 | 88.6 | 89.9 | 89.4 | 89.2 | 74.55 | 3.76 | 0.85 | 3.69 | 3.66 | 22.61% | 86.645 | 3.6201 | 0.025146 | 3.6786 | 0.9841 | 3.7002 | 69.16 | 63.7
2012-07-11 11:30 | 3.31 | 3.33 | 3.32 | 3.32 | 3.31 | 3.36 | 3.37 | 3.37 | 3.41 | 3.27 | 76 | 77 | 79.2 | 79.9 | 80.8 | 82.3 | 84.6 | 87.8 | 91.2 | 93 | 74.96 | 3.52 | 0.56 | 3.57 | 3.27 | 15.91% | 82.645 | 3.3359 | -0.027462 | 3.3614 | 0.9924 | 3.4933 | 47.32 | 44.59
2012-07-11 11:40 | 3.47 | 3.49 | 3.57 | 3.52 | 3.41 | 3.3 | 3.16 | 2.93 | 2.75 | 2.71 | 71.5 | 71.2 | 73 | 75.4 | 77.9 | 80.7 | 83.2 | 86.6 | 90 | 89.8 | 74.35 | 3.01 | 0.85 | 3 | 2.39 | 28.24% | 81.075 | 3.2184 | 0.4006 | 3.2796 | 0.98134 | 2.9538 | 0.91 | 0
2012-07-11 11:50 | 3.67 | 3.67 | 3.6 | 3.44 | 3.38 | 3.42 | 3.44 | 3.41 | 3.47 | 3.48 | 92.7 | 92.1 | 93.4 | 93.9 | 94.2 | 93.8 | 93.8 | 94.2 | 95.8 | 99.2 | 80.03 | 3.67 | 0.74 | 3.67 | 3.39 | 20.16% | 93.8 | 3.4586 | -0.053883 | 3.4229 | 1.0105 | 3.7084 | 60.97 | 64.61
2012-07-11 12:00 | 3.66 | 3.61 | 3.54 | 3.55 | 3.51 | 3.52 | 3.43 | 3.25 | 3.12 | 3.03 | 84.8 | 85.5 | 88 | 88.4 | 89.5 | 90.2 | 90.2 | 89.5 | 89.4 | 92 | 77.12 | 3.36 | 0.49 | 3.42 | 2.79 | 14.58% | 90.2 | 3.4111 | 0.23935 | 3.507 | 0.97266 | 3.2681 | 32.76 | 24.57
2012-07-11 12:20 | 3.26 | 3.15 | 3.03 | 3.02 | 2.99 | 3.03 | 3.08 | 3.09 | 3.07 | 2.9 | 95.6 | 94 | 94.8 | 94.7 | 94.9 | 96 | 97.2 | 98.8 | 100.4 | 102 | 79.83 | 3.35 | 0.71 | 3.34 | 3.06 | 21.19% | 96.18 | 3.0403 | -0.15125 | 3.0371 | 1.0011 | 3.3535 | 31.85 | 31.85
2012-07-11 14:30 | 3.93 | 3.76 | 3.61 | 3.51 | 3.45 | 3.41 | 3.34 | 3.25 | 3.24 | 3.2 | 82.3 | 84.4 | 86.6 | 87.1 | 88.4 | 90 | 91 | 92.9 | 94.5 | 98.1 | 78.59 | 3.23 | 0.57 | 3.14 | 2.52 | 17.65% | 90.15 | 3.4017 | 0.19167 | 3.3999 | 1.0005 | 3.2317 | 20.93 | 20.93
2012-07-11 19:10 | 3.73 | 3.6 | 3.4 | 3.29 | 3.22 | 3.18 | 3.15 | 3.1 | 3.13 | 3.06 | 162.9 | 161.8 | 161 | 160.4 | 159.6 | 161.3 | 163.1 | 164 | 165.2 | 166.1 | 158.3 | 2.89 | 0.59 | 2.93 | 2.95 | 20.42% | 161.57 | 3.2169 | 0.087593 | 3.1757 | 1.013 | 2.9275 | 0 | 0
2012-07-11 19:20 | 3.64 | 3.53 | 3.39 | 3.29 | 3.1 | 3 | 2.95 | 2.93 | 2.91 | 2.91 | 166.7 | 166 | 165.5 | 164.5 | 163.2 | 163.7 | 164.6 | 165.5 | 165.6 | 163.8 | 155 | 2.84 | 0.59 | 2.81 | 2.77 | 20.77% | 163.835 | 3.0928 | 0.15531 | 2.9928 | 1.0334 | 2.9349 | 0 | 0
2012-07-11 19:30 | 4.02 | 3.91 | 3.76 | 3.68 | 3.58 | 3.47 | 3.43 | 3.41 | 3.44 | 3.48 | 172.2 | 174.2 | 174.9 | 175.5 | 176.4 | 178.2 | 178.7 | 178.6 | 176.9 | 176.6 | 165.2 | 3.2 | 0.51 | 3.25 | 3.54 | 15.94% | 178.275 | 3.5478 | 0.10714 | 3.4642 | 1.0241 | 3.2772 | 18.2 | 25.48
2012-07-11 19:40 | 4.1 | 3.91 | 3.63 | 3.55 | 3.53 | 3.5 | 3.54 | 3.51 | 3.54 | 3.56 | 171.8 | 172.3 | 173.8 | 174.9 | 174.8 | 175.2 | 174.3 | 173.6 | 174.6 | 174.4 | 164.1 | 3.2 | 0.49 | 3.26 | 3.58 | 15.31% | 175.065 | 3.5597 | -0.10501 | 3.5057 | 1.0154 | 3.2493 | 18.2 | 22.75
2012-07-11 19:50 | 3.94 | 3.91 | 3.61 | 3.4 | 3.34 | 3.29 | 3.34 | 3.42 | 3.45 | 3.44 | 174.9 | 175.1 | 174.2 | 174.2 | 174.9 | 174.5 | 174.3 | 175 | 175.3 | 174.1 | 163.4 | 3.04 | 0.53 | 3.08 | 3.4 | 17.43% | 174.47 | 3.4304 | -0.13938 | 3.2971 | 1.0404 | 3.1628 | 3.64 | 14.56
2012-07-11 20:00 | 5.07 | 5.11 | 5.07 | 5.1 | 5.15 | 5.16 | 5.13 | 5.06 | 4.95 | 4.76 | 185.4 | 184.4 | 184 | 184.9 | 184.8 | 184.3 | 183.9 | 183.2 | 182.4 | 181.1 | 172.2 | 5.35 | 1.01 | 5.3 | 4.65 | 18.88% | 184.24 | 5.0754 | 0.053883 | 5.1557 | 0.98443 | 5.2667 | 256.7 | 243.74
2012-07-11 20:10 | 5.94 | 5.93 | 5.9 | 5.82 | 5.71 | 5.59 | 5.51 | 5.41 | 5.26 | 4.96 | 186.7 | 186.2 | 184.5 | 184 | 184.5 | 184.6 | 183.7 | 183.1 | 182.6 | 181.5 | 170.4 | 5.93 | 0.56 | 5.78 | 4.63 | 9.444% | 184.465 | 5.5821 | 0.13321 | 5.5785 | 1.0006 | 5.9338 | 350.66 | 350.66
2012-07-11 20:20 | 5.92 | 5.9 | 5.85 | 5.78 | 5.65 | 5.56 | 5.37 | 5.26 | 5.13 | 4.79 | 186.4 | 186.8 | 187.2 | 185.2 | 184.9 | 185.1 | 184.4 | 184.1 | 183.5 | 183 | 173.1 | 5.66 | 0.48 | 5.53 | 4.36 | 8.481% | 184.995 | 5.498 | 0.32131 | 5.5324 | 0.99379 | 5.6248 | 306.92 | 300.44
2012-07-11 20:30 | 5.6 | 5.53 | 5.34 | 5.2 | 5.07 | 4.95 | 4.84 | 4.8 | 4.7 | 4.56 | 184.2 | 183.9 | 183.6 | 183.4 | 183.6 | 184.3 | 183.6 | 183.1 | 182.5 | 181.3 | 169.2 | 4.91 | 0.58 | 4.77 | 4.12 | 11.81% | 184.195 | 4.9881 | 0.20767 | 4.9341 | 1.0109 | 4.9637 | 190.19 | 195.64
2012-07-11 20:40 | 5.29 | 5.25 | 5.31 | 5.39 | 5.34 | 5.25 | 5.13 | 4.98 | 4.86 | 4.68 | 189.3 | 188 | 186.4 | 184.6 | 183.9 | 184 | 183.3 | 182.2 | 181.5 | 179.3 | 169.8 | 5.3 | 0.47 | 5.03 | 4.38 | 8.868% | 183.895 | 5.1589 | 0.21367 | 5.2326 | 0.98591 | 5.2253 | 248.6 | 237.26
2012-07-11 20:50 | 5.18 | 5.04 | 4.99 | 4.86 | 4.73 | 4.58 | 4.49 | 4.41 | 4.42 | 4.34 | 183.5 | 183.1 | 181.2 | 181 | 179.1 | 180.1 | 180.9 | 180.8 | 180.4 | 180.2 | 167.7 | 4.26 | 0.62 | 4.13 | 4.29 | 14.55% | 180.22 | 4.6402 | 0.1834 | 4.567 | 1.016 | 4.3283 | 119.34 | 126.97
2012-07-11 21:40 | 4.71 | 4.64 | 4.53 | 4.34 | 4.26 | 4 | 3.75 | 3.73 | 3.84 | 4.03 | 185.7 | 183.7 | 182 | 180.8 | 178.8 | 176.8 | 175 | 173.7 | 173.1 | 175 | 167.1 | 3.87 | 0.53 | 3.7 | 3.61 | 13.7% | 176.53 | 4.0856 | 0.5964 | 3.9632 | 1.0309 | 3.9896 | 79.17 | 90.09
2012-07-11 21:50 | 4.36 | 4.36 | 4.3 | 4.19 | 4.04 | 3.76 | 3.52 | 3.43 | 3.34 | 3.46 | 187.9 | 187.4 | 185.2 | 182.6 | 180.8 | 178.2 | 175.2 | 172.8 | 171 | 169.6 | 168.3 | 3.65 | 0.59 | 3.43 | 3.32 | 16.16% | 177.75 | 3.8048 | 0.60952 | 3.7246 | 1.0215 | 3.7286 | 59.15 | 66.43
2012-07-11 22:00 | 4 | 3.91 | 3.85 | 3.76 | 3.62 | 3.42 | 3.22 | 3.22 | 3.28 | 3.39 | 184.8 | 184.1 | 182.6 | 181.1 | 179.3 | 177.5 | 174.4 | 173.9 | 172.3 | 169.2 | 167 | 3.24 | 0.58 | 3.17 | 3.27 | 17.9% | 177.035 | 3.4901 | 0.55685 | 3.3906 | 1.0294 | 3.3351 | 21.84 | 30.94
2012-07-11 22:10 | 3.5 | 3.42 | 3.35 | 3.19 | 3.04 | 2.88 | 2.8 | 2.82 | 2.94 | 3.18 | 185.3 | 183.4 | 179 | 179.2 | 177.8 | 175.9 | 173.2 | 170.4 | 167.2 | 165.2 | 165.6 | 2.87 | 0.38 | 2.74 | 2.96 | 13.24% | 175.495 | 3.0187 | 0.26033 | 2.8684 | 1.0524 | 3.0204 | 0 | 1.82
2012-07-11 22:20 | 3.3 | 3.26 | 3.18 | 3 | 3.05 | 3 | 3.03 | 3.11 | 3.26 | 3.47 | 182 | 179.7 | 175.6 | 171.9 | 170.2 | 168.7 | 166.9 | 165.6 | 166.8 | 163.2 | 160.8 | 3.01 | 0.42 | 3.08 | 3.24 | 13.95% | 168.43 | 3.111 | -0.091951 | 3.0043 | 1.0355 | 3.1169 | 0.91 | 10.92
2012-07-11 22:30 | 3.5 | 3.46 | 3.41 | 3.34 | 3.21 | 3.24 | 3.33 | 3.52 | 3.67 | 3.87 | 182.7 | 180.5 | 178.3 | 175.1 | 173.6 | 173.3 | 173.9 | 173.7 | 173 | 172.9 | 163.8 | 3.22 | 0.16 | 3.31 | 3.35 | 4.969% | 173.39 | 3.4205 | -0.25319 | 3.2527 | 1.0516 | 3.3861 | 20.02 | 35.49
2012-07-12 02:20 | 2.82 | 2.78 | 2.7 | 2.61 | 2.7 | 2.61 | 2.5 | 2.37 | 2.33 | 2.23 | 182 | 182.6 | 178.9 | 174.7 | 171.6 | 166.1 | 160.1 | 154 | 150.4 | 149.2 | 156 | 2.6 | 0.17 | 2.56 | 1.91 | 6.538% | 165.2 | 2.5055 | 0.39791 | 2.5939 | 0.96589 | 2.5113 | 0 | 0
2012-07-12 03:20 | 1.4 | 1.3 | 1.09 | 0.92 | 0.81 | 0.71 | 0.66 | 0.7 | 0.85 | 0.98 | 169 | 173.3 | 174.2 | 175.6 | 169.4 | 156.2 | 141.2 | 127.7 | 116.6 | 102.7 | 146.2 | 0.76 | 0.17 | 0.68 | 0.94 | 22.37% | 153.95 | 0.79872 | 0.67482 | 0.70261 | 1.1368 | 0.86396 | 0 | 0
2012-07-12 03:30 | 1.93 | 1.79 | 1.59 | 1.45 | 1.31 | 1.18 | 1.11 | 1.02 | 1.06 | 1.11 | 174 | 174.7 | 169.6 | 169.4 | 170.9 | 169.1 | 162.3 | 156.2 | 149.2 | 138.6 | 164 | 1.28 | 0.42 | 1.18 | 0.95 | 32.81% | 168.08 | 1.2765 | 0.56513 | 1.1697 | 1.0913 | 1.3969 | 0 | 0
2012-07-12 03:40 | 2.51 | 2.39 | 2.34 | 2.13 | 1.98 | 1.83 | 1.71 | 1.65 | 1.57 | 1.56 | 161.9 | 162.2 | 160.8 | 161.1 | 163.1 | 163.3 | 166 | 166.1 | 166.5 | 160.3 | 154.9 | 1.99 | 0.18 | 1.87 | 1.39 | 9.045% | 163.705 | 1.9146 | 0.62675 | 1.8123 | 1.0565 | 2.1024 | 0 | 0
2012-07-12 03:50 | 2.84 | 2.75 | 2.64 | 2.5 | 2.36 | 2.13 | 1.89 | 1.71 | 1.57 | 1.47 | 153.5 | 151.9 | 150.4 | 151.4 | 150.1 | 148.5 | 148.1 | 148.2 | 147.7 | 145.6 | 141.4 | 2.04 | 0.34 | 1.9 | 1.26 | 16.67% | 148.44 | 2.1661 | 1.1047 | 2.0938 | 1.0345 | 2.1105 | 0 | 0
2012-07-12 04:00 | 3 | 2.83 | 2.59 | 2.4 | 2.11 | 1.92 | 1.75 | 1.63 | 1.51 | 1.33 | 156.7 | 157.6 | 156.1 | 155.6 | 159.1 | 160.3 | 161.7 | 161.5 | 159.2 | 150.7 | 147.9 | 2.14 | 0.32 | 2 | 1.13 | 14.95% | 160.51 | 2.0525 | 0.85673 | 1.8947 | 1.0833 | 2.3183 | 0 | 0
2012-07-12 04:20 | 1.8 | 1.78 | 1.72 | 1.71 | 1.72 | 1.73 | 1.8 | 1.83 | 1.84 | 1.82 | 151.8 | 152.5 | 152.4 | 152.1 | 151.7 | 149.7 | 149.1 | 149.1 | 147.2 | 142.3 | 145.8 | 1.89 | 0.48 | 1.89 | 1.75 | 25.4% | 149.61 | 1.769 | -0.36655 | 1.7399 | 1.0168 | 1.9217 | 0 | 0
2012-07-12 04:30 | 2.48 | 2.46 | 2.44 | 2.43 | 2.44 | 2.39 | 2.37 | 2.36 | 2.37 | 2.19 | 170.2 | 169.5 | 167.6 | 165.5 | 163.3 | 161.7 | 161.2 | 160.8 | 160.8 | 162.9 | 156.3 | 2.7 | 0.8 | 2.73 | 2.19 | 29.63% | 161.625 | 2.3883 | 0.077656 | 2.3871 | 1.0005 | 2.7014 | 0 | 0
2012-07-12 04:40 | 3.15 | 3.05 | 2.89 | 2.8 | 2.77 | 2.81 | 2.89 | 2.96 | 3 | 2.96 | 167.6 | 166.6 | 163.8 | 162.7 | 160.3 | 157.3 | 155.6 | 155.3 | 155.1 | 153.5 | 157.8 | 2.72 | 0.42 | 2.84 | 2.88 | 15.44% | 157.045 | 2.8813 | -0.25941 | 2.8213 | 1.0213 | 2.7778 | 0 | 0
2012-07-12 04:50 | 3.59 | 3.46 | 3.19 | 3 | 2.9 | 2.87 | 2.89 | 2.92 | 2.94 | 2.89 | 169.6 | 169.9 | 168 | 165.2 | 162.9 | 160.2 | 157.9 | 156.2 | 155.3 | 154.6 | 155.9 | 2.69 | 0.47 | 2.7 | 2.86 | 17.47% | 159.855 | 2.965 | -0.064174 | 2.8729 | 1.0321 | 2.7762 | 0 | 0
2012-07-12 05:00 | 4.34 | 4.22 | 3.96 | 3.75 | 3.67 | 3.6 | 3.55 | 3.48 | 3.44 | 3.43 | 172.2 | 172.1 | 169.7 | 168.3 | 167.4 | 165.8 | 163.1 | 161.6 | 160.5 | 159.8 | 156.3 | 3.31 | 0.53 | 3.27 | 3.34 | 16.01% | 165.395 | 3.6453 | 0.12925 | 3.5928 | 1.0146 | 3.3584 | 28.21 | 32.76
2012-07-12 12:00 | 4.39 | 4.38 | 4.36 | 4.47 | 4.51 | 4.5 | 4.39 | 4.23 | 4.05 | 3.71 | 90.2 | 87.6 | 85.9 | 84 | 82.4 | 81.5 | 81.2 | 81.6 | 81.9 | 82.6 | 76.07 | 4.17 | 0.96 | 4.1 | 3.51 | 23.02% | 81.455 | 4.3342 | 0.2287 | 4.4841 | 0.96657 | 4.0306 | 109.53 | 94.27
2012-07-12 16:10 | 8.65 | 8.59 | 8.38 | 8.1 | 7.93 | 7.8 | 7.66 | 7.53 | 7.47 | 7.33 | 150.5 | 150.2 | 150.4 | 150.9 | 150.5 | 150 | 149.9 | 149.6 | 148.6 | 146.9 | 143.7 | 7.67 | 1.01 | 7.63 | 7.28 | 13.17% | 149.985 | 7.8426 | 0.16737 | 7.7798 | 1.0081 | 7.7319 | 789.67 | 807.73
2012-07-12 17:00 | 6.11 | 5.99 | 5.78 | 5.69 | 5.59 | 5.51 | 5.51 | 5.51 | 5.51 | 5.47 | 150.1 | 150.3 | 150.6 | 151.2 | 151.6 | 151.8 | 152.9 | 154.1 | 154.3 | 153 | 140.6 | 5.83 | 0.75 | 5.85 | 5.44 | 12.86% | 151.965 | 5.5926 | 0 | 5.51 | 1.015 | 5.9174 | 334.46 | 349.04
2012-07-12 17:10 | 6.69 | 6.63 | 6.47 | 6.3 | 6.23 | 6.21 | 6.12 | 6 | 5.93 | 5.84 | 148.2 | 148 | 147.7 | 148.1 | 149.1 | 149.8 | 150.6 | 151.5 | 151.7 | 151.2 | 141.7 | 6.01 | 0.99 | 6.05 | 5.32 | 16.47% | 149.92 | 6.1789 | 0.13491 | 6.197 | 0.99708 | 5.9924 | 364.26 | 360.38
2012-07-12 17:20 | 6.2 | 6.12 | 5.95 | 5.75 | 5.6 | 5.48 | 5.37 | 5.27 | 5.25 | 5.07 | 157.8 | 157.8 | 158.8 | 159.5 | 159.6 | 159.6 | 159.6 | 159.5 | 160 | 159.6 | 145.8 | 5.5 | 0.86 | 5.51 | 5.27 | 15.64% | 159.6 | 5.5271 | 0.18738 | 5.4641 | 1.0115 | 5.5634 | 281 | 290.72
2012-07-12 17:30 | 5.75 | 5.66 | 5.48 | 5.26 | 5.14 | 4.98 | 4.88 | 4.84 | 4.76 | 4.7 | 157.9 | 157.9 | 157.9 | 157.4 | 157.6 | 157.8 | 157.5 | 157.7 | 158.6 | 159.3 | 148.4 | 5.25 | 1.23 | 5.21 | 4.78 | 23.43% | 157.755 | 5.0578 | 0.18745 | 4.9655 | 1.0186 | 5.3476 | 240.5 | 256.7
2012-07-12 17:40 | 7.09 | 7 | 6.81 | 6.61 | 6.47 | 6.34 | 6.33 | 6.39 | 6.46 | 6.33 | 155 | 154.6 | 153.8 | 153.3 | 152.2 | 151.5 | 151 | 150.6 | 150.4 | 151.3 | 146.8 | 6.38 | 1.11 | 6.43 | 5.83 | 17.4% | 151.425 | 6.4934 | 0.014587 | 6.3386 | 1.0244 | 6.5359 | 447.88 | 484.04
2012-07-12 17:50 | 7.27 | 7.29 | 7.26 | 7.19 | 7.16 | 7.15 | 7.14 | 7.06 | 6.97 | 6.88 | 152.6 | 151.9 | 150.6 | 150.9 | 151.8 | 152.6 | 152.7 | 152.7 | 153.2 | 153.6 | 144.7 | 7.32 | 0.94 | 7.34 | 6.66 | 12.84% | 152.615 | 7.1238 | 0.012933 | 7.1486 | 0.99654 | 7.2946 | 684.32 | 675.29
2012-07-12 18:00 | 8.13 | 8.1 | 8.03 | 7.88 | 7.79 | 7.57 | 7.31 | 7.18 | 7.16 | 6.94 | 157.7 | 157.4 | 156.8 | 156.6 | 156.7 | 157.1 | 156.8 | 155.7 | 154.8 | 154.2 | 146.7 | 7.24 | 1.18 | 7.29 | 6.85 | 16.3% | 157.055 | 7.5521 | 0.32297 | 7.5322 | 1.0026 | 7.2592 | 660.24 | 666.26
2012-07-12 18:20 | 8.6 | 8.47 | 8.34 | 8.2 | 8.06 | 7.88 | 7.73 | 7.6 | 7.44 | 7.23 | 152.2 | 152.2 | 152 | 151.4 | 150.8 | 150.1 | 149.4 | 148.3 | 147.4 | 146.5 | 140.7 | 7.85 | 0.75 | 7.86 | 6.71 | 9.554% | 149.995 | 7.8815 | 0.1776 | 7.8583 | 1.0029 | 7.8731 | 843.85 | 849.87
2012-07-12 18:30 | 8.46 | 8.26 | 8.02 | 7.79 | 7.65 | 7.5 | 7.36 | 7.15 | 6.96 | 6.74 | 154.5 | 154.2 | 154.1 | 153.6 | 152.8 | 151.8 | 151.2 | 150.8 | 149.9 | 148.6 | 143.2 | 7.51 | 0.69 | 7.44 | 6.36 | 9.188% | 151.71 | 7.4876 | 0.17413 | 7.4798 | 1.001 | 7.5179 | 741.51 | 744.52
2012-07-12 18:40 | 8.58 | 8.48 | 8.36 | 8.23 | 8.1 | 7.98 | 7.9 | 7.84 | 7.73 | 7.42 | 158 | 157.9 | 157.1 | 156.1 | 155.8 | 155.7 | 155.9 | 156.7 | 157 | 155.3 | 146.5 | 7.88 | 0.94 | 7.96 | 7.31 | 11.93% | 155.73 | 8.0052 | 0.093109 | 7.9685 | 1.0046 | 7.9163 | 852.88 | 864.92
2012-07-12 18:50 | 8.37 | 8.28 | 8.1 | 7.96 | 7.79 | 7.66 | 7.53 | 7.45 | 7.35 | 7.25 | 157.1 | 157 | 156.8 | 156.3 | 156.2 | 156.1 | 156.2 | 155.8 | 155.4 | 155 | 147.6 | 7.54 | 0.95 | 7.58 | 6.99 | 12.6% | 156.115 | 7.6918 | 0.15818 | 7.6412 | 1.0066 | 7.5899 | 750.54 | 765.59
2012-07-12 19:00 | 9.02 | 8.88 | 8.64 | 8.4 | 8.2 | 8.02 | 7.78 | 7.46 | 7.2 | 7.09 | 157.8 | 157.5 | 157.4 | 157.1 | 157 | 156.7 | 156.8 | 156.9 | 156.6 | 155.9 | 143.8 | 8.32 | 0.87 | 8.25 | 7.15 | 10.46% | 156.715 | 7.9673 | 0.28076 | 7.9852 | 0.99776 | 8.3014 | 1006.44 | 999.1
2012-07-12 19:10 | 8.2 | 8.13 | 7.99 | 7.9 | 7.81 | 7.81 | 7.81 | 7.75 | 7.61 | 7.33 | 157.2 | 156.6 | 155.2 | 153.9 | 153.5 | 153.6 | 154.2 | 154.3 | 153.7 | 151.5 | 144.5 | 8.11 | 0.86 | 8.14 | 6.93 | 10.6% | 153.69 | 7.7977 | 0 | 7.81 | 0.99843 | 8.0973 | 929.37 | 925.7
2012-07-13 23:20 | 5.55 | 5.54 | 5.35 | 5.25 | 5.06 | 4.8 | 4.51 | 4.25 | 4.01 | 3.61 | 207.2 | 207 | 206.3 | 205.8 | 206 | 206.9 | 208.1 | 207.8 | 207 | 205.2 | 198.9 | 4.45 | 0.64 | 3.54 | 2.67 | 14.38% | 207.08 | 4.7644 | 0.57589 | 4.7573 | 1.0015 | 4.4566 | 140.05 | 141.14
2012-07-14 00:50 | 4.73 | 4.71 | 4.7 | 4.67 | 4.67 | 4.77 | 4.79 | 4.64 | 4.48 | 4.1 | 215.8 | 215.2 | 212.7 | 211.7 | 214.4 | 215.8 | 218.3 | 220.5 | 221.5 | 215.1 | 203.5 | 4.48 | 0.36 | 3.77 | 3.32 | 8.036% | 216.175 | 4.6448 | -0.038665 | 4.7729 | 0.97318 | 4.3598 | 143.32 | 130.24
2012-07-14 01:00 | 5 | 5.01 | 5.03 | 5.01 | 5.02 | 4.98 | 4.85 | 4.77 | 4.66 | 4.32 | 211.3 | 211.2 | 210.9 | 211.4 | 213.8 | 216.2 | 217.9 | 220.1 | 219.5 | 214.9 | 202.6 | 4.58 | 0.43 | 3.84 | 3.41 | 9.389% | 216.455 | 4.8718 | 0.24443 | 4.9612 | 0.982 | 4.4975 | 154.22 | 145.5
2012-07-14 01:10 | 4.97 | 4.97 | 5.02 | 5.03 | 5.04 | 5.06 | 4.95 | 4.74 | 4.56 | 4.36 | 211.5 | 212 | 214.1 | 216.6 | 218.6 | 219 | 219.2 | 218.5 | 217.6 | 214.1 | 204 | 4.66 | 0.29 | 3.98 | 3.5 | 6.223% | 219.03 | 4.8903 | 0.20311 | 5.0441 | 0.96952 | 4.5179 | 162.94 | 147.68
2012-07-14 04:20 | 4.96 | 4.95 | 5 | 5.09 | 5.1 | 5.06 | 4.95 | 4.77 | 4.49 | 4.09 | 287.7 | 286.5 | 282 | 279.2 | 276.5 | 277.3 | 277.3 | 276.8 | 276.9 | 273 | 272.4 | 4.71 | 0.56 | 4.58 | 3.54 | 11.89% | 277.3 | 4.8888 | 0.20311 | 5.0441 | 0.96921 | 4.565 | 168.39 | 152.04
2012-07-14 05:40 | 3.45 | 3.48 | 3.51 | 3.72 | 3.64 | 3.43 | 3.26 | 3.23 | 3.16 | 3.02 | 287.4 | 286.9 | 286.9 | 287.4 | 286.6 | 287.1 | 285.4 | 283.2 | 282.1 | 280.5 | 276.7 | 3.25 | 0.44 | 3.27 | 2.92 | 13.54% | 286.845 | 3.4088 | 0.46975 | 3.4051 | 1.0011 | 3.2536 | 22.75 | 22.75
2012-07-14 05:50 | 3.2 | 3.24 | 3.36 | 3.37 | 3.25 | 3.07 | 2.91 | 2.8 | 2.7 | 2.71 | 284.9 | 283.8 | 280.6 | 276.6 | 276.9 | 275.5 | 274.2 | 273.2 | 272.5 | 272.5 | 270.9 | 3.14 | 0.29 | 3.2 | 2.84 | 9.236% | 275.305 | 3.0604 | 0.49462 | 3.0465 | 1.0045 | 3.1542 | 12.74 | 13.65
2012-07-14 06:00 | 3.57 | 3.58 | 3.62 | 3.69 | 3.76 | 3.69 | 3.63 | 3.61 | 3.55 | 3.48 | 269.8 | 270.5 | 271.3 | 271.4 | 270.3 | 271.3 | 271.8 | 272.5 | 273.3 | 273.7 | 269.9 | 3.26 | 0.46 | 3.41 | 3.12 | 14.11% | 271.375 | 3.6402 | 0.15149 | 3.6813 | 0.98883 | 3.2236 | 23.66 | 20.02
2012-07-14 06:10 | 3.43 | 3.38 | 3.32 | 3.33 | 3.45 | 3.52 | 3.64 | 3.75 | 3.84 | 3.91 | 268.6 | 270.3 | 273.8 | 275 | 273.8 | 272.9 | 271.2 | 270 | 268.6 | 266.5 | 265.1 | 3.42 | 0.56 | 3.49 | 3.51 | 16.37% | 272.645 | 3.5752 | -0.30978 | 3.5369 | 1.0108 | 3.457 | 38.22 | 41.86
2012-07-14 06:20 | 3.92 | 3.91 | 3.84 | 3.8 | 3.76 | 3.74 | 3.73 | 3.71 | 3.73 | 3.72 | 276.7 | 277.2 | 277.6 | 278 | 278 | 278.5 | 278.8 | 279.2 | 278.2 | 275.3 | 271.2 | 3.64 | 0.37 | 3.66 | 3.4 | 10.16% | 278.545 | 3.7609 | 0.024742 | 3.7386 | 1.006 | 3.6618 | 58.24 | 60.06
2012-07-14 06:30 | 3.39 | 3.34 | 3.25 | 3.2 | 3.13 | 3.13 | 3.18 | 3.18 | 3.2 | 3.11 | 290.3 | 291.3 | 291.7 | 293 | 293.9 | 294.9 | 296.1 | 296.9 | 297.8 | 297.5 | 285.6 | 3.15 | 0.49 | 3.17 | 2.69 | 15.56% | 295.08 | 3.1809 | -0.14645 | 3.1371 | 1.014 | 3.194 | 13.65 | 17.29
2012-07-14 06:40 | 3.08 | 3.09 | 2.99 | 2.86 | 2.81 | 2.79 | 2.79 | 2.74 | 2.66 | 2.58 | 281.8 | 283.1 | 285.4 | 286.5 | 287.7 | 290 | 291.2 | 292.3 | 294 | 297.8 | 289.9 | 3.06 | 0.31 | 3.09 | 2.9 | 10.13% | 290.18 | 2.8006 | 0 | 2.79 | 1.0038 | 3.0717 | 5.46 | 6.37
2012-07-14 06:50 | 2.12 | 2.12 | 2.1 | 2.09 | 2.1 | 2.13 | 2.21 | 2.26 | 2.22 | 2.14 | 288.4 | 289.8 | 291.6 | 293.4 | 295.2 | 297.7 | 299.1 | 300.6 | 302.2 | 308.4 | 297.2 | 2.19 | 0.4 | 2.19 | 2.28 | 18.26% | 297.91 | 2.1531 | -0.34072 | 2.1413 | 1.0055 | 2.202 | 0 | 0
2012-07-14 07:00 | 2.03 | 1.96 | 1.85 | 1.79 | 1.76 | 1.74 | 1.76 | 1.76 | 1.81 | 1.83 | 280.6 | 279.4 | 278.1 | 281.6 | 285.5 | 290.9 | 296.4 | 299.9 | 303.4 | 311.4 | 284.2 | 1.83 | 0.52 | 1.75 | 1.93 | 28.42% | 291.725 | 1.7647 | -0.10561 | 1.7429 | 1.0125 | 1.8529 | 0 | 0
2012-07-14 07:10 | 2.34 | 2.24 | 2.11 | 2.01 | 1.98 | 1.9 | 1.85 | 1.88 | 1.92 | 1.84 | 267.3 | 267.1 | 267.7 | 271.7 | 274.7 | 278.3 | 282.2 | 287.2 | 292.9 | 297.8 | 279.2 | 2.21 | 0.47 | 2.22 | 1.83 | 21.27% | 278.885 | 1.9326 | 0.24644 | 1.8928 | 1.021 | 2.2565 | 0 | 0
2012-07-14 07:20 | 1.69 | 1.64 | 1.59 | 1.51 | 1.5 | 1.54 | 1.57 | 1.59 | 1.56 | 1.47 | 270.2 | 273.4 | 278.5 | 284.2 | 291.7 | 297.6 | 299.2 | 300.8 | 302.4 | 306.3 | 281.6 | 1.47 | 0.54 | 1.44 | 1.42 | 36.73% | 297.84 | 1.5271 | -0.17829 | 1.5443 | 0.9889 | 1.4537 | 0 | 0
2012-07-14 07:30 | 1.16 | 1.19 | 1.24 | 1.27 | 1.26 | 1.27 | 1.32 | 1.37 | 1.37 | 1.32 | 297.7 | 301.8 | 310.9 | 318.2 | 324.7 | 328.1 | 330.9 | 333.5 | 336.9 | 340.1 | 308.3 | 1.27 | 0.48 | 1.34 | 1.42 | 37.8% | 328.52 | 1.2824 | -0.35684 | 1.277 | 1.0042 | 1.2753 | 0 | 0
2012-07-14 07:40 | 2.24 | 2.11 | 1.94 | 1.71 | 1.64 | 1.54 | 1.49 | 1.5 | 1.53 | 1.6 | 286 | 285.5 | 287 | 290.7 | 294.6 | 297.7 | 302.8 | 305 | 307.9 | 310 | 290.3 | 1.72 | 0.34 | 1.7 | 1.59 | 19.77% | 298.465 | 1.6327 | 0.30501 | 1.5327 | 1.0652 | 1.8322 | 0 | 0
2012-07-14 07:50 | 1.84 | 1.81 | 1.71 | 1.6 | 1.48 | 1.35 | 1.27 | 1.19 | 1.09 | 1.09 | 258.7 | 259.5 | 264.1 | 268 | 270.1 | 274.6 | 277.8 | 280.1 | 281.5 | 282.2 | 271.7 | 1.81 | 0.34 | 1.78 | 1.11 | 18.78% | 275.08 | 1.3989 | 0.56451 | 1.3382 | 1.0454 | 1.8921 | 0 | 0
2012-07-14 08:10 | 2.55 | 2.56 | 2.62 | 2.66 | 2.62 | 2.56 | 2.51 | 2.53 | 2.57 | 2.56 | 301.7 | 301.5 | 301.8 | 301.9 | 301.8 | 301.6 | 302 | 303.2 | 304 | 303.7 | 284.8 | 2.25 | 0.54 | 2.28 | 2.26 | 24% | 301.66 | 2.5775 | 0.18227 | 2.5528 | 1.0097 | 2.2718 | 0 | 0
2012-07-14 08:20 | 1.53 | 1.52 | 1.45 | 1.39 | 1.39 | 1.45 | 1.48 | 1.53 | 1.62 | 1.77 | 297.1 | 301.5 | 307.1 | 312.3 | 316.7 | 320.7 | 323.2 | 325.4 | 324.8 | 324.3 | 297.6 | 1.7 | 0.42 | 1.71 | 1.89 | 24.71% | 321.075 | 1.486 | -0.18924 | 1.4543 | 1.0218 | 1.7371 | 0 | 0
2012-07-14 08:30 | 2.42 | 2.43 | 2.37 | 2.34 | 2.38 | 2.41 | 2.42 | 2.45 | 2.52 | 2.54 | 318.8 | 320.1 | 321.8 | 324 | 325.6 | 327.1 | 329 | 329.6 | 328.8 | 325.9 | 319.8 | 2.39 | 0.76 | 2.38 | 2.5 | 31.8% | 327.385 | 2.4202 | -0.038265 | 2.4114 | 1.0036 | 2.3987 | 0 | 0
2012-07-14 08:40 | 3.39 | 3.39 | 3.44 | 3.44 | 3.39 | 3.38 | 3.33 | 3.29 | 3.27 | 3.34 | 300.4 | 300.5 | 301 | 301.1 | 301.8 | 302.6 | 303.7 | 305.5 | 308.5 | 310.4 | 295.1 | 3.62 | 0.43 | 3.63 | 3.4 | 11.88% | 302.765 | 3.3567 | 0.13772 | 3.3728 | 0.99522 | 3.6027 | 56.42 | 54.6
2012-07-14 08:50 | 2.88 | 2.78 | 2.65 | 2.5 | 2.36 | 2.2 | 2.08 | 2 | 1.98 | 1.95 | 287.8 | 288.6 | 289.2 | 290.8 | 293.2 | 295.1 | 297.1 | 299.3 | 299.6 | 302 | 289.6 | 2.42 | 0.39 | 2.35 | 2.01 | 16.12% | 295.4 | 2.2704 | 0.51832 | 2.1824 | 1.0403 | 2.5176 | 0 | 0
2012-07-14 09:10 | 2.43 | 2.41 | 2.35 | 2.35 | 2.36 | 2.39 | 2.38 | 2.48 | 2.47 | 2.4 | 274.5 | 276.2 | 279.5 | 281.9 | 283.9 | 284.4 | 283.8 | 284.7 | 286.3 | 292.2 | 266.3 | 2.3 | 0.48 | 2.34 | 2.02 | 20.87% | 284.31 | 2.3965 | 0.038746 | 2.3886 | 1.0033 | 2.3076 | 0 | 0
2012-07-14 15:40 | 3.98 | 3.82 | 3.65 | 3.56 | 3.5 | 3.5 | 3.52 | 3.53 | 3.52 | 3.47 | 306.7 | 305.3 | 304.1 | 303.4 | 303.4 | 302.5 | 300.4 | 299.6 | 299.7 | 299.2 | 292.7 | 3.54 | 0.6 | 3.54 | 3.08 | 16.95% | 302.185 | 3.545 | -0.052655 | 3.5029 | 1.012 | 3.5826 | 49.14 | 52.78
2012-07-15 03:10 | 2.99 | 2.94 | 2.78 | 2.61 | 2.44 | 2.29 | 2.17 | 2.07 | 1.97 | 1.89 | 85.6 | 84.6 | 83.5 | 83.4 | 81.8 | 79.3 | 76.3 | 73.2 | 68.6 | 60.9 | 66.89 | 2.33 | 0.16 | 2.25 | 1.74 | 6.867% | 78.85 | 2.3498 | 0.49739 | 2.2724 | 1.0341 | 2.4094 | 0 | 0
2012-07-15 05:40 | 1.78 | 1.67 | 1.45 | 1.46 | 1.45 | 1.43 | 1.41 | 1.43 | 1.46 | 1.38 | 42.6 | 35.9 | 23 | 16.4 | 10.1 | 6.3 | 359.9 | 357 | 356.2 | 356.7 | 359.6 | 1.5 | 0.28 | 1.45 | 1.19 | 18.67% | 5.34 | 1.4208 | 0.13016 | 1.4271 | 0.99556 | 1.4933 | 0 | 0
2012-07-15 06:00 | 1.81 | 1.73 | 1.75 | 1.74 | 1.71 | 1.64 | 1.57 | 1.54 | 1.5 | 1.42 | 45.8 | 37.2 | 23.6 | 21.3 | 19.7 | 17.2 | 17.4 | 19.7 | 19.9 | 23.3 | 12 | 1.66 | 0.34 | 1.58 | 1.47 | 20.48% | 17.23 | 1.6231 | 0.4031 | 1.6298 | 0.99591 | 1.6532 | 0 | 0
2012-07-15 06:10 | 1.34 | 1.22 | 1.11 | 1.09 | 1.16 | 1.23 | 1.29 | 1.35 | 1.36 | 1.41 | 63.3 | 56.9 | 49 | 39.8 | 27.6 | 21.9 | 20 | 19.5 | 17.1 | 11.9 | 16.6 | 1.15 | 0.31 | 1.22 | 1.36 | 26.96% | 21.615 | 1.2238 | -0.44013 | 1.2384 | 0.98815 | 1.1364 | 0 | 0
2012-07-15 06:20 | 1.38 | 1.42 | 1.38 | 1.36 | 1.36 | 1.35 | 1.35 | 1.4 | 1.48 | 1.59 | 48.5 | 42.5 | 36.1 | 27.8 | 22.2 | 15.5 | 11.5 | 7.6 | 2.2 | 355.6 | 11.5 | 1.48 | 0.31 | 1.51 | 1.73 | 20.95% | 14.9 | 1.3633 | 0 | 1.35 | 1.0099 | 1.4946 | 0 | 0
2012-07-15 06:30 | 1.16 | 1.19 | 1.34 | 1.43 | 1.45 | 1.52 | 1.57 | 1.55 | 1.6 | 1.62 | 45.3 | 40.2 | 30.7 | 24.2 | 20.2 | 15.9 | 12 | 8 | 4.6 | 3.4 | 5.5 | 1.61 | 0.33 | 1.6 | 1.66 | 20.5% | 15.315 | 1.4814 | -0.29909 | 1.5271 | 0.97008 | 1.5618 | 0 | 0
2012-07-15 06:40 | 1.54 | 1.54 | 1.54 | 1.6 | 1.58 | 1.57 | 1.57 | 1.61 | 1.71 | 1.74 | 46 | 41.5 | 34 | 30.1 | 25.1 | 24.7 | 24.2 | 24.1 | 24.6 | 23.4 | 6.6 | 1.43 | 0.34 | 1.44 | 1.59 | 23.78% | 24.625 | 1.5996 | 0 | 1.57 | 1.0188 | 1.4569 | 0 | 0
2012-07-15 06:50 | 1.65 | 1.67 | 1.59 | 1.53 | 1.57 | 1.57 | 1.5 | 1.52 | 1.61 | 1.66 | 27.7 | 27.2 | 28.5 | 30.9 | 28.5 | 25.7 | 20 | 14.8 | 12.1 | 9.3 | 23.7 | 1.6 | 0.38 | 1.55 | 1.61 | 23.75% | 24.845 | 1.5529 | 0.42149 | 1.5598 | 0.99559 | 1.5929 | 0 | 0
2012-07-15 07:00 | 1.14 | 1.12 | 1.18 | 1.25 | 1.29 | 1.32 | 1.32 | 1.34 | 1.32 | 1.19 | 87.6 | 82.1 | 73.9 | 68 | 64 | 62 | 61.9 | 63.7 | 64.9 | 67.8 | 58.11 | 1.39 | 0.25 | 1.36 | 1.12 | 17.99% | 61.985 | 1.2764 | 0 | 1.32 | 0.96699 | 1.3441 | 0 | 0
2012-07-15 07:20 | 0.97 | 0.94 | 0.86 | 0.78 | 0.71 | 0.79 | 0.98 | 1.09 | 1.16 | 1.21 | 190.6 | 201.5 | 223.9 | 262.6 | 303.2 | 316.1 | 319.3 | 314.5 | 310.7 | 310.8 | 79.95 | 1.04 | 0.37 | 0.97 | 1.3 | 35.58% | 316.58 | 0.89302 | -1.9916 | 0.81477 | 1.096 | 1.1399 | 0 | 0
2012-07-15 07:30 | 1.14 | 1.16 | 1.15 | 1.18 | 1.15 | 1.08 | 1.17 | 1.4 | 1.59 | 1.64 | 209.4 | 222.7 | 271.4 | 312.9 | 334.3 | 346.4 | 356.2 | 359.7 | 359.2 | 350.4 | 12.9 | 1.32 | 0.41 | 1.34 | 1.66 | 31.06% | 347.87 | 1.2028 | -0.73967 | 1.0925 | 1.101 | 1.4533 | 0 | 0
2012-07-15 07:40 | 1.13 | 1.2 | 1.37 | 1.46 | 1.47 | 1.46 | 1.47 | 1.47 | 1.52 | 1.6 | 55.8 | 57.3 | 59.3 | 62.7 | 67.1 | 68.6 | 69.9 | 70.9 | 70.8 | 67.6 | 45.99 | 1.1 | 0.22 | 1.19 | 1.64 | 20% | 68.795 | 1.4576 | -0.063079 | 1.4614 | 0.99739 | 1.0971 | 0 | 0
2012-07-15 07:50 | 1.49 | 1.5 | 1.52 | 1.56 | 1.64 | 1.76 | 1.85 | 1.97 | 2.01 | 2.04 | 107.2 | 105.1 | 99.8 | 95 | 90.2 | 86.1 | 83.6 | 81.9 | 80 | 76.2 | 73.06 | 1.87 | 0.4 | 1.94 | 1.93 | 21.39% | 85.725 | 1.7759 | -0.46086 | 1.7726 | 1.0018 | 1.8735 | 0 | 0
2012-07-15 08:00 | 1.81 | 1.78 | 1.77 | 1.85 | 1.87 | 1.91 | 1.98 | 2.03 | 1.99 | 1.93 | 87.5 | 87.9 | 84.4 | 80.2 | 77.6 | 74.8 | 71 | 69.2 | 67.6 | 61.9 | 59.49 | 1.89 | 0.66 | 1.98 | 1.78 | 34.92% | 74.23 | 1.9053 | -0.33262 | 1.9199 | 0.99241 | 1.8757 | 0 | 0
2012-07-15 08:10 | 1.71 | 1.69 | 1.7 | 1.79 | 1.82 | 1.86 | 1.92 | 1.94 | 1.96 | 1.83 | 329.9 | 328.9 | 327.7 | 326.3 | 324.9 | 323.6 | 322.6 | 322.1 | 324.1 | 327 | 318.3 | 1.86 | 0.59 | 1.87 | 1.79 | 31.72% | 323.45 | 1.8545 | -0.29339 | 1.8685 | 0.99252 | 1.8461 | 0 | 0
2012-07-15 08:20 | 1.5 | 1.47 | 1.41 | 1.37 | 1.36 | 1.34 | 1.35 | 1.35 | 1.39 | 1.46 | 248 | 259.6 | 309.7 | 354.4 | 359.7 | 355.5 | 352.5 | 351.5 | 347.1 | 334.2 | 299.9 | 1.53 | 0.45 | 1.45 | 1.46 | 29.41% | 355.05 | 1.3054 | -0.068707 | 1.3414 | 0.97313 | 1.4889 | 0 | 0
2012-07-15 08:30 | 1.83 | 1.83 | 1.83 | 1.82 | 1.88 | 1.92 | 1.98 | 2.05 | 2.07 | 2.07 | 344.4 | 344.3 | 346.2 | 348.5 | 349.1 | 348.5 | 346.1 | 343.9 | 341.8 | 338.9 | 341.2 | 2.16 | 0.37 | 2.11 | 2.24 | 17.13% | 348.14 | 1.9413 | -0.28436 | 1.9285 | 1.0066 | 2.1743 | 0 | 0
2012-07-15 08:40 | 1.19 | 1.26 | 1.39 | 1.51 | 1.63 | 1.74 | 1.82 | 1.88 | 1.95 | 2.02 | 11.5 | 12.9 | 13.7 | 14.1 | 13 | 11.4 | 9.7 | 7.8 | 6.2 | 2 | 6.3 | 1.79 | 0.27 | 1.87 | 2.18 | 15.08% | 11.145 | 1.7305 | -0.4154 | 1.7512 | 0.98816 | 1.7688 | 0 | 0
2012-07-15 08:50 | 0.74 | 0.76 | 0.79 | 0.91 | 1.03 | 1.19 | 1.34 | 1.49 | 1.59 | 1.67 | 331.4 | 338.5 | 343 | 344 | 343.6 | 346.8 | 350.3 | 353.3 | 355.3 | 357.5 | 355 | 1.13 | 0.5 | 1.28 | 1.71 | 44.25% | 347.325 | 1.2688 | -1.0971 | 1.2104 | 1.0482 | 1.1845 | 0 | 0
2012-07-15 09:00 | 1.47 | 1.48 | 1.61 | 1.7 | 1.81 | 1.91 | 1.98 | 2.08 | 2.12 | 2.07 | 339.6 | 341.9 | 345.5 | 349 | 353 | 357.1 | 0.8 | 3.4 | 3.7 | 4.1 | 351.9 | 2.07 | 0.34 | 2.06 | 2.35 | 16.43% | -2.345 | 1.8941 | -0.33262 | 1.9199 | 0.98657 | 2.0422 | 0 | 0
2012-07-15 09:10 | 2.64 | 2.65 | 2.67 | 2.71 | 2.75 | 2.77 | 2.82 | 2.82 | 2.73 | 2.54 | 341.9 | 342.8 | 344.6 | 345.6 | 347 | 349.3 | 352.3 | 355.1 | 356.9 | 354.4 | 342.7 | 2.91 | 0.27 | 2.88 | 2.16 | 9.278% | 349.75 | 2.7336 | -0.16532 | 2.7771 | 0.98433 | 2.8644 | 0 | 0
2012-07-16 00:20 | 8.23 | 8.11 | 7.76 | 7.44 | 7.19 | 6.94 | 6.7 | 6.44 | 6.09 | 5.63 | 327.9 | 327.6 | 327.2 | 327.4 | 327.2 | 327.7 | 327.2 | 326.6 | 326.4 | 325.2 | 316.9 | 7.09 | 0.98 | 6.83 | 5.31 | 13.82% | 327.625 | 6.953 | 0.32523 | 6.9051 | 1.0069 | 7.1392 | 615.09 | 630.14
2012-07-16 00:30 | 7.69 | 7.58 | 7.27 | 6.86 | 6.56 | 6.31 | 5.97 | 5.66 | 5.43 | 5.11 | 326.7 | 326.5 | 326.5 | 325.9 | 325.4 | 325.8 | 326.3 | 326.5 | 327.6 | 327.5 | 316.5 | 6.39 | 1.11 | 6.05 | 4.78 | 17.37% | 325.875 | 6.3331 | 0.51185 | 6.2601 | 1.0117 | 6.4645 | 450.14 | 465.96
2012-07-16 00:40 | 7.52 | 7.34 | 7.08 | 6.85 | 6.63 | 6.31 | 5.97 | 5.71 | 5.48 | 5.12 | 324.9 | 324.7 | 324.9 | 325.3 | 325.4 | 325.5 | 325.7 | 326 | 326.1 | 328.8 | 316 | 6.21 | 0.96 | 5.97 | 4.84 | 15.46% | 325.53 | 6.312 | 0.51185 | 6.2601 | 1.0083 | 6.2615 | 409.46 | 420.76
2012-07-16 00:50 | 7.22 | 7.04 | 6.61 | 6.23 | 6.01 | 5.76 | 5.51 | 5.18 | 4.87 | 4.51 | 327.5 | 327.1 | 326.5 | 325.6 | 325.7 | 325.7 | 325.1 | 324.7 | 325.1 | 325.1 | 319 | 5.84 | 1.18 | 5.62 | 4.21 | 20.21% | 325.61 | 5.7803 | 0.41005 | 5.7235 | 1.0099 | 5.898 | 336.08 | 345.8
2012-07-16 01:00 | 6.81 | 6.68 | 6.41 | 6.1 | 5.86 | 5.67 | 5.48 | 5.27 | 5.11 | 5 | 327.3 | 327 | 327.9 | 328.1 | 327.9 | 328.2 | 328.8 | 329.9 | 331.5 | 332.6 | 320.4 | 5.63 | 1.36 | 5.57 | 4.76 | 24.16% | 328.29 | 5.7228 | 0.31497 | 5.6424 | 1.0143 | 5.7103 | 302.06 | 315.02
2012-07-16 01:10 | 6.2 | 6.08 | 5.85 | 5.56 | 5.39 | 5.13 | 4.94 | 4.69 | 4.48 | 4.26 | 320 | 319.7 | 318.8 | 318.5 | 317.5 | 317.1 | 316.4 | 316.1 | 316 | 315 | 311.6 | 5.3 | 0.78 | 5.18 | 4.06 | 14.72% | 316.995 | 5.1703 | 0.34876 | 5.1023 | 1.0133 | 5.3706 | 248.6 | 259.94
2012-07-16 01:20 | 6.95 | 6.85 | 6.61 | 6.4 | 6.25 | 6.01 | 5.68 | 5.36 | 5.14 | 4.85 | 321.6 | 321.7 | 321.5 | 320.8 | 320.5 | 320.2 | 318.7 | 317.1 | 315.7 | 313.8 | 310.8 | 6.18 | 0.76 | 5.98 | 4.85 | 12.3% | 319.975 | 5.9372 | 0.52187 | 5.9616 | 0.99591 | 6.1547 | 402.68 | 395.9
2012-07-16 01:30 | 7.75 | 7.58 | 7.27 | 7.01 | 6.79 | 6.54 | 6.3 | 6.14 | 5.99 | 5.62 | 318.2 | 317.9 | 316.8 | 316.1 | 315.6 | 315.8 | 316.1 | 316 | 315.1 | 313.4 | 308.6 | 6.68 | 0.84 | 6.54 | 5.4 | 12.57% | 315.845 | 6.5884 | 0.3455 | 6.5051 | 1.0128 | 6.7656 | 515.68 | 536.02
2012-07-16 01:40 | 8.37 | 8.21 | 7.91 | 7.58 | 7.29 | 7.05 | 6.7 | 6.33 | 5.99 | 5.43 | 322 | 321.7 | 320.9 | 319.9 | 319.2 | 318.9 | 318.7 | 318.8 | 318.7 | 316.8 | 310.9 | 7.32 | 0.91 | 6.99 | 5.2 | 12.43% | 318.87 | 6.9996 | 0.47055 | 6.9988 | 1.0001 | 7.3209 | 684.32 | 684.32
2012-07-16 01:50 | 8.75 | 8.62 | 8.38 | 8 | 7.54 | 7.11 | 6.75 | 6.47 | 6.15 | 5.59 | 322.6 | 322.3 | 321.8 | 321.6 | 322 | 322.7 | 324 | 325 | 325.2 | 325.1 | 314.7 | 7.21 | 1.42 | 6.84 | 5.3 | 19.69% | 322.895 | 7.237 | 0.48016 | 7.0573 | 1.0255 | 7.3936 | 651.21 | 705.39
2012-07-16 02:00 | 8.56 | 8.39 | 7.99 | 7.58 | 7.27 | 7.01 | 6.85 | 6.61 | 6.36 | 5.95 | 326.9 | 326.6 | 325.6 | 324.1 | 323.5 | 323.4 | 323 | 322.4 | 322.2 | 321.5 | 314.8 | 7.06 | 1.05 | 6.89 | 5.58 | 14.87% | 323.34 | 7.1168 | 0.21337 | 6.9868 | 1.0186 | 7.1913 | 606.06 | 645.19
2012-07-16 02:10 | 8.77 | 8.6 | 8.36 | 8.19 | 7.9 | 7.6 | 7.29 | 7.06 | 6.87 | 6.41 | 324.5 | 324.4 | 323.9 | 323.6 | 323.4 | 323.1 | 322.8 | 322.2 | 322.5 | 324.8 | 315.1 | 7.86 | 1.15 | 7.56 | 6.27 | 14.63% | 323.055 | 7.6138 | 0.38484 | 7.5548 | 1.0078 | 7.9214 | 846.86 | 864.92
2012-07-16 02:20 | 8.8 | 8.58 | 8.22 | 7.84 | 7.44 | 7.04 | 6.68 | 6.42 | 6.14 | 5.74 | 320.7 | 320.4 | 320 | 319.6 | 319.4 | 319 | 319.3 | 320.4 | 322 | 323.4 | 310.3 | 7.09 | 0.94 | 6.85 | 5.37 | 13.26% | 319.045 | 7.1549 | 0.48506 | 6.9873 | 1.024 | 7.2601 | 615.09 | 666.26
2012-07-16 02:30 | 8.56 | 8.36 | 7.99 | 7.64 | 7.37 | 7.13 | 6.81 | 6.48 | 6.14 | 5.69 | 322.5 | 322.3 | 322 | 321.7 | 322 | 321.4 | 320.9 | 320.5 | 320.3 | 319.6 | 310.4 | 7.2 | 0.97 | 6.99 | 5.72 | 13.47% | 321.325 | 7.1055 | 0.42434 | 7.0832 | 1.0031 | 7.2226 | 648.2 | 654.22
2012-07-16 02:40 | 9.44 | 9.19 | 8.71 | 8.24 | 7.91 | 7.54 | 7.14 | 6.74 | 6.29 | 5.75 | 319.7 | 319.6 | 319.4 | 319 | 319 | 318.8 | 318.4 | 318.4 | 318.4 | 318.8 | 310.4 | 7.65 | 0.86 | 7.4 | 5.59 | 11.24% | 318.74 | 7.5655 | 0.50372 | 7.4813 | 1.0112 | 7.736 | 783.65 | 810.74
2012-07-16 02:50 | 9.1 | 8.88 | 8.35 | 7.87 | 7.45 | 7.06 | 6.68 | 6.32 | 5.84 | 5.28 | 321 | 320.7 | 320.5 | 320.7 | 321.1 | 320.7 | 319.9 | 319.6 | 318.6 | 317.3 | 312.3 | 7.15 | 0.88 | 6.9 | 5.47 | 12.31% | 320.58 | 7.1516 | 0.51128 | 7.0043 | 1.021 | 7.3004 | 633.15 | 678.3
2012-07-16 03:00 | 9.15 | 8.95 | 8.51 | 8.18 | 7.85 | 7.47 | 7.03 | 6.67 | 6.29 | 5.71 | 320.5 | 320.3 | 320.3 | 319.9 | 319.8 | 319.3 | 319 | 319.2 | 319.7 | 319.8 | 311.3 | 7.75 | 0.73 | 7.39 | 5.22 | 9.419% | 319.255 | 7.4727 | 0.561 | 7.4053 | 1.0091 | 7.8205 | 813.75 | 834.82
2012-07-16 03:10 | 8.32 | 8.16 | 7.94 | 7.6 | 7.3 | 6.94 | 6.55 | 6.19 | 5.85 | 5.32 | 320.3 | 320.2 | 319.9 | 319.8 | 319.6 | 318.9 | 317.7 | 317.3 | 317.2 | 316.3 | 309.3 | 7.12 | 0.71 | 6.86 | 5.09 | 9.972% | 318.72 | 6.9392 | 0.53447 | 6.8827 | 1.0082 | 7.1784 | 624.12 | 642.18
2012-07-16 03:20 | 8.43 | 8.2 | 7.72 | 7.38 | 7.12 | 6.83 | 6.39 | 5.99 | 5.64 | 5.17 | 320.2 | 319.6 | 319 | 318.1 | 317.2 | 316.6 | 316 | 315 | 315.1 | 314.4 | 308.2 | 6.94 | 0.77 | 6.74 | 4.86 | 11.1% | 316.51 | 6.7726 | 0.61536 | 6.7651 | 1.0011 | 6.9476 | 574.44 | 576.7
2012-07-16 03:30 | 8.03 | 7.79 | 7.36 | 6.99 | 6.69 | 6.44 | 6.12 | 5.79 | 5.46 | 4.93 | 322.7 | 322.1 | 321.1 | 319.9 | 318.5 | 317 | 315.8 | 315.3 | 314.5 | 312.6 | 308.2 | 6.47 | 0.52 | 6.22 | 4.49 | 8.037% | 316.82 | 6.4373 | 0.47098 | 6.3931 | 1.0069 | 6.5147 | 468.22 | 477.26
2012-07-16 03:40 | 8.29 | 8.11 | 7.8 | 7.38 | 7.02 | 6.63 | 6.19 | 5.82 | 5.56 | 5.09 | 323.1 | 322.7 | 321.9 | 320.7 | 319.3 | 318.5 | 317.7 | 317.3 | 315.9 | 313.6 | 310.6 | 6.82 | 0.64 | 6.58 | 5.12 | 9.384% | 318.38 | 6.6799 | 0.63458 | 6.5651 | 1.0175 | 6.9392 | 547.32 | 574.44
2012-07-16 03:50 | 9.15 | 8.99 | 8.74 | 8.46 | 8.15 | 7.85 | 7.55 | 7.25 | 6.96 | 6.56 | 320.5 | 320.4 | 320 | 318.9 | 318.1 | 316.9 | 316.4 | 316.4 | 316.6 | 316.7 | 308.6 | 7.99 | 0.95 | 7.72 | 5.98 | 11.89% | 316.825 | 7.8605 | 0.36008 | 7.8063 | 1.0069 | 8.0455 | 885.99 | 907.35
2012-07-16 04:00 | 9.35 | 9.17 | 8.81 | 8.45 | 8.2 | 8.04 | 7.89 | 7.62 | 7.17 | 6.61 | 320.5 | 320.6 | 320.6 | 320 | 319.4 | 318.7 | 318.5 | 318.4 | 318.2 | 318 | 309.2 | 8.19 | 1.07 | 7.95 | 6.26 | 13.06% | 318.67 | 8.0252 | 0.17403 | 8.0183 | 1.0009 | 8.197 | 958.73 | 962.4
2012-07-16 04:10 | 8.97 | 8.76 | 8.35 | 8 | 7.74 | 7.56 | 7.35 | 7.07 | 6.78 | 6.4 | 320.5 | 320.5 | 320.2 | 319.6 | 318.9 | 318.9 | 318.5 | 318.3 | 317.8 | 317.9 | 309.5 | 7.36 | 0.99 | 7.16 | 5.97 | 13.45% | 318.84 | 7.5657 | 0.26033 | 7.5295 | 1.0048 | 7.3953 | 696.36 | 708.4
2012-07-16 04:20 | 8.42 | 8.32 | 8.07 | 7.82 | 7.61 | 7.3 | 6.94 | 6.56 | 6.25 | 5.95 | 317.4 | 317 | 316.2 | 315.3 | 315 | 315 | 314.7 | 314.7 | 315.4 | 315.4 | 306.6 | 7.12 | 0.73 | 6.88 | 5.62 | 10.25% | 314.955 | 7.2433 | 0.46734 | 7.2473 | 0.99945 | 7.1161 | 624.12 | 624.12
2012-07-16 04:30 | 7.67 | 7.55 | 7.34 | 7.15 | 6.99 | 6.85 | 6.73 | 6.61 | 6.37 | 6.03 | 316.6 | 316.3 | 315.3 | 314.4 | 313.2 | 312.4 | 312.8 | 313 | 312.8 | 311.7 | 307 | 7.15 | 0.95 | 6.98 | 6.03 | 13.29% | 312.46 | 6.8527 | 0.16332 | 6.8327 | 1.0029 | 7.1709 | 633.15 | 639.17
2012-07-16 04:40 | 7.93 | 7.78 | 7.54 | 7.36 | 7.14 | 6.98 | 6.83 | 6.55 | 6.25 | 5.91 | 314.9 | 314.2 | 313.5 | 313.6 | 312.8 | 312.4 | 312.2 | 312.1 | 312.3 | 312.1 | 305.4 | 6.93 | 1.13 | 6.7 | 5.52 | 16.31% | 312.37 | 6.9487 | 0.20075 | 6.9583 | 0.99862 | 6.9204 | 572.18 | 569.92
2012-07-16 04:50 | 8.16 | 8.05 | 7.9 | 7.81 | 7.64 | 7.44 | 7.24 | 6.96 | 6.74 | 6.45 | 314.8 | 314.3 | 313.2 | 312.9 | 312.4 | 312.4 | 312.4 | 312.2 | 312.8 | 312.5 | 306.5 | 7.31 | 1.09 | 7.14 | 6.03 | 14.91% | 312.4 | 7.3827 | 0.25181 | 7.411 | 0.99618 | 7.2821 | 681.31 | 672.28
2012-07-16 05:00 | 7.75 | 7.67 | 7.43 | 7.23 | 7.11 | 7.09 | 7.08 | 7.01 | 6.98 | 6.92 | 318 | 317.6 | 317.8 | 318.3 | 318.2 | 318.8 | 319.9 | 320.8 | 320.8 | 320.7 | 308 | 7.22 | 1.16 | 7.17 | 6.41 | 16.07% | 318.965 | 7.1398 | 0.013043 | 7.0886 | 1.0072 | 7.2722 | 654.22 | 669.27
2012-07-16 05:10 | 6.15 | 6.08 | 5.98 | 5.88 | 5.75 | 5.69 | 5.6 | 5.55 | 5.49 | 5.27 | 319.1 | 319.6 | 320.2 | 320.9 | 320.9 | 322 | 322.4 | 321.8 | 320.6 | 320.9 | 309.9 | 5.76 | 0.96 | 5.73 | 5.3 | 16.67% | 322.06 | 5.6964 | 0.14734 | 5.677 | 1.0034 | 5.7797 | 323.12 | 326.36
2012-07-16 05:20 | 7.32 | 7.39 | 7.41 | 7.34 | 7.25 | 7.13 | 6.99 | 6.85 | 6.71 | 6.48 | 317.2 | 316.9 | 315.8 | 314.5 | 313.8 | 313.3 | 312.4 | 312.2 | 312.1 | 313.3 | 305.4 | 7.33 | 1.52 | 7.28 | 6.44 | 20.74% | 313.165 | 7.0764 | 0.18325 | 7.1098 | 0.9953 | 7.2956 | 687.33 | 678.3
2012-07-16 05:30 | 8.28 | 8.3 | 8.31 | 8.28 | 8.3 | 8.33 | 8.31 | 8.31 | 8.27 | 8.13 | 312.9 | 312.7 | 312.8 | 313.1 | 313.4 | 313.9 | 314.3 | 314.9 | 314.8 | 314.7 | 305.1 | 8.4 | 1.2 | 8.44 | 7.75 | 14.29% | 313.96 | 8.2921 | 0.022214 | 8.3271 | 0.99579 | 8.3647 | 1035.8 | 1021.12
2012-07-16 05:40 | 8.88 | 8.8 | 8.7 | 8.58 | 8.53 | 8.48 | 8.42 | 8.38 | 8.33 | 8.17 | 312.3 | 312.1 | 311.8 | 312.3 | 312.6 | 313.4 | 313.9 | 314.3 | 314.8 | 315.8 | 304.7 | 8.38 | 0.88 | 8.36 | 7.79 | 10.5% | 313.475 | 8.4804 | 0.065617 | 8.4714 | 1.0011 | 8.3889 | 1028.46 | 1032.13
2012-07-16 05:50 | 8.44 | 8.44 | 8.39 | 8.35 | 8.36 | 8.32 | 8.15 | 8 | 7.91 | 7.44 | 319 | 319.1 | 318.5 | 318.2 | 318.6 | 319 | 319.7 | 320.4 | 321.9 | 323.9 | 311.7 | 8.06 | 0.98 | 8.03 | 7.6 | 12.16% | 319.105 | 8.1821 | 0.19077 | 8.2954 | 0.98634 | 7.9499 | 911.02 | 873.95
2012-07-16 06:00 | 7.85 | 7.87 | 7.77 | 7.69 | 7.57 | 7.43 | 7.37 | 7.31 | 7.25 | 7.19 | 315.4 | 315.5 | 314.5 | 314.4 | 314.7 | 315 | 314.9 | 315.1 | 315.7 | 316.4 | 307.6 | 7.64 | 1.07 | 7.53 | 7.37 | 14.01% | 314.985 | 7.4815 | 0.074927 | 7.4214 | 1.0081 | 7.7019 | 780.64 | 798.7
2012-07-16 06:10 | 8.06 | 8.05 | 8.03 | 8.01 | 7.92 | 7.93 | 7.93 | 7.93 | 7.91 | 7.94 | 316.3 | 316 | 315 | 314.7 | 314.8 | 315.3 | 315.4 | 315.9 | 316.9 | 317.1 | 307 | 7.65 | 0.72 | 7.69 | 7.26 | 9.412% | 315.315 | 7.9517 | 0 | 7.93 | 1.0027 | 7.6709 | 783.65 | 789.67
2012-07-16 06:20 | 8.15 | 8.1 | 8.11 | 8.12 | 8.2 | 8.19 | 8.08 | 7.96 | 7.82 | 7.54 | 326 | 325.9 | 326 | 326.3 | 326.4 | 326.1 | 326.3 | 326.8 | 327.4 | 328.1 | 315.6 | 8.14 | 0.88 | 7.99 | 7.28 | 10.81% | 326.13 | 8.0461 | 0.12496 | 8.1741 | 0.98434 | 8.0125 | 940.38 | 892.67
2012-07-16 06:30 | 8.88 | 8.83 | 8.75 | 8.69 | 8.61 | 8.51 | 8.51 | 8.53 | 8.48 | 8.38 | 314.6 | 314.5 | 314.5 | 314 | 313.7 | 313 | 312.3 | 311.7 | 311.4 | 311.3 | 303.9 | 8.63 | 1.38 | 8.59 | 7.78 | 15.99% | 312.895 | 8.577 | 0 | 8.51 | 1.0079 | 8.6979 | 1120.21 | 1145.9
2012-07-16 06:40 | 7.96 | 7.89 | 7.81 | 7.83 | 7.89 | 7.94 | 7.96 | 7.88 | 7.77 | 7.69 | 316.1 | 316 | 315.9 | 316.3 | 316.8 | 316.7 | 316 | 315.5 | 315.9 | 316.8 | 306.3 | 7.89 | 0.93 | 7.92 | 7.46 | 11.79% | 316.595 | 7.8641 | -0.023248 | 7.9429 | 0.99009 | 7.8118 | 855.89 | 831.81
2012-07-16 06:50 | 7.03 | 7 | 6.94 | 7.03 | 7.05 | 7.08 | 7.04 | 7.02 | 6.96 | 6.67 | 314 | 314.4 | 313.6 | 312.4 | 311.9 | 311.5 | 311.3 | 310.9 | 311.6 | 312.3 | 303.3 | 7.18 | 0.9 | 7.15 | 6.6 | 12.53% | 311.47 | 7.0015 | 0.052357 | 7.0743 | 0.98971 | 7.1061 | 642.18 | 621.11
2012-07-16 07:00 | 7.77 | 7.76 | 7.78 | 7.77 | 7.78 | 7.77 | 7.74 | 7.64 | 7.45 | 7.09 | 305.8 | 305.2 | 304.3 | 303.6 | 303.7 | 303.5 | 302.9 | 302.9 | 302.6 | 302.1 | 297.2 | 7.61 | 0.97 | 7.6 | 6.91 | 12.75% | 303.41 | 7.677 | 0.035749 | 7.7657 | 0.98857 | 7.5231 | 771.61 | 744.52
2012-07-16 07:10 | 7.49 | 7.4 | 7.32 | 7.25 | 7.21 | 7.13 | 7.11 | 7.07 | 7.02 | 6.88 | 307.6 | 307.6 | 307.2 | 306.1 | 305.4 | 305.3 | 305.2 | 305.3 | 305.4 | 305.3 | 296.8 | 7.56 | 0.85 | 7.53 | 6.47 | 11.24% | 305.285 | 7.151 | 0.025958 | 7.1271 | 1.0034 | 7.5853 | 756.56 | 765.59
2012-07-16 07:20 | 7.72 | 7.76 | 7.74 | 7.67 | 7.72 | 7.64 | 7.57 | 7.54 | 7.47 | 7.2 | 312.6 | 311.9 | 310.8 | 310.3 | 310.2 | 310.5 | 310.9 | 310.5 | 310.5 | 311.9 | 304.1 | 7.77 | 0.93 | 7.79 | 7.2 | 11.97% | 310.56 | 7.6046 | 0.085059 | 7.6299 | 0.99668 | 7.7442 | 819.77 | 810.74
2012-07-16 07:30 | 7.71 | 7.72 | 7.79 | 7.85 | 7.84 | 7.79 | 7.75 | 7.7 | 7.67 | 7.43 | 307.8 | 307.6 | 307.3 | 306.8 | 306.3 | 305.9 | 306 | 305.7 | 305.9 | 305.9 | 299.2 | 7.94 | 0.82 | 7.91 | 7.07 | 10.33% | 305.915 | 7.7499 | 0.047573 | 7.7843 | 0.99559 | 7.905 | 870.94 | 858.9
2012-07-16 07:40 | 8.39 | 8.35 | 8.14 | 7.96 | 7.98 | 7.91 | 7.84 | 7.81 | 7.8 | 7.61 | 300.3 | 300.4 | 300.9 | 301 | 301 | 301.4 | 301.7 | 300.9 | 300.2 | 300 | 294.5 | 8.27 | 0.71 | 8.26 | 7.61 | 8.585% | 301.445 | 7.9197 | 0.082143 | 7.8999 | 1.0025 | 8.2907 | 988.09 | 995.43
2012-07-16 07:50 | 8.72 | 8.71 | 8.68 | 8.6 | 8.48 | 8.34 | 8.25 | 8.16 | 8 | 7.89 | 308.5 | 308 | 307.5 | 307 | 306.2 | 305.4 | 305.3 | 305.1 | 304.9 | 303.8 | 297.8 | 8.38 | 0.93 | 8.32 | 7.65 | 11.1% | 305.385 | 8.3447 | 0.10026 | 8.327 | 1.0021 | 8.3978 | 1028.46 | 1035.8
2012-07-16 08:00 | 7.75 | 7.78 | 7.69 | 7.6 | 7.48 | 7.42 | 7.3 | 7.21 | 7.15 | 7.11 | 317.7 | 317.9 | 318.1 | 317.8 | 317.4 | 317.4 | 317.4 | 317.2 | 316.7 | 317.5 | 305.7 | 7.52 | 1.14 | 7.39 | 6.64 | 15.16% | 317.4 | 7.4048 | 0.15067 | 7.4027 | 1.0003 | 7.5221 | 744.52 | 744.52
2012-07-16 08:10 | 8.26 | 8.28 | 8.36 | 8.39 | 8.38 | 8.34 | 8.32 | 8.34 | 8.36 | 8.37 | 310.9 | 310.9 | 310.5 | 310 | 309.9 | 309 | 308.2 | 307.5 | 307.2 | 307.1 | 302 | 8.56 | 0.86 | 8.55 | 8.21 | 10.05% | 308.88 | 8.3503 | 0.022187 | 8.3371 | 1.0016 | 8.5735 | 1094.52 | 1098.19
2012-07-16 08:20 | 8.27 | 8.29 | 8.27 | 8.25 | 8.24 | 8.24 | 8.28 | 8.33 | 8.36 | 8.28 | 314.2 | 313.5 | 312.6 | 311.8 | 311 | 310.4 | 310.2 | 310.4 | 310.6 | 310.7 | 305.9 | 8.39 | 1.35 | 8.4 | 7.97 | 16.09% | 310.37 | 8.2802 | -0.044751 | 8.2457 | 1.0042 | 8.4251 | 1032.13 | 1046.81
2012-07-16 08:30 | 8.71 | 8.68 | 8.45 | 8.33 | 8.26 | 8.22 | 8.24 | 8.23 | 8.06 | 7.68 | 307.2 | 307.2 | 307.9 | 308.3 | 308.8 | 309.1 | 309.3 | 309.4 | 309.4 | 308.9 | 300.2 | 8.24 | 1.06 | 8.19 | 7.38 | 12.86% | 309.13 | 8.2427 | -0.022457 | 8.2229 | 1.0024 | 8.2599 | 977.08 | 984.42
2012-07-16 08:40 | 7.88 | 7.84 | 7.8 | 7.79 | 7.86 | 7.84 | 7.78 | 7.71 | 7.65 | 7.39 | 298.7 | 298.3 | 298.4 | 298.2 | 298.4 | 298.7 | 298.9 | 299.5 | 299.8 | 300.6 | 293 | 7.94 | 0.88 | 7.97 | 7.39 | 11.08% | 298.73 | 7.7601 | 0.070994 | 7.8314 | 0.9909 | 7.8678 | 870.94 | 849.87
2012-07-16 08:50 | 8.97 | 8.97 | 8.94 | 8.96 | 9.03 | 9.09 | 9.11 | 9.07 | 9.04 | 8.95 | 305.7 | 305.8 | 305.6 | 305.3 | 305 | 304.6 | 303.9 | 303.5 | 303.5 | 302.9 | 296.9 | 9.18 | 0.74 | 9.23 | 8.85 | 8.061% | 304.495 | 9.0306 | -0.02031 | 9.0929 | 0.99316 | 9.1172 | 1324.58 | 1301.72
2012-07-16 09:00 | 8.98 | 9.04 | 8.96 | 8.98 | 8.99 | 8.98 | 8.92 | 8.86 | 8.82 | 8.7 | 309.8 | 309.6 | 309.1 | 309 | 308.5 | 308 | 308.2 | 308.4 | 308.7 | 308.8 | 300.4 | 8.93 | 1.17 | 8.9 | 8.01 | 13.1% | 308.03 | 8.923 | 0.061951 | 8.9714 | 0.99461 | 8.8818 | 1230.31 | 1211.96
2012-07-16 09:10 | 7.39 | 7.42 | 7.34 | 7.31 | 7.39 | 7.46 | 7.45 | 7.42 | 7.32 | 7.2 | 312.6 | 312.5 | 311.4 | 311.3 | 310.7 | 310.1 | 309.4 | 309.3 | 309.4 | 310.9 | 302.5 | 7.34 | 0.93 | 7.33 | 7.05 | 12.67% | 309.995 | 7.379 | 0.012396 | 7.4586 | 0.98934 | 7.2617 | 690.34 | 666.26
2012-07-16 09:20 | 8.76 | 8.7 | 8.6 | 8.41 | 8.37 | 8.35 | 8.19 | 7.98 | 7.8 | 7.48 | 321.7 | 321.6 | 321.4 | 321.4 | 321.5 | 321.1 | 320.1 | 319.6 | 319.8 | 321 | 313.1 | 8.44 | 1.01 | 8.36 | 7.51 | 11.97% | 320.95 | 8.2254 | 0.17879 | 8.3269 | 0.98781 | 8.3371 | 1050.48 | 1013.78
2012-07-16 09:30 | 8.48 | 8.47 | 8.4 | 8.2 | 8.11 | 8.03 | 7.9 | 7.83 | 7.83 | 7.8 | 313.8 | 313.4 | 313 | 313.8 | 313.8 | 313.9 | 314.5 | 315 | 315.6 | 315.1 | 305.5 | 8.19 | 0.98 | 8.03 | 7.38 | 11.97% | 313.99 | 8.0427 | 0.15083 | 8.0112 | 1.0039 | 8.2221 | 958.73 | 969.74
2012-07-16 09:40 | 7.87 | 7.85 | 7.79 | 7.73 | 7.68 | 7.73 | 7.7 | 7.62 | 7.5 | 7.31 | 307 | 307 | 308 | 308 | 308.1 | 307.7 | 307.1 | 306.7 | 306.3 | 306.1 | 298.2 | 7.69 | 1.55 | 7.65 | 6.77 | 20.16% | 307.61 | 7.6659 | 0.035934 | 7.7257 | 0.99226 | 7.6305 | 795.69 | 777.63
2012-07-16 09:50 | 7.76 | 7.7 | 7.74 | 7.82 | 7.95 | 8.05 | 8.02 | 7.91 | 7.81 | 7.46 | 307.7 | 307.5 | 306.8 | 305.9 | 305.5 | 305 | 304.4 | 303.6 | 303.1 | 302.6 | 297.5 | 8.16 | 0.87 | 8.16 | 7.84 | 10.66% | 304.91 | 7.8763 | 0.034503 | 8.0457 | 0.97895 | 7.9882 | 947.72 | 885.99
2012-07-16 10:00 | 8.46 | 8.46 | 8.39 | 8.44 | 8.47 | 8.43 | 8.39 | 8.24 | 8.07 | 7.71 | 324.4 | 323.8 | 322.8 | 322.5 | 322.1 | 321.7 | 321.7 | 321.9 | 322.2 | 322 | 313.2 | 8.32 | 1.2 | 8.23 | 7.62 | 14.42% | 321.7 | 8.3232 | 0.043952 | 8.4243 | 0.988 | 8.2202 | 1006.44 | 969.74
2012-07-16 10:10 | 7.41 | 7.39 | 7.4 | 7.31 | 7.31 | 7.29 | 7.2 | 7.12 | 6.99 | 6.75 | 320 | 319.3 | 318.6 | 318.1 | 317.9 | 317.8 | 317.7 | 317.6 | 317.9 | 318.1 | 310.2 | 7.27 | 1.16 | 7.27 | 6.98 | 15.96% | 317.785 | 7.2127 | 0.1148 | 7.277 | 0.99116 | 7.2057 | 669.27 | 651.21
2012-07-16 10:20 | 6.93 | 6.85 | 6.79 | 6.75 | 6.76 | 6.77 | 6.82 | 6.86 | 6.78 | 6.51 | 320.6 | 320.7 | 320.8 | 319.6 | 319 | 317.8 | 317.4 | 317 | 316.7 | 315.4 | 304.3 | 7.39 | 1.12 | 7.32 | 6.68 | 15.16% | 317.74 | 6.7765 | -0.067999 | 6.7771 | 0.9999 | 7.3893 | 705.39 | 705.39
2012-07-16 10:30 | 7.15 | 7.1 | 7.13 | 7.15 | 7.16 | 7.16 | 7.19 | 7.11 | 7.05 | 6.98 | 309.9 | 309.6 | 308.6 | 308.7 | 308.5 | 308.1 | 307.9 | 307.7 | 307.4 | 307.1 | 300.5 | 7.14 | 0.78 | 7.08 | 6.66 | 10.92% | 308.07 | 7.1268 | -0.038638 | 7.1643 | 0.99477 | 7.1027 | 630.14 | 618.1
2012-07-16 10:50 | 7.57 | 7.5 | 7.56 | 7.43 | 7.29 | 7.29 | 7.19 | 7.06 | 6.94 | 6.82 | 298.2 | 298.3 | 298.2 | 298.3 | 298.3 | 298.1 | 298 | 298.3 | 299.3 | 299.1 | 290.5 | 7.49 | 0.98 | 7.45 | 6.8 | 13.08% | 298.085 | 7.2364 | 0.12764 | 7.2756 | 0.99462 | 7.4497 | 735.49 | 723.45
2012-07-16 11:00 | 8.66 | 8.61 | 8.63 | 8.64 | 8.63 | 8.56 | 8.52 | 8.52 | 8.5 | 8.41 | 295.8 | 295.3 | 295.8 | 295.9 | 295.8 | 295.4 | 295.5 | 295 | 293.8 | 293.4 | 287 | 8.62 | 0.95 | 8.69 | 7.83 | 11.02% | 295.415 | 8.5622 | 0.043283 | 8.5543 | 1.0009 | 8.628 | 1116.54 | 1120.21
2012-07-16 11:10 | 8.97 | 8.91 | 8.79 | 8.69 | 8.68 | 8.66 | 8.65 | 8.64 | 8.6 | 8.41 | 296.8 | 296.5 | 296.1 | 295.7 | 295 | 294.7 | 294.4 | 294.4 | 294.3 | 294.1 | 289.1 | 8.98 | 0.51 | 9.02 | 8.2 | 5.679% | 294.655 | 8.6668 | 0.010677 | 8.6586 | 1.001 | 8.9885 | 1248.66 | 1252.33
2012-07-16 11:20 | 9.37 | 9.4 | 9.45 | 9.45 | 9.37 | 9.36 | 9.28 | 9.18 | 9.1 | 9.01 | 304.6 | 304.6 | 304.3 | 303.9 | 304 | 303.7 | 303.4 | 302.9 | 303.1 | 302.5 | 296 | 9.48 | 0.72 | 9.48 | 8.78 | 7.595% | 303.655 | 9.2984 | 0.079322 | 9.3485 | 0.99464 | 9.4292 | 1438.88 | 1419.83
2012-07-16 12:10 | 8.27 | 8.15 | 8.08 | 8.15 | 8.23 | 8.22 | 8.23 | 8.25 | 8.16 | 7.85 | 322.9 | 322.8 | 322.2 | 322.4 | 322.1 | 322.4 | 322.7 | 322.4 | 322.2 | 322.4 | 313.3 | 8.25 | 1.32 | 8.2 | 7.63 | 16% | 322.445 | 8.1744 | -0.011235 | 8.2214 | 0.99428 | 8.2028 | 980.75 | 962.4
2012-07-16 12:20 | 8.98 | 9.02 | 8.98 | 9 | 9.04 | 8.94 | 8.8 | 8.71 | 8.69 | 8.55 | 302 | 302.2 | 302.6 | 302.7 | 303 | 303.3 | 303.1 | 303.1 | 303.1 | 303.3 | 294.1 | 8.93 | 1.16 | 8.95 | 8.23 | 12.99% | 303.27 | 8.8691 | 0.14586 | 8.9198 | 0.99432 | 8.8793 | 1230.31 | 1211.96
2012-07-16 12:30 | 8.79 | 8.76 | 8.74 | 8.72 | 8.69 | 8.65 | 8.62 | 8.56 | 8.47 | 8.29 | 295.1 | 294.9 | 294.1 | 293.8 | 293.5 | 293.7 | 294.3 | 294.8 | 294.7 | 294.7 | 286.3 | 8.54 | 0.75 | 8.58 | 7.62 | 8.782% | 293.79 | 8.6214 | 0.032105 | 8.6457 | 0.99718 | 8.516 | 1087.18 | 1079.84
2012-07-16 12:40 | 8.43 | 8.41 | 8.38 | 8.35 | 8.31 | 8.23 | 8.16 | 8.08 | 8.07 | 7.98 | 285.4 | 285.6 | 286.2 | 286.5 | 286.7 | 286.7 | 286.6 | 286.4 | 286 | 285.6 | 280 | 8.67 | 1.02 | 8.77 | 8.1 | 11.76% | 286.685 | 8.2181 | 0.078935 | 8.2199 | 0.99978 | 8.6681 | 1134.89 | 1134.89
2012-07-16 12:50 | 8.19 | 8.22 | 8.29 | 8.22 | 8.21 | 8.21 | 8.16 | 8.12 | 8.02 | 7.91 | 287.3 | 287.3 | 288 | 287.4 | 287.1 | 286.7 | 286.1 | 285.6 | 286.1 | 286.9 | 281.1 | 8.5 | 0.67 | 8.61 | 8.04 | 7.882% | 286.61 | 8.1611 | 0.056451 | 8.2028 | 0.99491 | 8.4568 | 1072.5 | 1057.82
2012-07-16 13:00 | 7.68 | 7.63 | 7.7 | 7.8 | 7.84 | 7.81 | 7.78 | 7.73 | 7.61 | 7.27 | 295.4 | 295 | 294.7 | 295.1 | 295.6 | 295 | 294.3 | 293.9 | 293.7 | 293.5 | 284.7 | 7.65 | 1.07 | 7.72 | 7.04 | 13.99% | 294.895 | 7.726 | 0.035565 | 7.8057 | 0.98979 | 7.5719 | 783.65 | 759.57
2012-07-16 13:10 | 8.02 | 7.93 | 7.86 | 7.73 | 7.65 | 7.63 | 7.59 | 7.45 | 7.34 | 7.08 | 296.6 | 296.8 | 297.2 | 297.6 | 298 | 298.2 | 298.3 | 297.6 | 296.7 | 296.7 | 290.3 | 7.46 | 0.88 | 7.48 | 6.41 | 11.8% | 298.215 | 7.5916 | 0.048573 | 7.6243 | 0.99572 | 7.428 | 726.46 | 717.43
2012-07-16 13:20 | 7.33 | 7.27 | 7.22 | 7.24 | 7.29 | 7.32 | 7.26 | 7.09 | 6.95 | 6.67 | 298.7 | 298.3 | 297.1 | 295.7 | 295.1 | 294.4 | 293.8 | 294 | 293.9 | 292.7 | 291.1 | 7.21 | 1.16 | 7.22 | 6.57 | 16.09% | 294.31 | 7.1748 | 0.076058 | 7.3114 | 0.98132 | 7.0753 | 651.21 | 612.08
2012-07-16 13:30 | 8.06 | 7.97 | 8.08 | 8.2 | 8.26 | 8.33 | 8.34 | 8.39 | 8.34 | 8.36 | 302.2 | 302.4 | 302.4 | 302.4 | 302.2 | 301.8 | 301.5 | 301.4 | 301.9 | 303.2 | 294.8 | 8.52 | 1.13 | 8.59 | 8.05 | 13.26% | 301.755 | 8.2752 | -0.011087 | 8.3314 | 0.99325 | 8.4625 | 1079.84 | 1057.82
2012-07-16 13:40 | 9.34 | 9.3 | 9.13 | 9.08 | 9.07 | 9.01 | 8.95 | 8.92 | 8.93 | 8.74 | 300.5 | 300.2 | 299.6 | 299.7 | 299.4 | 299.6 | 299.9 | 300 | 300.2 | 301 | 292.5 | 9.13 | 1.25 | 9.09 | 8.12 | 13.69% | 299.645 | 9.0095 | 0.061744 | 9.0014 | 1.0009 | 9.1382 | 1305.53 | 1309.34
2012-07-16 13:50 | 7.6 | 7.63 | 7.55 | 7.61 | 7.55 | 7.4 | 7.36 | 7.37 | 7.24 | 7.05 | 288.3 | 287.9 | 288.7 | 289.1 | 289.8 | 289.7 | 289.6 | 290.4 | 291.2 | 291.9 | 284.8 | 7.68 | 1.07 | 7.74 | 7.01 | 13.93% | 289.685 | 7.426 | 0.050087 | 7.3943 | 1.0043 | 7.7129 | 792.68 | 801.71
2012-07-16 14:00 | 8.52 | 8.5 | 8.53 | 8.48 | 8.41 | 8.29 | 8.21 | 8.19 | 8.11 | 7.83 | 296.2 | 296.5 | 296.4 | 295.9 | 295.9 | 296.3 | 296.8 | 297.5 | 297.9 | 298.4 | 289.9 | 8.52 | 1.01 | 8.57 | 7.88 | 11.85% | 296.375 | 8.2954 | 0.08961 | 8.2785 | 1.002 | 8.5374 | 1079.84 | 1087.18
2012-07-16 14:10 | 8.64 | 8.67 | 8.59 | 8.69 | 8.66 | 8.59 | 8.46 | 8.35 | 8.19 | 7.95 | 295.2 | 295.3 | 295.8 | 295.8 | 295.8 | 295.9 | 296.4 | 296.7 | 296.5 | 296.1 | 288.7 | 8.83 | 0.97 | 8.8 | 7.64 | 10.99% | 295.975 | 8.4858 | 0.14092 | 8.5713 | 0.99003 | 8.742 | 1193.61 | 1160.58
2012-07-16 15:10 | 9.09 | 9.1 | 8.98 | 9.02 | 9.07 | 9.17 | 9.19 | 9.09 | 8.89 | 8.6 | 318.1 | 317.7 | 318.3 | 318 | 317.9 | 317.9 | 317.8 | 318.1 | 318.5 | 318.4 | 307 | 9.03 | 1.02 | 9.01 | 8.36 | 11.3% | 317.885 | 9.0435 | -0.020133 | 9.1729 | 0.98589 | 8.9026 | 1267.43 | 1219.3
2012-07-16 15:20 | 9.66 | 9.6 | 9.6 | 9.64 | 9.67 | 9.64 | 9.54 | 9.38 | 9.23 | 8.83 | 295.4 | 295.6 | 296 | 295.4 | 295.6 | 295.8 | 295.4 | 295 | 294.1 | 293.1 | 290.4 | 10.01 | 0.73 | 9.98 | 9.2 | 7.293% | 295.74 | 9.4986 | 0.096361 | 9.6256 | 0.9868 | 9.8779 | 1639.67 | 1591.28
2012-07-16 15:30 | 8.84 | 8.76 | 8.57 | 8.55 | 8.59 | 8.66 | 8.64 | 8.62 | 8.6 | 8.48 | 300.8 | 300.1 | 299.8 | 299.2 | 299.1 | 299.7 | 299.5 | 298.5 | 297.9 | 297.5 | 293 | 8.98 | 0.83 | 9.01 | 8.12 | 9.243% | 299.67 | 8.6066 | 0.021366 | 8.6571 | 0.99416 | 8.9276 | 1248.66 | 1230.31
2012-07-16 17:10 | 7.9 | 7.87 | 7.78 | 7.7 | 7.65 | 7.55 | 7.47 | 7.41 | 7.27 | 7.07 | 308 | 307.9 | 306.8 | 305.8 | 305.6 | 306 | 306.1 | 306.5 | 306.5 | 306.9 | 297.6 | 7.57 | 0.85 | 7.56 | 6.64 | 11.23% | 306.015 | 7.5346 | 0.09844 | 7.5385 | 0.99948 | 7.566 | 759.57 | 759.57
2012-07-16 18:50 | 8.7 | 8.67 | 8.41 | 8.1 | 7.94 | 7.77 | 7.66 | 7.54 | 7.36 | 7.08 | 304.7 | 304.8 | 304.1 | 303.7 | 303.7 | 303.8 | 303.3 | 302.7 | 302.1 | 301.5 | 295.5 | 8.15 | 0.72 | 8.02 | 6.56 | 8.834% | 303.725 | 7.8253 | 0.13176 | 7.7541 | 1.0092 | 8.2248 | 944.05 | 969.74
2012-07-16 19:00 | 7.87 | 7.75 | 7.45 | 7.25 | 7.08 | 6.93 | 6.75 | 6.61 | 6.43 | 5.99 | 305.3 | 304.4 | 303.4 | 302.7 | 302.3 | 301 | 300 | 300 | 300 | 299.9 | 292.1 | 7.35 | 1.08 | 7.23 | 5.78 | 14.69% | 300.85 | 6.9225 | 0.2432 | 6.9039 | 1.0027 | 7.3698 | 693.35 | 699.37
2012-07-16 19:10 | 8.2 | 8.15 | 7.99 | 7.83 | 7.65 | 7.49 | 7.25 | 6.99 | 6.67 | 6.15 | 304.6 | 303.8 | 302.4 | 301.3 | 300.9 | 300.5 | 299.8 | 299.3 | 298.8 | 297.8 | 293 | 7.44 | 0.69 | 7.35 | 6.04 | 9.274% | 300.395 | 7.3943 | 0.30095 | 7.4551 | 0.99183 | 7.3792 | 720.44 | 702.38
2012-07-16 19:20 | 7.81 | 7.78 | 7.72 | 7.56 | 7.41 | 7.26 | 7.13 | 7.05 | 6.97 | 6.73 | 304.8 | 304.6 | 303.9 | 303.6 | 302.6 | 301.5 | 300.5 | 300.1 | 300.1 | 299.4 | 294.3 | 7.59 | 1.26 | 7.48 | 6.33 | 16.6% | 301.35 | 7.2859 | 0.16697 | 7.2412 | 1.0062 | 7.6368 | 765.59 | 780.64
2012-07-16 19:30 | 7 | 6.98 | 6.88 | 6.86 | 6.71 | 6.62 | 6.53 | 6.34 | 6.13 | 5.7 | 304.6 | 304.4 | 304.3 | 302.9 | 302.5 | 302.1 | 301.7 | 301.4 | 301.3 | 299.8 | 293.8 | 6.81 | 0.67 | 6.77 | 5.75 | 9.838% | 302.04 | 6.5586 | 0.12649 | 6.607 | 0.99267 | 6.7601 | 545.06 | 533.76
2012-07-16 19:40 | 7.91 | 7.82 | 7.75 | 7.64 | 7.46 | 7.29 | 7.11 | 6.88 | 6.62 | 6.09 | 307.2 | 306.8 | 305.4 | 304.9 | 304 | 303.2 | 302.2 | 301.3 | 301.1 | 302.1 | 295.4 | 7.3 | 0.75 | 7.14 | 5.68 | 10.27% | 303.05 | 7.2247 | 0.23104 | 7.2639 | 0.99459 | 7.2605 | 678.3 | 666.26
2012-07-16 19:50 | 7.65 | 7.59 | 7.49 | 7.27 | 7.09 | 6.91 | 6.67 | 6.41 | 6.09 | 5.66 | 312 | 311.4 | 310.4 | 309 | 308.1 | 307 | 307 | 306.5 | 306.1 | 305.7 | 298.8 | 6.86 | 0.62 | 6.69 | 5.33 | 9.038% | 307 | 6.8353 | 0.32667 | 6.8751 | 0.99421 | 6.8203 | 556.36 | 547.32
2012-07-16 20:00 | 7.9 | 7.76 | 7.61 | 7.41 | 7.28 | 7.06 | 6.85 | 6.58 | 6.4 | 6 | 314.8 | 314.8 | 313.8 | 313 | 312.4 | 311.3 | 310.6 | 309.9 | 309.4 | 309.2 | 303.2 | 7.22 | 0.5 | 6.99 | 5.44 | 6.925% | 311.195 | 7.0175 | 0.27904 | 7.0295 | 0.99829 | 7.2076 | 654.22 | 651.21
2012-07-16 20:10 | 7.7 | 7.68 | 7.59 | 7.42 | 7.21 | 6.88 | 6.58 | 6.35 | 6.11 | 5.59 | 317.5 | 317.7 | 317.1 | 316.6 | 315.7 | 314.4 | 314.3 | 314.2 | 314.5 | 314.2 | 307.4 | 6.93 | 0.56 | 6.73 | 5.37 | 8.081% | 314.385 | 6.8699 | 0.412 | 6.8362 | 1.0049 | 6.9641 | 572.18 | 578.96
2012-07-16 20:20 | 7.05 | 6.94 | 6.69 | 6.59 | 6.46 | 6.31 | 6.19 | 6.03 | 5.87 | 5.43 | 319.6 | 319 | 318.1 | 317.3 | 316.4 | 315.7 | 315.9 | 315.7 | 316.3 | 316.2 | 306.9 | 6.38 | 0.41 | 6.28 | 5.21 | 6.426% | 315.73 | 6.2948 | 0.17743 | 6.2927 | 1.0003 | 6.3822 | 447.88 | 447.88
2012-07-16 20:30 | 7.78 | 7.7 | 7.52 | 7.21 | 7.05 | 6.8 | 6.57 | 6.38 | 6.08 | 5.67 | 316.8 | 316.2 | 315.3 | 314.9 | 314.3 | 313.4 | 313.1 | 313.2 | 313.2 | 312.3 | 305.2 | 7.01 | 0.33 | 6.79 | 5.46 | 4.708% | 313.355 | 6.8007 | 0.31797 | 6.7666 | 1.005 | 7.0454 | 591.01 | 603.05
2012-07-16 20:40 | 8.09 | 8.03 | 7.83 | 7.68 | 7.53 | 7.33 | 7.07 | 6.83 | 6.58 | 6.15 | 314.7 | 314.7 | 314.1 | 313.7 | 313 | 312.5 | 312.1 | 311.8 | 312 | 311.4 | 304.1 | 7.37 | 0.31 | 7.2 | 5.68 | 4.206% | 312.44 | 7.2564 | 0.33374 | 7.2922 | 0.9951 | 7.3339 | 699.37 | 687.33
2012-07-16 20:50 | 8.04 | 7.98 | 7.74 | 7.59 | 7.37 | 7.17 | 6.95 | 6.7 | 6.48 | 6.01 | 316 | 315.5 | 315.2 | 314.1 | 313.4 | 312.4 | 311.4 | 310.6 | 310.2 | 310 | 304.4 | 7.27 | 0.27 | 7.07 | 5.59 | 3.714% | 312.25 | 7.1349 | 0.28799 | 7.1381 | 0.99956 | 7.2668 | 669.27 | 669.27
2012-07-16 21:00 | 7.42 | 7.42 | 7.27 | 7.08 | 6.91 | 6.72 | 6.46 | 6.24 | 6.05 | 5.53 | 320.8 | 320.4 | 319.4 | 318.7 | 318.2 | 316.9 | 315.3 | 314.5 | 314.2 | 313.5 | 307.9 | 6.89 | 0.46 | 6.67 | 5.25 | 6.676% | 316.66 | 6.6624 | 0.36464 | 6.6821 | 0.99705 | 6.8696 | 563.14 | 558.62
2012-07-16 21:10 | 7.55 | 7.48 | 7.35 | 7.15 | 6.92 | 6.71 | 6.44 | 6.15 | 5.8 | 5.21 | 327 | 326.8 | 326.1 | 325.8 | 324.7 | 323.2 | 321.7 | 320.9 | 319.7 | 318.8 | 314.5 | 6.71 | 0.39 | 6.52 | 4.85 | 5.812% | 322.975 | 6.6345 | 0.37953 | 6.6706 | 0.99459 | 6.6737 | 522.46 | 513.42
2012-07-16 21:20 | 7.47 | 7.34 | 7.16 | 7.03 | 6.75 | 6.49 | 6.24 | 6.01 | 5.7 | 5.04 | 324.1 | 324.1 | 323.9 | 323.1 | 322.7 | 321.7 | 321 | 320.5 | 319 | 316.8 | 312.9 | 6.63 | 0.41 | 6.43 | 4.72 | 6.184% | 321.595 | 6.475 | 0.36301 | 6.4536 | 1.0033 | 6.652 | 504.38 | 508.9
2012-07-16 21:30 | 7.54 | 7.48 | 7.27 | 7.02 | 6.81 | 6.56 | 6.24 | 5.81 | 5.35 | 4.73 | 322.4 | 322.1 | 321.2 | 320.8 | 320.1 | 319.7 | 318.8 | 317.5 | 315.7 | 311.5 | 311.1 | 6.65 | 0.33 | 6.4 | 4.37 | 4.962% | 319.565 | 6.4498 | 0.46215 | 6.5132 | 0.99028 | 6.5853 | 508.9 | 495.34
2012-07-16 21:40 | 7.86 | 7.8 | 7.75 | 7.52 | 7.31 | 7.07 | 6.75 | 6.36 | 5.86 | 5.03 | 317.8 | 317.9 | 317.1 | 316.2 | 315.9 | 315.6 | 314.8 | 313.5 | 311.3 | 307.2 | 307.6 | 7.23 | 0.17 | 7 | 4.68 | 2.351% | 315.48 | 6.9335 | 0.42802 | 7.0232 | 0.98723 | 7.1377 | 657.23 | 630.14
2012-07-16 21:50 | 7.85 | 7.79 | 7.64 | 7.41 | 7.18 | 6.84 | 6.44 | 6.12 | 5.79 | 5.14 | 316.7 | 316.7 | 316.4 | 315.8 | 315 | 313.9 | 312.2 | 309.9 | 308 | 305.6 | 306 | 6.98 | 0.23 | 6.64 | 4.78 | 3.295% | 313.645 | 6.7767 | 0.55685 | 6.7812 | 0.99933 | 6.9754 | 583.48 | 583.48
2012-07-16 22:00 | 7.36 | 7.36 | 7.24 | 7.17 | 7.08 | 6.86 | 6.64 | 6.34 | 6.05 | 5.54 | 318.8 | 318.1 | 317.3 | 316.5 | 315.9 | 315.5 | 314.5 | 313 | 311.6 | 308.8 | 307.4 | 7.05 | 0.18 | 6.83 | 4.99 | 2.553% | 315.35 | 6.7488 | 0.30121 | 6.828 | 0.9884 | 6.9682 | 603.05 | 581.22
2012-07-16 22:10 | 7.65 | 7.59 | 7.52 | 7.35 | 7.17 | 6.9 | 6.64 | 6.32 | 5.95 | 5.35 | 321.2 | 320.6 | 319.7 | 318.3 | 317.7 | 316.8 | 315.3 | 314 | 312.2 | 310.5 | 307.4 | 7.06 | 0.27 | 6.83 | 5.09 | 3.824% | 316.575 | 6.8191 | 0.35494 | 6.8621 | 0.99372 | 7.0157 | 606.06 | 594.02
2012-07-16 22:20 | 7.8 | 7.75 | 7.66 | 7.58 | 7.48 | 7.28 | 7.03 | 6.68 | 6.32 | 5.62 | 320.9 | 320.4 | 319 | 318.1 | 316.9 | 315.6 | 314.1 | 312.7 | 310.6 | 308 | 307.4 | 7.39 | 0.29 | 7.19 | 5.22 | 3.924% | 315.375 | 7.1149 | 0.32292 | 7.2436 | 0.98222 | 7.2586 | 705.39 | 666.26
2012-07-16 22:30 | 7.6 | 7.59 | 7.54 | 7.42 | 7.31 | 7.16 | 6.99 | 6.7 | 6.3 | 5.52 | 324.4 | 323.8 | 322.2 | 320.5 | 319.1 | 318 | 316.4 | 315 | 313.9 | 311.2 | 308.8 | 7.31 | 0.15 | 7.2 | 5.25 | 2.052% | 317.76 | 7.018 | 0.22206 | 7.1354 | 0.98354 | 7.1897 | 681.31 | 645.19
2012-07-16 22:40 | 7.11 | 7.09 | 7.07 | 7 | 6.97 | 6.94 | 6.87 | 6.71 | 6.32 | 5.5 | 323.2 | 322.8 | 321.9 | 321 | 320 | 318.7 | 317.2 | 316 | 314.7 | 313 | 309.5 | 7.01 | 0.13 | 6.94 | 4.92 | 1.854% | 318.475 | 6.7891 | 0.093682 | 6.9299 | 0.97968 | 6.8676 | 591.01 | 558.62
2012-07-16 22:50 | 6.57 | 6.49 | 6.43 | 6.47 | 6.5 | 6.5 | 6.5 | 6.31 | 5.97 | 5.29 | 321.3 | 320.9 | 319.9 | 319 | 318 | 316.9 | 315.8 | 314.2 | 312.4 | 309.5 | 308.7 | 6.61 | 0.18 | 6.63 | 4.78 | 2.723% | 316.735 | 6.3383 | 0 | 6.5 | 0.97513 | 6.4456 | 499.86 | 463.7
2012-07-16 23:00 | 6.34 | 6.29 | 6.23 | 6.19 | 6.21 | 6.25 | 6.23 | 6.07 | 5.7 | 4.92 | 322.2 | 321.3 | 320 | 319 | 318.1 | 317.3 | 316.6 | 315.7 | 314.1 | 311.6 | 309.2 | 6.32 | 0.22 | 6.34 | 4.57 | 3.481% | 317.195 | 6.0819 | 0.029619 | 6.2471 | 0.97355 | 6.1528 | 434.32 | 395.9
2012-07-16 23:10 | 6.65 | 6.52 | 6.34 | 6.19 | 6.09 | 6.05 | 6 | 5.87 | 5.58 | 4.98 | 321.6 | 320.8 | 318.7 | 315.9 | 313.9 | 312.2 | 311 | 309.9 | 308.1 | 303.9 | 304.3 | 6.11 | 0.14 | 6.1 | 4.51 | 2.291% | 312.02 | 5.9794 | 0.076689 | 6.0428 | 0.9895 | 6.0459 | 386.86 | 373.3
2012-07-16 23:20 | 7.09 | 6.9 | 6.68 | 6.49 | 6.31 | 6.2 | 6.05 | 5.88 | 5.56 | 4.89 | 317.6 | 317 | 315.4 | 313.5 | 311.6 | 309.8 | 308.3 | 306.4 | 304.3 | 300.1 | 302.1 | 6.18 | 0.29 | 6.09 | 4.39 | 4.693% | 309.575 | 6.1359 | 0.22632 | 6.1783 | 0.99314 | 6.1376 | 402.68 | 393.64
2012-07-16 23:30 | 6.6 | 6.45 | 6.12 | 5.85 | 5.69 | 5.48 | 5.29 | 5.08 | 4.85 | 4.47 | 320.5 | 319.9 | 317.9 | 315.9 | 314.2 | 312.3 | 310.1 | 308.1 | 306.2 | 301.7 | 303.6 | 5.6 | 0.23 | 5.43 | 4.09 | 4.107% | 311.97 | 5.4782 | 0.32609 | 5.4524 | 1.0047 | 5.6266 | 297.2 | 302.06
2012-07-16 23:40 | 6.48 | 6.36 | 6.1 | 5.82 | 5.6 | 5.41 | 5.24 | 5.1 | 4.93 | 4.58 | 318.2 | 318 | 317.6 | 316.3 | 314.4 | 312.2 | 310.2 | 308.2 | 306.2 | 303.2 | 304.8 | 5.44 | 0.12 | 5.36 | 4.23 | 2.206% | 311.9 | 5.453 | 0.29504 | 5.3853 | 1.0126 | 5.5084 | 271.28 | 282.62
2012-07-16 23:50 | 6.7 | 6.55 | 6.21 | 5.87 | 5.59 | 5.37 | 5.25 | 5.13 | 5.03 | 4.72 | 316.5 | 316.7 | 316.6 | 316.5 | 315.9 | 314.8 | 313.5 | 311.9 | 309.9 | 306.1 | 307.2 | 5.41 | 0.2 | 5.31 | 4.27 | 3.697% | 314.605 | 5.5094 | 0.20884 | 5.3526 | 1.0293 | 5.5685 | 266.42 | 292.34
2012-07-17 | 6.35 | 6.17 | 5.93 | 5.59 | 5.25 | 5.06 | 4.94 | 4.8 | 4.62 | 4.44 | 314.3 | 314.4 | 314.7 | 315 | 315.1 | 315 | 314.6 | 313 | 310.6 | 307.8 | 307.6 | 5.1 | 0.16 | 5.04 | 4.26 | 3.137% | 314.94 | 5.1923 | 0.22179 | 5.0426 | 1.0297 | 5.2514 | 216.2 | 240.5
2012-07-17 00:10 | 6.07 | 5.94 | 5.74 | 5.55 | 5.34 | 5.18 | 4.99 | 4.74 | 4.4 | 4.18 | 314.9 | 314.4 | 314.2 | 314.5 | 315.4 | 316.1 | 316.2 | 314.8 | 312.2 | 309.7 | 308.6 | 5.28 | 0.13 | 5.14 | 4.13 | 2.462% | 316.115 | 5.1452 | 0.34533 | 5.1523 | 0.99862 | 5.2727 | 245.36 | 243.74
2012-07-17 00:20 | 6.16 | 6.03 | 5.71 | 5.47 | 5.21 | 4.98 | 4.79 | 4.71 | 4.66 | 4.58 | 311.8 | 311.2 | 310.3 | 309.9 | 309.6 | 308.8 | 307.9 | 306.6 | 305.9 | 304.5 | 300.7 | 5.08 | 0.14 | 4.91 | 4.33 | 2.756% | 308.665 | 5.1033 | 0.35947 | 4.9523 | 1.0305 | 5.2348 | 212.96 | 237.26
2012-07-17 00:30 | 5.87 | 5.78 | 5.66 | 5.58 | 5.49 | 5.43 | 5.34 | 5.23 | 5.08 | 4.76 | 307.3 | 307.1 | 307.1 | 307.1 | 307.3 | 307.1 | 306.6 | 305.7 | 304.6 | 303 | 299.7 | 5.48 | 0.26 | 5.42 | 4.57 | 4.745% | 307.025 | 5.3869 | 0.15445 | 5.417 | 0.99444 | 5.4495 | 277.76 | 272.9
2012-07-17 00:40 | 5.86 | 5.81 | 5.71 | 5.67 | 5.67 | 5.67 | 5.56 | 5.33 | 4.99 | 4.42 | 307.5 | 307.4 | 307.1 | 306.8 | 306.2 | 304.9 | 303.4 | 301.8 | 300 | 297.2 | 296.8 | 5.72 | 0.12 | 5.64 | 4 | 2.098% | 304.675 | 5.4825 | 0.18104 | 5.6541 | 0.96965 | 5.5464 | 316.64 | 289.1
2012-07-17 00:50 | 5.76 | 5.7 | 5.58 | 5.5 | 5.45 | 5.39 | 5.29 | 5.06 | 4.67 | 4.06 | 308.1 | 307.5 | 306.7 | 306.1 | 305.1 | 304 | 302.5 | 300.3 | 297.4 | 292.8 | 295.8 | 5.43 | 0.18 | 5.36 | 3.63 | 3.315% | 303.775 | 5.2459 | 0.17306 | 5.3756 | 0.97587 | 5.299 | 269.66 | 248.6
2012-07-17 01:00 | 5.96 | 5.97 | 6 | 5.95 | 5.87 | 5.73 | 5.59 | 5.37 | 5.04 | 4.5 | 304.6 | 304.2 | 303 | 302 | 300.4 | 298.3 | 296.2 | 293.9 | 291.3 | 287.9 | 289.8 | 5.69 | 0.29 | 5.63 | 4.14 | 5.097% | 297.985 | 5.6073 | 0.22859 | 5.7097 | 0.98205 | 5.5879 | 311.78 | 295.58
2012-07-17 01:10 | 6.44 | 6.45 | 6.43 | 6.43 | 6.41 | 6.34 | 6.19 | 5.94 | 5.59 | 4.94 | 304.3 | 303.8 | 302.4 | 301.2 | 299.8 | 297.9 | 296.1 | 293.8 | 291.8 | 289.5 | 289.5 | 6.28 | 0.18 | 6.22 | 4.49 | 2.866% | 297.63 | 6.143 | 0.22126 | 6.3183 | 0.97225 | 6.1057 | 425.28 | 386.86
2012-07-17 01:20 | 5.79 | 5.75 | 5.71 | 5.69 | 5.69 | 5.7 | 5.67 | 5.56 | 5.34 | 4.8 | 303.3 | 303.2 | 302.9 | 302.7 | 302.1 | 301 | 299.3 | 297 | 294 | 289.9 | 293.1 | 5.69 | 0.3 | 5.71 | 4.45 | 5.272% | 300.745 | 5.5822 | 0.048765 | 5.6957 | 0.98007 | 5.5766 | 311.78 | 293.96
2012-07-17 01:30 | 5.94 | 5.93 | 5.95 | 6.01 | 6.05 | 6.05 | 6.01 | 5.83 | 5.58 | 5.13 | 300 | 300 | 299.8 | 299.2 | 298.3 | 297 | 295.5 | 293.6 | 291.7 | 288.3 | 288.5 | 6.02 | 0.26 | 6.03 | 4.88 | 4.319% | 296.775 | 5.8865 | 0.0613 | 6.0443 | 0.97389 | 5.8628 | 366.52 | 339.32
2012-07-17 01:40 | 6.77 | 6.81 | 6.8 | 6.74 | 6.7 | 6.66 | 6.62 | 6.49 | 6.33 | 5.87 | 301.7 | 301.2 | 300.2 | 299.5 | 298.6 | 297.5 | 296 | 294.4 | 292.1 | 288 | 289.3 | 6.59 | 0.16 | 6.6 | 5.53 | 2.428% | 297.275 | 6.5819 | 0.055669 | 6.6543 | 0.98912 | 6.5183 | 495.34 | 479.52
2012-07-17 01:50 | 7.17 | 7.15 | 7.1 | 7.03 | 6.98 | 6.98 | 6.97 | 6.9 | 6.81 | 6.44 | 296.9 | 296.4 | 295.8 | 294.9 | 293.9 | 293 | 292.1 | 290.8 | 289.1 | 284.3 | 284.3 | 6.91 | 0.17 | 6.94 | 6.35 | 2.46% | 292.865 | 6.9393 | 0.013249 | 6.9786 | 0.99437 | 6.8711 | 567.66 | 558.62
2012-07-17 02:00 | 6.64 | 6.65 | 6.67 | 6.67 | 6.64 | 6.59 | 6.55 | 6.53 | 6.41 | 6.05 | 298.1 | 297.8 | 297.1 | 296 | 295.4 | 294.5 | 293.5 | 292.4 | 291 | 286.8 | 286.7 | 6.55 | 0.26 | 6.56 | 5.79 | 3.969% | 294.35 | 6.5496 | 0.056262 | 6.5843 | 0.99473 | 6.5155 | 486.3 | 479.52
2012-07-17 02:10 | 6.87 | 6.85 | 6.82 | 6.82 | 6.75 | 6.68 | 6.58 | 6.42 | 6.22 | 5.69 | 300.6 | 300.2 | 299.7 | 298.5 | 297.4 | 296.3 | 295.5 | 294.2 | 292.9 | 288.5 | 288.9 | 6.68 | 0.24 | 6.65 | 5.59 | 3.593% | 296.18 | 6.5753 | 0.13938 | 6.6656 | 0.98645 | 6.5895 | 515.68 | 495.34
2012-07-17 02:20 | 6.23 | 6.19 | 6.13 | 6.06 | 6.01 | 5.96 | 5.9 | 5.8 | 5.6 | 5.19 | 304.7 | 303.7 | 303.1 | 302.6 | 302.1 | 301.6 | 300.9 | 300 | 298.9 | 294.8 | 294.4 | 6.05 | 0.41 | 5.98 | 4.95 | 6.777% | 301.495 | 5.8969 | 0.093501 | 5.9514 | 0.99085 | 5.9946 | 373.3 | 360.38
2012-07-17 02:30 | 5.99 | 5.93 | 5.82 | 5.75 | 5.7 | 5.64 | 5.57 | 5.47 | 5.32 | 4.97 | 307.5 | 306.7 | 305.7 | 305 | 304.6 | 303.5 | 302.4 | 301.6 | 300.5 | 298.5 | 295.8 | 5.68 | 0.2 | 5.67 | 4.64 | 3.521% | 303.335 | 5.5901 | 0.11541 | 5.6299 | 0.99293 | 5.6399 | 310.16 | 303.68
2012-07-17 02:40 | 6.24 | 6.22 | 6.25 | 6.2 | 6.15 | 6.08 | 5.91 | 5.68 | 5.37 | 4.9 | 307.3 | 307 | 306.3 | 305.3 | 304.4 | 303.6 | 302.6 | 301.4 | 299.9 | 297.1 | 295.7 | 6.1 | 0.2 | 5.99 | 4.55 | 3.279% | 303.45 | 5.9163 | 0.26206 | 6.0553 | 0.97703 | 5.9599 | 384.6 | 355.52
2012-07-17 02:50 | 6.62 | 6.57 | 6.45 | 6.4 | 6.31 | 6.15 | 5.93 | 5.64 | 5.33 | 4.81 | 309 | 308.4 | 307.9 | 306.9 | 306.1 | 304.5 | 303.3 | 302 | 299.9 | 296.8 | 297.5 | 6.26 | 0.32 | 6.11 | 4.58 | 5.112% | 304.32 | 6.0081 | 0.33663 | 6.118 | 0.98203 | 6.1475 | 420.76 | 395.9
2012-07-17 03:00 | 6.24 | 6.18 | 6.08 | 5.98 | 5.94 | 5.84 | 5.71 | 5.47 | 5.24 | 4.75 | 310.3 | 309.8 | 309.1 | 308.8 | 308 | 307.3 | 305.8 | 304.9 | 304.1 | 302.2 | 299.4 | 5.91 | 0.23 | 5.86 | 4.35 | 3.892% | 307.075 | 5.7286 | 0.20803 | 5.8212 | 0.98409 | 5.816 | 347.42 | 332.84
2012-07-17 03:10 | 6.28 | 6.21 | 6.02 | 5.88 | 5.79 | 5.65 | 5.45 | 5.2 | 5 | 4.63 | 311.9 | 311.3 | 310.6 | 309.9 | 309.3 | 308.6 | 307.7 | 307.2 | 306.5 | 305.6 | 300.7 | 5.64 | 0.33 | 5.49 | 4.03 | 5.851% | 308.465 | 5.565 | 0.33304 | 5.6209 | 0.99006 | 5.5839 | 303.68 | 293.96
2012-07-17 03:20 | 5.97 | 5.88 | 5.65 | 5.48 | 5.29 | 5.15 | 4.95 | 4.64 | 4.31 | 3.88 | 311 | 310.8 | 309.5 | 308.8 | 307.9 | 307 | 306.2 | 305.5 | 305.6 | 305.1 | 299.5 | 4.97 | 0.41 | 4.85 | 3.72 | 8.249% | 306.88 | 5.0745 | 0.36603 | 5.1209 | 0.99094 | 4.925 | 196.73 | 191.28
2012-07-17 03:30 | 6.65 | 6.49 | 6.24 | 5.9 | 5.63 | 5.39 | 5.15 | 4.86 | 4.53 | 3.97 | 311.5 | 310.8 | 310.1 | 309.7 | 308.4 | 307 | 305.5 | 304.1 | 302.7 | 302.4 | 298.3 | 5.21 | 0.5 | 4.99 | 3.55 | 9.597% | 306.775 | 5.4054 | 0.42091 | 5.3549 | 1.0094 | 5.2591 | 234.02 | 242.12
2012-07-17 03:40 | 5.88 | 5.73 | 5.45 | 5.22 | 4.95 | 4.63 | 4.32 | 4.06 | 3.86 | 3.63 | 303 | 302.8 | 302.1 | 301.4 | 300.3 | 298.6 | 296.7 | 294.5 | 292.3 | 287.3 | 289.8 | 4.49 | 0.47 | 4.29 | 3.19 | 10.47% | 298.315 | 4.6813 | 0.64041 | 4.5843 | 1.0212 | 4.5851 | 144.41 | 155.31
2012-07-17 03:50 | 5.23 | 5.09 | 4.83 | 4.54 | 4.29 | 4.07 | 3.94 | 3.77 | 3.55 | 3.25 | 297.5 | 296.7 | 295.4 | 294.4 | 293.4 | 292.6 | 291.4 | 289.2 | 286.5 | 282.4 | 283.7 | 4.14 | 0.46 | 3.96 | 3.01 | 11.11% | 292.42 | 4.1635 | 0.29998 | 4.0511 | 1.0277 | 4.2548 | 106.26 | 118.25
2012-07-17 04:00 | 4.89 | 4.85 | 4.77 | 4.56 | 4.34 | 4.13 | 3.97 | 3.87 | 3.74 | 3.46 | 294 | 293.8 | 292.7 | 291.6 | 290.6 | 289 | 287.8 | 284.4 | 281.3 | 277.3 | 280.3 | 4.34 | 0.74 | 4.24 | 3.33 | 17.05% | 288.82 | 4.1937 | 0.36512 | 4.1067 | 1.0212 | 4.432 | 128.06 | 137.87
2012-07-17 04:10 | 5.64 | 5.61 | 5.5 | 5.34 | 5.18 | 5.05 | 4.97 | 4.9 | 4.72 | 4.38 | 291 | 290.8 | 290.1 | 289.1 | 288.4 | 287.7 | 286.3 | 284.9 | 283 | 278.9 | 279.3 | 4.98 | 0.46 | 4.94 | 3.68 | 9.237% | 287.49 | 5.0786 | 0.14756 | 5.0385 | 1.008 | 5.0197 | 197.82 | 203.24
2012-07-17 04:20 | 5.19 | 5.14 | 5.06 | 5 | 4.87 | 4.63 | 4.42 | 4.18 | 3.87 | 3.51 | 295.4 | 295.4 | 294.3 | 293.6 | 293.1 | 291.9 | 290.2 | 287.7 | 283.6 | 275.7 | 282.5 | 4.61 | 0.55 | 4.5 | 3.32 | 11.93% | 291.645 | 4.5672 | 0.42894 | 4.5993 | 0.99303 | 4.5779 | 157.49 | 154.22
2012-07-17 04:30 | 4.64 | 4.52 | 4.44 | 4.32 | 4.25 | 4.17 | 4.03 | 3.84 | 3.68 | 3.43 | 291.5 | 291 | 290 | 289.1 | 288.1 | 286.6 | 285.5 | 283.8 | 280.1 | 275.9 | 278.1 | 4.19 | 0.26 | 4.15 | 3.14 | 6.205% | 286.435 | 4.0914 | 0.31558 | 4.1496 | 0.98597 | 4.1312 | 111.71 | 105.17
2012-07-17 04:40 | 4.41 | 4.39 | 4.28 | 4.17 | 4.11 | 3.99 | 3.91 | 3.86 | 3.8 | 3.6 | 294.8 | 294.1 | 292 | 291.1 | 289.9 | 289.1 | 288.2 | 287.5 | 286.1 | 283.9 | 282.3 | 4.23 | 0.34 | 4.16 | 3.37 | 8.038% | 288.965 | 4.0097 | 0.18717 | 3.9784 | 1.0079 | 4.2632 | 116.07 | 119.34
2012-07-17 04:50 | 3.82 | 3.77 | 3.68 | 3.58 | 3.51 | 3.46 | 3.39 | 3.31 | 3.31 | 3.13 | 291 | 290.9 | 290.5 | 290.8 | 291.2 | 290.7 | 290.8 | 290.5 | 290.8 | 289.3 | 282.8 | 3.38 | 0.62 | 3.38 | 2.93 | 18.34% | 290.715 | 3.4595 | 0.18887 | 3.4499 | 1.0028 | 3.3894 | 34.58 | 35.49
2012-07-17 05:00 | 3.51 | 3.42 | 3.26 | 3.17 | 3.09 | 3.03 | 2.99 | 2.99 | 2.96 | 2.88 | 277 | 277.9 | 277.2 | 277.1 | 277.1 | 277.5 | 277.9 | 279 | 280.2 | 280.7 | 276.1 | 3.22 | 0.44 | 3.19 | 2.91 | 13.66% | 277.56 | 3.0742 | 0.12281 | 3.0242 | 1.0165 | 3.2731 | 20.02 | 24.57
2012-07-17 05:10 | 4.03 | 3.95 | 3.75 | 3.56 | 3.43 | 3.34 | 3.33 | 3.29 | 3.35 | 3.24 | 279.9 | 280 | 279.3 | 278.7 | 278.8 | 279.1 | 279.6 | 279.8 | 278.9 | 278 | 271.3 | 3.7 | 0.46 | 3.67 | 3.15 | 12.43% | 279.175 | 3.4478 | 0.027709 | 3.3386 | 1.0327 | 3.821 | 63.7 | 74.62
2012-07-17 05:20 | 4.17 | 4.14 | 3.99 | 3.91 | 3.78 | 3.63 | 3.51 | 3.46 | 3.42 | 3.33 | 278.6 | 278.6 | 277.6 | 278.4 | 279.2 | 279.3 | 279.3 | 279.2 | 278.7 | 278.5 | 270.6 | 3.8 | 0.49 | 3.72 | 3.24 | 12.89% | 279.3 | 3.6782 | 0.31065 | 3.6126 | 1.0182 | 3.8691 | 72.8 | 79.17
2012-07-17 05:30 | 4.25 | 4.18 | 4.02 | 3.9 | 3.8 | 3.69 | 3.63 | 3.57 | 3.52 | 3.47 | 289.8 | 289.5 | 289.5 | 289.9 | 289.6 | 288.8 | 287.3 | 285.9 | 285.7 | 283 | 279.4 | 3.92 | 0.41 | 3.9 | 3.38 | 10.46% | 288.575 | 3.7378 | 0.15149 | 3.6813 | 1.0153 | 3.9801 | 83.72 | 89.18
2012-07-17 05:40 | 3.17 | 3.15 | 3.12 | 3.13 | 3.15 | 3.1 | 3.11 | 3.14 | 3.1 | 3.11 | 293.5 | 293.9 | 295.3 | 296.2 | 297.2 | 297.1 | 297.6 | 298.9 | 300.3 | 303.4 | 286.7 | 3.24 | 0.55 | 3.25 | 3.16 | 16.98% | 297.175 | 3.1199 | -0.029762 | 3.1014 | 1.006 | 3.2593 | 21.84 | 23.66
2012-07-17 05:50 | 3.02 | 2.95 | 2.91 | 2.88 | 2.88 | 2.87 | 2.93 | 2.95 | 3 | 2.99 | 299.9 | 300.4 | 301.5 | 301.5 | 302.4 | 303.2 | 303.5 | 304.3 | 305.2 | 306.7 | 291.1 | 3.09 | 0.4 | 3.09 | 2.89 | 12.94% | 303.245 | 2.9219 | -0.1912 | 2.8785 | 1.0151 | 3.1366 | 8.19 | 12.74
2012-07-17 06:00 | 3.89 | 3.88 | 3.88 | 3.74 | 3.74 | 3.77 | 3.85 | 3.84 | 3.86 | 4.02 | 303.4 | 304.1 | 304.9 | 307.1 | 308.4 | 309.8 | 311.5 | 313.2 | 314 | 314 | 290.2 | 3.66 | 0.68 | 3.62 | 3.62 | 18.58% | 310.055 | 3.8186 | -0.19404 | 3.7814 | 1.0098 | 3.696 | 60.06 | 63.7
2012-07-17 06:10 | 3.74 | 3.67 | 3.59 | 3.49 | 3.42 | 3.36 | 3.31 | 3.33 | 3.34 | 3.26 | 311.6 | 311.4 | 310.4 | 311.1 | 310.8 | 310.5 | 311.1 | 311.7 | 312.1 | 311.9 | 294.7 | 3.36 | 0.6 | 3.33 | 3.25 | 17.86% | 310.59 | 3.4067 | 0.13855 | 3.3528 | 1.0161 | 3.414 | 32.76 | 37.31
2012-07-17 06:20 | 5.45 | 5.47 | 5.47 | 5.34 | 5.37 | 5.44 | 5.48 | 5.51 | 5.49 | 5.36 | 299.6 | 299.5 | 299.9 | 300.1 | 301.1 | 301.7 | 302.4 | 303.9 | 304.5 | 306.3 | 296.5 | 5.24 | 0.9 | 5.36 | 5.17 | 17.18% | 301.805 | 5.4371 | -0.0677 | 5.4457 | 0.99841 | 5.2317 | 238.88 | 237.26
2012-07-17 06:30 | 4.52 | 4.47 | 4.43 | 4.51 | 4.46 | 4.44 | 4.44 | 4.51 | 4.52 | 4.57 | 305.1 | 305.8 | 305.7 | 306.5 | 307.3 | 307.6 | 308.2 | 309.2 | 308.7 | 309.6 | 295.4 | 4.22 | 0.57 | 4.2 | 4.12 | 13.51% | 307.69 | 4.4775 | 0 | 4.44 | 1.0084 | 4.2556 | 114.98 | 119.34
2012-07-17 06:40 | 3.91 | 3.87 | 4.16 | 4.07 | 4.12 | 4.12 | 4.08 | 4.07 | 4.07 | 4 | 310.3 | 311.5 | 310.5 | 310 | 308.8 | 309.4 | 309.1 | 309.9 | 310.8 | 311.1 | 288.2 | 4.02 | 0.7 | 4.02 | 3.52 | 17.41% | 309.355 | 4.0814 | 0.090157 | 4.1142 | 0.99201 | 3.9879 | 93.18 | 90.09
2012-07-17 14:50 | 3.42 | 3.43 | 3.34 | 3.38 | 3.34 | 3.41 | 3.46 | 3.51 | 3.52 | 3.51 | 295 | 295.7 | 298.3 | 298.9 | 300.3 | 301.9 | 303.6 | 305.5 | 308.3 | 312.4 | 291.5 | 3.57 | 0.57 | 3.56 | 3.47 | 15.97% | 302.155 | 3.4221 | -0.13451 | 3.4171 | 1.0014 | 3.5752 | 51.87 | 52.78
2012-07-17 22:20 | 8.62 | 8.48 | 8.15 | 7.78 | 7.49 | 7.1 | 6.82 | 6.47 | 6 | 5.46 | 313.6 | 313.1 | 311.3 | 309.3 | 307.7 | 306.7 | 305.1 | 303.9 | 303.1 | 301.7 | 298.6 | 7.07 | 0.73 | 6.84 | 4.98 | 10.33% | 306.46 | 7.1363 | 0.37181 | 7.0592 | 1.0109 | 7.1472 | 609.07 | 633.15
2012-07-17 22:30 | 7.74 | 7.6 | 7.25 | 6.91 | 6.55 | 6.27 | 6 | 5.76 | 5.47 | 4.99 | 317.3 | 316.2 | 314 | 312.3 | 311 | 310.6 | 310.3 | 310 | 309.7 | 308.3 | 302 | 6.42 | 0.76 | 6.31 | 5.24 | 11.84% | 310.555 | 6.3418 | 0.40676 | 6.2306 | 1.0178 | 6.5346 | 456.92 | 481.78
2012-07-17 22:40 | 7.25 | 7.16 | 6.89 | 6.71 | 6.52 | 6.34 | 6.14 | 5.9 | 5.7 | 5.26 | 312.7 | 311.9 | 310.4 | 309.2 | 308 | 306.8 | 306.1 | 305.6 | 305 | 304.5 | 299.4 | 6.62 | 0.44 | 6.46 | 5.14 | 6.647% | 306.695 | 6.3104 | 0.29621 | 6.311 | 0.99992 | 6.6195 | 502.12 | 502.12
2012-07-17 22:50 | 7.34 | 7.18 | 6.93 | 6.67 | 6.4 | 6.11 | 5.85 | 5.65 | 5.51 | 5.35 | 312.3 | 311.9 | 311.4 | 310.5 | 309.1 | 307.5 | 306.1 | 305 | 303.2 | 301.6 | 298.6 | 6.29 | 0.63 | 6.15 | 5.42 | 10.02% | 307.29 | 6.1765 | 0.40185 | 6.0721 | 1.0172 | 6.3982 | 427.54 | 452.4
2012-07-17 23:00 | 7.87 | 7.66 | 7.45 | 7.17 | 6.91 | 6.71 | 6.5 | 6.25 | 6 | 5.62 | 314 | 313.5 | 311.9 | 310.8 | 309.6 | 307.4 | 305.3 | 303.7 | 302.4 | 301.4 | 299.4 | 6.67 | 0.66 | 6.45 | 5.23 | 9.895% | 307.085 | 6.7048 | 0.29383 | 6.6795 | 1.0038 | 6.6952 | 513.42 | 520.2
2012-07-17 23:10 | 8.06 | 7.92 | 7.57 | 7.27 | 6.99 | 6.75 | 6.52 | 6.25 | 5.96 | 5.54 | 311.3 | 310.7 | 309.3 | 307.9 | 306.6 | 305.1 | 303.6 | 302.5 | 301 | 298.6 | 296.5 | 6.64 | 0.72 | 6.43 | 5.2 | 10.84% | 304.875 | 6.7665 | 0.32037 | 6.7166 | 1.0074 | 6.6894 | 506.64 | 517.94
2012-07-17 23:20 | 7.45 | 7.28 | 6.96 | 6.69 | 6.46 | 6.18 | 5.87 | 5.58 | 5.34 | 4.91 | 310.2 | 309.4 | 307.9 | 306.3 | 304.9 | 303.2 | 301.8 | 300.2 | 298.6 | 297.3 | 294.3 | 6.28 | 0.71 | 6.06 | 4.63 | 11.31% | 302.99 | 6.1677 | 0.47557 | 6.1346 | 1.0054 | 6.3139 | 425.28 | 432.06
2012-07-17 23:30 | 7.18 | 7.1 | 6.91 | 6.74 | 6.59 | 6.42 | 6.15 | 5.85 | 5.52 | 5 | 308.9 | 308.3 | 307.1 | 305.7 | 304.6 | 303.6 | 302.7 | 302 | 301 | 299 | 295.7 | 6.45 | 0.48 | 6.28 | 4.67 | 7.442% | 303.465 | 6.3032 | 0.39705 | 6.3806 | 0.98787 | 6.3718 | 463.7 | 445.62
2012-07-17 23:40 | 7.36 | 7.27 | 7.08 | 6.87 | 6.71 | 6.5 | 6.25 | 5.92 | 5.53 | 4.99 | 309.2 | 308.7 | 307.4 | 306.2 | 305 | 304 | 303.3 | 302.1 | 300.4 | 300 | 296.2 | 6.68 | 0.42 | 6.45 | 4.63 | 6.287% | 303.895 | 6.4033 | 0.36244 | 6.4636 | 0.99067 | 6.6177 | 515.68 | 502.12
2012-07-17 23:50 | 7.33 | 7.17 | 6.88 | 6.61 | 6.41 | 6.18 | 5.97 | 5.7 | 5.45 | 4.99 | 308.6 | 308 | 306.4 | 305.3 | 304.1 | 303.2 | 302.8 | 302.2 | 301.4 | 298.7 | 295.7 | 6.21 | 0.49 | 6.09 | 4.56 | 7.89% | 303.14 | 6.1778 | 0.31947 | 6.1495 | 1.0046 | 6.2386 | 409.46 | 416.24
2012-07-18 | 6.77 | 6.67 | 6.5 | 6.3 | 6.09 | 5.86 | 5.61 | 5.33 | 5.02 | 4.51 | 305 | 304.4 | 303.2 | 302.4 | 301.7 | 301 | 299.9 | 299 | 298.5 | 297.5 | 292.6 | 5.83 | 0.6 | 5.68 | 4.39 | 10.29% | 300.835 | 5.8179 | 0.4029 | 5.8235 | 0.99904 | 5.8244 | 334.46 | 332.84
2012-07-18 00:10 | 7.79 | 7.72 | 7.51 | 7.33 | 7.11 | 6.89 | 6.65 | 6.41 | 6.14 | 5.65 | 304.2 | 303.5 | 302.1 | 301 | 299.9 | 298.3 | 296.5 | 295 | 293.3 | 290.8 | 290.4 | 6.84 | 0.69 | 6.65 | 5.16 | 10.09% | 298.03 | 6.8486 | 0.32763 | 6.8551 | 0.99906 | 6.8336 | 551.84 | 549.58
2012-07-18 00:20 | 7.57 | 7.5 | 7.35 | 7.23 | 7.07 | 6.87 | 6.67 | 6.41 | 6.14 | 5.84 | 306.2 | 305.7 | 304.5 | 303.5 | 302.5 | 301.4 | 300.3 | 299 | 297.7 | 295.5 | 294.4 | 6.93 | 0.65 | 6.84 | 5.66 | 9.38% | 301.235 | 6.8082 | 0.27302 | 6.841 | 0.99521 | 6.8968 | 572.18 | 565.4
2012-07-18 00:30 | 7.78 | 7.7 | 7.51 | 7.33 | 7.09 | 6.82 | 6.57 | 6.28 | 5.95 | 5.53 | 305.4 | 305.2 | 304.6 | 303.7 | 302.7 | 301.8 | 300.9 | 299.5 | 298.6 | 297 | 293.9 | 6.98 | 0.68 | 6.84 | 5.33 | 9.742% | 301.665 | 6.7924 | 0.34511 | 6.7836 | 1.0013 | 6.9891 | 583.48 | 585.74
2012-07-18 00:40 | 8.13 | 8.01 | 7.78 | 7.65 | 7.47 | 7.24 | 6.94 | 6.56 | 6.17 | 5.64 | 306.3 | 305.8 | 305.1 | 304.6 | 303.9 | 303.5 | 302.6 | 301.9 | 301.4 | 300.2 | 295.9 | 7.02 | 0.53 | 6.82 | 5.28 | 7.55% | 303.365 | 7.1147 | 0.39107 | 7.1962 | 0.98867 | 6.9405 | 594.02 | 574.44
2012-07-18 00:50 | 8.07 | 7.92 | 7.74 | 7.44 | 7.13 | 6.77 | 6.34 | 5.92 | 5.58 | 5.16 | 303.9 | 303.1 | 302.9 | 302.2 | 301.4 | 301 | 300.2 | 298.8 | 298 | 296.7 | 294.3 | 6.82 | 0.78 | 6.61 | 4.89 | 11.44% | 300.88 | 6.7391 | 0.60641 | 6.7066 | 1.0048 | 6.853 | 547.32 | 554.1
2012-07-18 01:10 | 7.9 | 7.75 | 7.53 | 7.36 | 7.2 | 7.01 | 6.9 | 6.74 | 6.6 | 6.28 | 309 | 308.5 | 307.7 | 307.5 | 307.4 | 307 | 306.3 | 305.8 | 306.6 | 306.8 | 294.6 | 6.93 | 1.09 | 6.71 | 5.86 | 15.73% | 306.895 | 7.0435 | 0.14616 | 6.9941 | 1.0071 | 6.9789 | 572.18 | 583.48
2012-07-18 01:20 | 7.84 | 7.62 | 7.27 | 7.04 | 6.79 | 6.55 | 6.3 | 5.98 | 5.69 | 5.42 | 308.2 | 307.9 | 308.1 | 308.2 | 308.1 | 308 | 308 | 307.3 | 306.1 | 305.3 | 298.7 | 6.66 | 0.98 | 6.45 | 5.21 | 14.71% | 308 | 6.5407 | 0.35962 | 6.5136 | 1.0042 | 6.6877 | 511.16 | 517.94
2012-07-18 01:30 | 6.47 | 6.33 | 6.03 | 5.74 | 5.52 | 5.27 | 5.08 | 4.84 | 4.69 | 4.54 | 303.8 | 303.6 | 303.3 | 302.3 | 302 | 302 | 301.3 | 300.6 | 300.4 | 298.6 | 294.9 | 5.45 | 0.59 | 5.34 | 4.34 | 10.83% | 301.895 | 5.3393 | 0.33932 | 5.2423 | 1.0185 | 5.5507 | 272.9 | 289.1
2012-07-18 01:40 | 6.2 | 6.08 | 5.87 | 5.6 | 5.34 | 5.14 | 4.9 | 4.66 | 4.42 | 4.09 | 303 | 302.7 | 302.3 | 302.2 | 302.1 | 301.1 | 300.5 | 300.4 | 299.4 | 297.8 | 293.5 | 5.05 | 0.76 | 4.81 | 3.82 | 15.05% | 301.01 | 5.1531 | 0.44188 | 5.1049 | 1.0095 | 5.0977 | 208.1 | 216.2
2012-07-18 01:50 | 6.66 | 6.53 | 6.34 | 6.13 | 5.93 | 5.79 | 5.55 | 5.26 | 4.99 | 4.66 | 301.4 | 301.2 | 301.4 | 301 | 299.4 | 296.8 | 295.4 | 293.2 | 290.7 | 289.1 | 288.5 | 5.47 | 0.94 | 5.33 | 4.32 | 17.18% | 296.59 | 5.7079 | 0.39121 | 5.755 | 0.99182 | 5.4252 | 276.14 | 269.66
2012-07-18 02:00 | 7.33 | 7.12 | 6.74 | 6.35 | 6.01 | 5.7 | 5.38 | 5.13 | 4.79 | 4.39 | 302.9 | 302.5 | 301.3 | 300.3 | 299.6 | 298.8 | 297.3 | 296.1 | 295 | 293.1 | 291 | 5.94 | 0.83 | 5.72 | 4.51 | 13.97% | 298.575 | 5.776 | 0.53392 | 5.653 | 1.0218 | 6.0693 | 352.28 | 377.82
2012-07-18 02:10 | 6.98 | 6.8 | 6.5 | 6.17 | 5.84 | 5.61 | 5.4 | 5.18 | 5 | 4.85 | 301.9 | 301.7 | 301 | 300.5 | 300.1 | 299 | 297.9 | 296.9 | 295.6 | 293.5 | 290.7 | 5.68 | 1 | 5.47 | 4.61 | 17.61% | 298.835 | 5.7024 | 0.35256 | 5.5794 | 1.022 | 5.8052 | 310.16 | 331.22
2012-07-18 02:20 | 7.27 | 7.08 | 6.75 | 6.3 | 5.94 | 5.66 | 5.32 | 5.04 | 4.87 | 4.74 | 304.8 | 304.4 | 303.7 | 302.8 | 302.3 | 301.7 | 301.2 | 299.2 | 297.9 | 293.7 | 294.2 | 5.64 | 1.08 | 5.49 | 4.48 | 19.15% | 301.625 | 5.7544 | 0.57248 | 5.61 | 1.0257 | 5.7852 | 303.68 | 327.98
2012-07-18 02:30 | 6.87 | 6.68 | 6.35 | 5.96 | 5.66 | 5.48 | 5.3 | 5.04 | 4.8 | 4.53 | 304 | 303.3 | 301.8 | 300.1 | 298.4 | 296.9 | 296.7 | 295.7 | 295.2 | 292.9 | 290.5 | 5.98 | 1 | 5.8 | 4.45 | 16.72% | 296.87 | 5.5374 | 0.30863 | 5.4538 | 1.0153 | 6.0717 | 358.76 | 377.82
2012-07-18 02:40 | 7.73 | 7.52 | 7.18 | 6.86 | 6.55 | 6.21 | 5.92 | 5.66 | 5.43 | 5.11 | 306.1 | 305.4 | 305.1 | 304.6 | 303.4 | 301.8 | 300.6 | 298.4 | 296.9 | 294.8 | 295.1 | 6.39 | 0.85 | 6.16 | 4.44 | 13.3% | 301.62 | 6.2875 | 0.44194 | 6.1676 | 1.0194 | 6.5142 | 450.14 | 477.26
2012-07-18 02:50 | 7.11 | 6.87 | 6.43 | 6.1 | 5.72 | 5.32 | 4.96 | 4.59 | 4.38 | 4.08 | 303.8 | 303.4 | 302.4 | 300.8 | 299 | 298.4 | 298.5 | 298.4 | 297.7 | 295.7 | 290.2 | 5.37 | 1.02 | 5.15 | 3.7 | 18.99% | 298.415 | 5.4346 | 0.64749 | 5.2669 | 1.0318 | 5.541 | 259.94 | 287.48
2012-07-18 03:00 | 7.84 | 7.68 | 7.31 | 6.88 | 6.5 | 6.09 | 5.78 | 5.44 | 5.07 | 4.62 | 305.8 | 305.1 | 303.9 | 303.2 | 302.3 | 301.4 | 300.2 | 298.6 | 297.5 | 296.5 | 292.9 | 6.16 | 0.7 | 5.86 | 3.87 | 11.36% | 301.22 | 6.211 | 0.48279 | 6.0446 | 1.0275 | 6.3296 | 398.16 | 436.58
2012-07-18 03:10 | 8.13 | 7.93 | 7.62 | 7.27 | 6.92 | 6.58 | 6.17 | 5.64 | 5.1 | 4.43 | 306.5 | 305.9 | 304.8 | 303.8 | 302.8 | 302.3 | 301.9 | 301.4 | 300.4 | 298.4 | 294.8 | 6.77 | 0.78 | 6.55 | 4.52 | 11.52% | 302.24 | 6.5294 | 0.59453 | 6.5196 | 1.0015 | 6.7801 | 536.02 | 538.28
2012-07-18 03:20 | 7.6 | 7.38 | 7.09 | 6.82 | 6.54 | 6.29 | 6.01 | 5.66 | 5.3 | 4.72 | 305.2 | 304.6 | 303.6 | 302.9 | 302.5 | 301.9 | 301.4 | 301 | 300.4 | 299.2 | 294.6 | 6.29 | 0.58 | 6.1 | 4.17 | 9.221% | 301.825 | 6.2637 | 0.4208 | 6.2491 | 1.0023 | 6.3047 | 427.54 | 429.8
2012-07-18 03:30 | 7.75 | 7.55 | 7.23 | 6.92 | 6.61 | 6.3 | 6.04 | 5.81 | 5.53 | 5.07 | 304.6 | 303.8 | 302.5 | 301 | 299.7 | 298.8 | 297.8 | 297.1 | 296.5 | 295.7 | 291.6 | 6.44 | 0.59 | 6.28 | 4.52 | 9.161% | 298.65 | 6.3678 | 0.38947 | 6.2621 | 1.0169 | 6.5487 | 461.44 | 486.3
2012-07-18 03:40 | 8.01 | 7.82 | 7.45 | 7 | 6.62 | 6.28 | 5.92 | 5.54 | 5.17 | 4.62 | 306.3 | 305.6 | 304 | 302.6 | 301.6 | 301 | 300.3 | 299.9 | 298.8 | 296.5 | 292 | 6.28 | 0.71 | 5.98 | 4.6 | 11.31% | 300.895 | 6.3385 | 0.54553 | 6.2271 | 1.0179 | 6.3923 | 425.28 | 450.14
2012-07-18 03:50 | 7.94 | 7.69 | 7.26 | 6.92 | 6.64 | 6.35 | 6.05 | 5.73 | 5.32 | 4.81 | 305.2 | 304.6 | 303.8 | 303.3 | 303.1 | 303 | 303 | 303.3 | 302.6 | 300.6 | 294.2 | 6.53 | 0.98 | 6.29 | 4.55 | 15.01% | 303 | 6.3629 | 0.44723 | 6.3061 | 1.009 | 6.5888 | 481.78 | 495.34
2012-07-18 04:00 | 7.78 | 7.67 | 7.47 | 7.26 | 7.1 | 6.91 | 6.54 | 6.17 | 5.93 | 5.49 | 304.3 | 303.8 | 302.8 | 301.9 | 301.3 | 301 | 301 | 300.8 | 300 | 300.4 | 295.1 | 6.85 | 1.07 | 6.71 | 5.2 | 15.62% | 301 | 6.7747 | 0.50855 | 6.8557 | 0.98819 | 6.7691 | 554.1 | 536.02
2012-07-18 04:10 | 7.07 | 6.95 | 6.63 | 6.36 | 6.16 | 5.97 | 5.74 | 5.5 | 5.24 | 4.73 | 304.3 | 303.7 | 302.5 | 302.3 | 302.9 | 303.4 | 303.1 | 302.5 | 302 | 302.6 | 295.1 | 5.78 | 0.77 | 5.48 | 3.86 | 13.32% | 303.355 | 5.9533 | 0.36306 | 5.9365 | 1.0028 | 5.7964 | 326.36 | 329.6
2012-07-18 04:20 | 6.42 | 6.27 | 6.03 | 5.79 | 5.66 | 5.55 | 5.35 | 5.12 | 4.94 | 4.65 | 305.5 | 305.1 | 304.2 | 303.3 | 302.8 | 302.3 | 301.6 | 301.1 | 301.3 | 301.9 | 294.2 | 5.53 | 0.85 | 5.38 | 4.05 | 15.37% | 302.195 | 5.4969 | 0.33916 | 5.5209 | 0.99565 | 5.506 | 285.86 | 282.62
2012-07-18 04:30 | 6.14 | 6.05 | 5.8 | 5.52 | 5.22 | 4.92 | 4.67 | 4.45 | 4.24 | 3.9 | 305.6 | 305.6 | 305.6 | 304.9 | 304.2 | 303.8 | 303.1 | 302.7 | 302.9 | 303.9 | 295.6 | 5.32 | 0.54 | 5.02 | 3.8 | 10.15% | 303.695 | 5.0088 | 0.48191 | 4.8834 | 1.0257 | 5.4566 | 251.84 | 274.52
2012-07-18 04:40 | 5.75 | 5.66 | 5.51 | 5.26 | 5.06 | 4.88 | 4.76 | 4.7 | 4.6 | 4.25 | 306.6 | 306.2 | 305.7 | 305.1 | 304.3 | 303.5 | 302.8 | 302.6 | 302.9 | 301.7 | 296.9 | 4.88 | 0.6 | 4.78 | 3.67 | 12.3% | 303.395 | 4.9664 | 0.23008 | 4.8626 | 1.0213 | 4.9842 | 186.92 | 197.82
2012-07-18 04:50 | 5.47 | 5.43 | 5.31 | 5.1 | 4.89 | 4.65 | 4.39 | 4.2 | 4.15 | 3.81 | 307.5 | 307.4 | 307 | 306.2 | 305.7 | 305 | 304 | 304.1 | 304 | 303.9 | 296.8 | 4.86 | 0.56 | 4.67 | 3.38 | 11.52% | 304.85 | 4.6825 | 0.53171 | 4.6118 | 1.0153 | 4.9345 | 184.74 | 192.37
2012-07-18 05:00 | 4.79 | 4.68 | 4.51 | 4.3 | 4.11 | 3.94 | 3.8 | 3.63 | 3.43 | 3.08 | 309.2 | 308.7 | 308 | 307.6 | 306.7 | 305.3 | 303.9 | 302.3 | 301.8 | 302 | 298.8 | 4.14 | 0.65 | 3.99 | 3.08 | 15.7% | 305.09 | 3.9676 | 0.33434 | 3.9196 | 1.0123 | 4.1907 | 106.26 | 111.71
2012-07-18 05:10 | 4.13 | 4.06 | 3.9 | 3.76 | 3.58 | 3.38 | 3.2 | 2.99 | 2.8 | 2.54 | 310.4 | 309.7 | 308.2 | 307.1 | 306.8 | 307.1 | 307.5 | 307.5 | 307.1 | 306.8 | 299.1 | 3.49 | 0.5 | 3.39 | 2.34 | 14.33% | 307.16 | 3.3953 | 0.50571 | 3.3536 | 1.0124 | 3.5334 | 44.59 | 48.23
2012-07-18 05:20 | 4.52 | 4.42 | 4.28 | 4.15 | 3.96 | 3.74 | 3.56 | 3.36 | 3.22 | 3.17 | 315.8 | 316.4 | 316.2 | 315.2 | 314.7 | 313.3 | 310.8 | 308.9 | 306.9 | 306.8 | 301.9 | 3.77 | 0.86 | 3.71 | 3.18 | 22.81% | 312.925 | 3.771 | 0.45581 | 3.7137 | 1.0154 | 3.8282 | 70.07 | 75.53
2012-07-18 05:30 | 3.59 | 3.53 | 3.42 | 3.32 | 3.22 | 3.14 | 3.04 | 2.96 | 2.93 | 2.89 | 308.9 | 307.9 | 307.2 | 307.1 | 306.5 | 305.5 | 303.8 | 302.5 | 300 | 294.6 | 296.3 | 3.19 | 0.56 | 3.11 | 2.95 | 17.55% | 305.245 | 3.1486 | 0.29909 | 3.1255 | 1.0074 | 3.2136 | 17.29 | 19.11
2012-07-18 05:40 | 5.41 | 5.35 | 5.29 | 5.25 | 5.18 | 5.12 | 4.98 | 4.88 | 4.77 | 4.67 | 310.8 | 310.8 | 310.7 | 311.4 | 310.8 | 311.1 | 312 | 312 | 311.6 | 310.6 | 304.7 | 5.31 | 0.8 | 5.34 | 4.83 | 15.07% | 311.235 | 5.0604 | 0.2562 | 5.0997 | 0.99229 | 5.2691 | 250.22 | 243.74
2012-07-18 05:50 | 6.52 | 6.44 | 6.34 | 6.22 | 6.17 | 6.09 | 5.98 | 5.9 | 5.79 | 5.68 | 317 | 316.7 | 316.5 | 316.5 | 316.5 | 317.2 | 317.9 | 318.4 | 318.6 | 318.6 | 308.9 | 6.11 | 0.92 | 6.03 | 5.45 | 15.06% | 317.305 | 6.0645 | 0.16844 | 6.0741 | 0.99842 | 6.1003 | 386.86 | 384.6
2012-07-18 06:00 | 6.01 | 5.99 | 6 | 6.02 | 6.02 | 6 | 5.93 | 5.82 | 5.74 | 5.59 | 317.9 | 317.8 | 318.2 | 319.1 | 319.8 | 320.5 | 321.3 | 322.6 | 324.4 | 326.2 | 312.6 | 6.01 | 0.84 | 5.97 | 5.51 | 13.98% | 320.62 | 5.9145 | 0.10845 | 5.9899 | 0.98741 | 5.9343 | 364.26 | 350.66
2012-07-18 06:10 | 5.59 | 5.56 | 5.55 | 5.6 | 5.6 | 5.52 | 5.47 | 5.39 | 5.29 | 5.26 | 315.4 | 314.6 | 313.7 | 313.6 | 314.5 | 314.7 | 314.7 | 314.4 | 314.2 | 313.1 | 306.3 | 5.72 | 0.77 | 5.69 | 5.06 | 13.46% | 314.7 | 5.4804 | 0.084086 | 5.5128 | 0.99412 | 5.6864 | 316.64 | 311.78
2012-07-18 06:20 | 6.25 | 6.24 | 6.26 | 6.27 | 6.24 | 6.21 | 6.2 | 6.12 | 5.99 | 5.65 | 313 | 312.8 | 312.9 | 313.2 | 313.5 | 314.1 | 314.9 | 315.1 | 315.5 | 316.3 | 306.5 | 6.24 | 0.55 | 6.23 | 5.68 | 8.814% | 314.22 | 6.1595 | 0.014893 | 6.2086 | 0.9921 | 6.1907 | 416.24 | 404.94
2012-07-18 06:30 | 6.61 | 6.56 | 6.51 | 6.5 | 6.51 | 6.47 | 6.35 | 6.18 | 6.04 | 5.8 | 318.8 | 318.6 | 318.1 | 317.7 | 318.2 | 318.4 | 318.7 | 319.1 | 319.9 | 320.8 | 310.3 | 6.48 | 0.71 | 6.39 | 5.77 | 10.96% | 318.445 | 6.3486 | 0.173 | 6.4527 | 0.98388 | 6.3755 | 470.48 | 447.88
2012-07-18 06:40 | 6.07 | 6.14 | 6.09 | 5.99 | 5.92 | 5.89 | 5.84 | 5.73 | 5.53 | 5.27 | 318.2 | 318.3 | 318.9 | 319.6 | 320 | 319.8 | 319.2 | 318.8 | 318.7 | 318.3 | 309.7 | 5.94 | 0.7 | 5.83 | 5.1 | 11.78% | 319.71 | 5.8387 | 0.078781 | 5.8828 | 0.9925 | 5.8955 | 352.28 | 345.8
2012-07-18 06:50 | 5.46 | 5.45 | 5.39 | 5.23 | 5.13 | 5.01 | 4.92 | 4.87 | 4.72 | 4.61 | 313.8 | 313.4 | 313 | 312.8 | 313.5 | 313.6 | 314 | 314.7 | 315.2 | 315.2 | 308.8 | 5.22 | 0.76 | 5.15 | 4.77 | 14.56% | 313.66 | 5.0337 | 0.16751 | 4.997 | 1.0074 | 5.2584 | 235.64 | 242.12
2012-07-18 07:00 | 5.29 | 5.28 | 5.2 | 5.08 | 5.01 | 5.03 | 5.09 | 5.1 | 5.05 | 5.04 | 314.3 | 314.1 | 313.1 | 313 | 312.6 | 312.4 | 313.3 | 313.9 | 314.6 | 316.9 | 308 | 5.26 | 0.46 | 5.25 | 4.95 | 8.745% | 312.535 | 5.0823 | -0.10958 | 5.0386 | 1.0087 | 5.3056 | 242.12 | 250.22
2012-07-18 07:10 | 5.39 | 5.32 | 5.28 | 5.2 | 5.27 | 5.28 | 5.33 | 5.35 | 5.36 | 5.17 | 312.2 | 311.7 | 311.6 | 311.9 | 312.1 | 312.7 | 313.2 | 313.5 | 314.6 | 315.3 | 306.5 | 5.52 | 0.58 | 5.48 | 5.06 | 10.51% | 312.775 | 5.291 | -0.087098 | 5.2871 | 1.0007 | 5.524 | 284.24 | 284.24
2012-07-18 07:20 | 6.43 | 6.41 | 6.42 | 6.35 | 6.33 | 6.31 | 6.25 | 6.26 | 6.17 | 6.02 | 310.7 | 310.9 | 310 | 310.3 | 310.5 | 310.9 | 310.9 | 311.4 | 311.9 | 311.8 | 304.7 | 6.24 | 0.6 | 6.22 | 5.71 | 9.615% | 310.9 | 6.2864 | 0.08829 | 6.3014 | 0.99762 | 6.2252 | 416.24 | 413.98
2012-07-18 07:30 | 5.74 | 5.79 | 5.83 | 5.72 | 5.79 | 5.81 | 5.77 | 5.77 | 5.8 | 5.69 | 306.7 | 306.8 | 306.2 | 305.9 | 305.2 | 304.8 | 303.7 | 302.9 | 303 | 303.1 | 299.7 | 5.95 | 0.63 | 5.91 | 5.66 | 10.59% | 304.635 | 5.7777 | 0.063841 | 5.8043 | 0.99542 | 5.9227 | 353.9 | 349.04
2012-07-19 00:10 | 5.32 | 5.39 | 5.25 | 4.92 | 4.53 | 4.25 | 4.02 | 3.7 | 3.52 | 3.21 | 308.7 | 307.8 | 307.1 | 306.5 | 305.7 | 304.3 | 303.6 | 302.2 | 302.2 | 304.9 | 295.5 | 4.26 | 0.73 | 4.04 | 3.03 | 17.14% | 304.195 | 4.363 | 0.51414 | 4.2163 | 1.0348 | 4.4083 | 119.34 | 135.69
2012-07-19 00:20 | 5.53 | 5.3 | 4.93 | 4.63 | 4.53 | 4.39 | 4.31 | 4.22 | 4.14 | 3.83 | 311.8 | 311.2 | 311.1 | 310.2 | 309.4 | 308.1 | 307.1 | 306 | 304.4 | 302.7 | 299.5 | 4.41 | 0.76 | 4.35 | 3.11 | 17.23% | 307.95 | 4.4615 | 0.16995 | 4.3784 | 1.019 | 4.4937 | 135.69 | 144.41
2012-07-19 01:30 | 6.19 | 6.18 | 6.02 | 5.75 | 5.51 | 5.2 | 4.89 | 4.66 | 4.49 | 4.18 | 327.8 | 326.2 | 324 | 322.3 | 321.1 | 320.8 | 320.4 | 319.6 | 318.7 | 318.4 | 311.8 | 5.48 | 0.71 | 5.2 | 3.95 | 12.96% | 320.74 | 5.2408 | 0.56801 | 5.1544 | 1.0168 | 5.5719 | 277.76 | 292.34
2012-07-19 01:40 | 6.15 | 6.16 | 6.08 | 5.94 | 5.65 | 5.27 | 4.91 | 4.58 | 4.33 | 3.93 | 327.9 | 326.7 | 323.6 | 321.3 | 319.7 | 319 | 318.6 | 318.1 | 317.1 | 317.3 | 311 | 5.48 | 0.61 | 5.27 | 4.2 | 11.13% | 318.94 | 5.2762 | 0.65386 | 5.2168 | 1.0114 | 5.5424 | 277.76 | 287.48
2012-07-19 01:50 | 6.31 | 6.22 | 6.08 | 5.8 | 5.49 | 5.21 | 4.96 | 4.74 | 4.55 | 4.25 | 326.5 | 325.6 | 323.1 | 321.5 | 320.2 | 319.3 | 318 | 317.2 | 316.8 | 315.4 | 311.6 | 5.45 | 0.75 | 5.24 | 4.41 | 13.76% | 319.105 | 5.2795 | 0.45442 | 5.1734 | 1.0205 | 5.5618 | 272.9 | 290.72
2012-07-19 02:00 | 6.23 | 6.27 | 6.14 | 5.87 | 5.6 | 5.28 | 4.99 | 4.69 | 4.37 | 3.82 | 323.4 | 322.5 | 319.5 | 316.6 | 314.8 | 313.6 | 312.7 | 311.9 | 311.2 | 311.5 | 305 | 5.55 | 0.55 | 5.29 | 3.74 | 9.91% | 313.465 | 5.291 | 0.52202 | 5.2374 | 1.0102 | 5.6068 | 289.1 | 298.82
2012-07-19 02:10 | 6.1 | 6.05 | 5.85 | 5.6 | 5.35 | 5.13 | 4.91 | 4.67 | 4.42 | 4.09 | 318.8 | 317.2 | 315.2 | 313.9 | 313.5 | 313.1 | 313.1 | 313 | 313.1 | 313.4 | 304.4 | 5.3 | 0.46 | 5.12 | 3.93 | 8.679% | 313.1 | 5.1504 | 0.40505 | 5.0979 | 1.0103 | 5.3546 | 248.6 | 256.7
2012-07-19 02:20 | 6.25 | 6.17 | 5.95 | 5.69 | 5.41 | 5.09 | 4.81 | 4.57 | 4.34 | 3.99 | 317.9 | 316.4 | 314.8 | 314 | 313.3 | 312.6 | 312.2 | 312.2 | 312.4 | 313.5 | 304.1 | 5.37 | 0.61 | 5.14 | 3.91 | 11.36% | 312.54 | 5.1546 | 0.52286 | 5.0489 | 1.0209 | 5.4824 | 259.94 | 277.76
2012-07-19 02:30 | 6 | 5.87 | 5.59 | 5.36 | 5.1 | 4.82 | 4.54 | 4.32 | 4.12 | 3.87 | 318.1 | 316.8 | 314.9 | 313.5 | 313 | 312.7 | 311.8 | 310.8 | 310.6 | 311.5 | 305 | 5.19 | 0.53 | 5.04 | 3.61 | 10.21% | 312.565 | 4.8703 | 0.55304 | 4.7788 | 1.0191 | 5.2893 | 230.78 | 246.98
2012-07-19 02:40 | 5.85 | 5.74 | 5.46 | 5.2 | 4.98 | 4.75 | 4.52 | 4.3 | 4.06 | 3.74 | 319.9 | 319 | 317.1 | 315.2 | 313.7 | 312.7 | 312.7 | 313.4 | 313.6 | 314.2 | 306.8 | 5.05 | 0.61 | 4.85 | 3.62 | 12.08% | 312.7 | 4.7755 | 0.45865 | 4.7163 | 1.0126 | 5.1134 | 208.1 | 217.82
2012-07-19 02:50 | 6.17 | 6.12 | 5.84 | 5.5 | 5.2 | 4.94 | 4.69 | 4.48 | 4.29 | 3.93 | 321.1 | 319.1 | 316.4 | 314.2 | 312.6 | 311.2 | 310.1 | 309.1 | 309.3 | 310.4 | 303.3 | 5.12 | 0.63 | 4.98 | 3.78 | 12.3% | 311.035 | 5.0183 | 0.47991 | 4.9034 | 1.0234 | 5.24 | 219.44 | 238.88
2012-07-19 03:00 | 6.07 | 5.94 | 5.64 | 5.36 | 5.08 | 4.82 | 4.61 | 4.43 | 4.21 | 3.96 | 315.6 | 314.6 | 313.1 | 311.4 | 310 | 309.1 | 308.6 | 308.5 | 309.3 | 309.6 | 302.9 | 5.08 | 0.56 | 4.9 | 3.8 | 11.02% | 309.025 | 4.9079 | 0.41165 | 4.7893 | 1.0248 | 5.2057 | 212.96 | 234.02
2012-07-19 03:10 | 6.09 | 5.97 | 5.63 | 5.23 | 4.9 | 4.66 | 4.47 | 4.23 | 3.96 | 3.56 | 317.3 | 316 | 314.2 | 313.1 | 311.9 | 311 | 310.5 | 309.7 | 309.1 | 308.8 | 302.7 | 4.87 | 0.62 | 4.62 | 3.64 | 12.73% | 310.925 | 4.7688 | 0.38467 | 4.6323 | 1.0295 | 5.0135 | 185.83 | 201.62
2012-07-19 03:20 | 5.95 | 5.87 | 5.64 | 5.44 | 5.24 | 5.01 | 4.83 | 4.62 | 4.38 | 3.99 | 316.9 | 315.1 | 312.8 | 312 | 312 | 312 | 311.9 | 311.3 | 310.3 | 309.9 | 303.5 | 5.02 | 0.52 | 4.82 | 3.55 | 10.36% | 311.985 | 5.0336 | 0.33812 | 4.9838 | 1.01 | 5.0702 | 203.24 | 211.34
2012-07-19 03:30 | 5.68 | 5.57 | 5.38 | 5.19 | 4.99 | 4.78 | 4.6 | 4.45 | 4.28 | 3.87 | 319.4 | 318 | 315.3 | 313.6 | 313 | 312.3 | 312 | 311.6 | 311.6 | 311.9 | 303.3 | 5.1 | 0.38 | 4.94 | 3.7 | 7.451% | 312.255 | 4.8127 | 0.35471 | 4.7538 | 1.0124 | 5.1632 | 216.2 | 225.92
2012-07-19 03:40 | 5.21 | 5.17 | 5.04 | 4.86 | 4.67 | 4.42 | 4.21 | 4.05 | 3.93 | 3.64 | 322.5 | 321.3 | 319 | 317.7 | 317.2 | 316.2 | 315.3 | 314.6 | 313.6 | 312 | 308 | 4.74 | 0.37 | 4.63 | 3.68 | 7.806% | 316.065 | 4.463 | 0.44982 | 4.3893 | 1.0168 | 4.8196 | 171.66 | 180.38
2012-07-19 03:50 | 4.54 | 4.49 | 4.36 | 4.21 | 4.02 | 3.84 | 3.75 | 3.69 | 3.6 | 3.39 | 320 | 319.2 | 317.5 | 316.3 | 315.5 | 315.2 | 315.1 | 314.9 | 314.1 | 312.1 | 306.6 | 4.23 | 0.51 | 4.09 | 3.29 | 12.06% | 315.185 | 3.9276 | 0.21916 | 3.827 | 1.0263 | 4.3412 | 116.07 | 128.06
2012-07-19 04:00 | 3.63 | 3.49 | 3.32 | 3.17 | 3.08 | 3.03 | 2.98 | 2.91 | 2.88 | 2.82 | 316.3 | 316 | 314.9 | 314 | 313.8 | 313.9 | 312.7 | 310.4 | 308.3 | 304.9 | 305 | 3.31 | 0.54 | 3.23 | 3.02 | 16.31% | 313.72 | 3.0578 | 0.15376 | 3.0228 | 1.0116 | 3.3483 | 28.21 | 31.85
2012-07-19 04:10 | 3.75 | 3.73 | 3.7 | 3.68 | 3.68 | 3.64 | 3.6 | 3.57 | 3.55 | 3.49 | 320.1 | 320 | 319.7 | 319.1 | 318.7 | 318 | 317.3 | 317.1 | 317 | 318.1 | 309.1 | 4.02 | 0.35 | 3.91 | 3.46 | 8.706% | 317.895 | 3.6271 | 0.10211 | 3.6342 | 0.99803 | 4.0121 | 93.18 | 92.09
2012-07-19 04:20 | 3.71 | 3.73 | 3.72 | 3.69 | 3.67 | 3.62 | 3.57 | 3.52 | 3.48 | 3.44 | 325.1 | 324.3 | 323.9 | 323.5 | 323.5 | 323.6 | 323.5 | 323.5 | 322.8 | 322.1 | 314.7 | 3.9 | 0.35 | 3.8 | 3.64 | 8.974% | 323.585 | 3.6054 | 0.12853 | 3.6128 | 0.99795 | 3.892 | 81.9 | 80.99
2012-07-19 04:30 | 3.6 | 3.6 | 3.59 | 3.59 | 3.57 | 3.57 | 3.52 | 3.52 | 3.53 | 3.46 | 321.1 | 320.1 | 318.6 | 318.4 | 318.5 | 318.7 | 319.1 | 319.2 | 319.4 | 319.9 | 311.4 | 3.8 | 0.34 | 3.78 | 3.48 | 8.947% | 318.76 | 3.5518 | 0.13034 | 3.5628 | 0.99691 | 3.7883 | 72.8 | 71.89
2012-07-19 04:40 | 3.53 | 3.5 | 3.45 | 3.39 | 3.34 | 3.34 | 3.31 | 3.29 | 3.26 | 3.14 | 326.6 | 325.9 | 325.2 | 324.6 | 324 | 323.2 | 322.1 | 321.2 | 321.3 | 320.8 | 313.5 | 3.52 | 0.41 | 3.49 | 3.12 | 11.65% | 323.035 | 3.3339 | 0.083378 | 3.3357 | 0.99946 | 3.5181 | 47.32 | 47.32
2012-07-19 04:50 | 3.9 | 3.86 | 3.74 | 3.67 | 3.57 | 3.48 | 3.44 | 3.4 | 3.44 | 3.51 | 327.4 | 327.6 | 327.2 | 326.7 | 325.8 | 325.1 | 324.6 | 323.9 | 322.5 | 320.7 | 315.8 | 3.74 | 0.44 | 3.66 | 3.52 | 11.76% | 325.025 | 3.5436 | 0.10683 | 3.4742 | 1.02 | 3.8146 | 67.34 | 73.71
2012-07-19 05:00 | 4.76 | 4.67 | 4.58 | 4.53 | 4.43 | 4.35 | 4.27 | 4.23 | 4.17 | 4.1 | 324.8 | 325.4 | 325.7 | 325.8 | 326.3 | 326.3 | 327.3 | 328.5 | 329.7 | 331.4 | 318.5 | 4.38 | 0.33 | 4.3 | 3.82 | 7.534% | 326.45 | 4.3622 | 0.17153 | 4.3384 | 1.0055 | 4.404 | 132.42 | 134.6
2012-07-19 05:10 | 3.89 | 3.91 | 3.87 | 3.89 | 3.89 | 3.88 | 3.88 | 3.84 | 3.8 | 3.66 | 320 | 320.1 | 320.2 | 319.5 | 320 | 320.4 | 320.8 | 321 | 321.9 | 324.4 | 311.7 | 3.89 | 0.4 | 3.86 | 3.46 | 10.28% | 320.46 | 3.856 | 0 | 3.88 | 0.99383 | 3.866 | 80.99 | 79.17
2012-07-19 05:20 | 3.89 | 3.9 | 3.95 | 4 | 4.02 | 4.01 | 4.04 | 4.05 | 4.01 | 3.93 | 318.3 | 318.1 | 317.6 | 317.3 | 317.4 | 317.4 | 317.8 | 318.1 | 319.4 | 322.6 | 309.4 | 4.16 | 0.42 | 4.15 | 3.71 | 10.1% | 317.46 | 4.0032 | -0.068877 | 4.0143 | 0.99725 | 4.1485 | 108.44 | 107.35
2012-07-19 05:30 | 3.73 | 3.77 | 3.76 | 3.85 | 3.87 | 3.89 | 3.95 | 4.01 | 4.04 | 4.04 | 324.9 | 324.5 | 322.8 | 322 | 321.9 | 321.5 | 321.1 | 321.1 | 321.6 | 321.8 | 313.3 | 4.21 | 0.3 | 4.19 | 3.94 | 7.126% | 321.44 | 3.9166 | -0.14145 | 3.8985 | 1.0046 | 4.2295 | 113.89 | 116.07
2012-07-19 05:40 | 4.02 | 4.03 | 4.08 | 4.11 | 4.07 | 3.99 | 3.9 | 3.78 | 3.7 | 3.45 | 324.3 | 323.9 | 322.7 | 321.5 | 321 | 321.2 | 321.2 | 321.1 | 320.9 | 322.1 | 313 | 4.19 | 0.25 | 4.09 | 3.38 | 5.967% | 321.2 | 3.9286 | 0.21083 | 3.977 | 0.98784 | 4.1391 | 111.71 | 106.26
2012-07-19 05:50 | 4.09 | 4.11 | 4.12 | 4.06 | 4.03 | 3.96 | 3.91 | 3.85 | 3.81 | 3.77 | 318.1 | 317.8 | 317.1 | 316.4 | 315.7 | 316.1 | 316.2 | 316.8 | 317.2 | 317.6 | 309.1 | 4.05 | 0.44 | 4 | 3.62 | 10.86% | 316.115 | 3.9572 | 0.11742 | 3.9528 | 1.0011 | 4.0545 | 96.45 | 96.45
2012-07-19 06:00 | 3.74 | 3.74 | 3.67 | 3.63 | 3.44 | 3.33 | 3.2 | 3.1 | 3 | 2.94 | 322.5 | 321.9 | 321.7 | 320.8 | 320.5 | 319.7 | 318.4 | 316.8 | 315.9 | 316.8 | 315.9 | 3.6 | 0.37 | 3.5 | 3.13 | 10.28% | 319.505 | 3.3418 | 0.36799 | 3.3111 | 1.0093 | 3.6334 | 54.6 | 57.33
2012-07-19 06:10 | 3.83 | 3.82 | 3.81 | 3.8 | 3.67 | 3.57 | 3.53 | 3.54 | 3.52 | 3.45 | 326 | 325.9 | 325.4 | 325.8 | 326.1 | 326.7 | 327.7 | 329 | 329.9 | 330 | 315.3 | 3.63 | 0.41 | 3.55 | 3.11 | 11.29% | 326.85 | 3.6286 | 0.10412 | 3.5642 | 1.018 | 3.6955 | 57.33 | 63.7
2012-07-19 06:20 | 4.24 | 4.2 | 4.13 | 4.04 | 4.02 | 4.02 | 4.01 | 3.89 | 3.85 | 3.7 | 316.9 | 316.9 | 317.3 | 317.6 | 317.4 | 317.1 | 317.1 | 318 | 319.5 | 322.2 | 313.4 | 4.02 | 0.59 | 3.94 | 3.69 | 14.68% | 317.1 | 3.9871 | 0.023016 | 4.0186 | 0.99217 | 3.9885 | 93.18 | 90.09
2012-07-19 06:30 | 3.85 | 3.84 | 3.87 | 3.86 | 3.86 | 3.9 | 3.9 | 3.9 | 3.86 | 3.8 | 317.4 | 317.9 | 316.5 | 315.9 | 316.1 | 315.4 | 315.9 | 316.3 | 316.3 | 316.3 | 307.3 | 4.19 | 0.58 | 4.24 | 4.02 | 13.84% | 315.475 | 3.873 | 0 | 3.9 | 0.99308 | 4.161 | 111.71 | 108.44
2012-07-19 06:40 | 3.73 | 3.77 | 3.77 | 3.74 | 3.7 | 3.62 | 3.59 | 3.66 | 3.63 | 3.69 | 316.4 | 316.1 | 316.3 | 315.9 | 314.7 | 315.4 | 316.4 | 317.3 | 319.2 | 319.5 | 308.2 | 3.73 | 0.42 | 3.71 | 3.64 | 11.26% | 315.55 | 3.6731 | 0.076902 | 3.6157 | 1.0159 | 3.7893 | 66.43 | 71.89
2012-07-19 06:50 | 4.09 | 4.06 | 3.87 | 3.84 | 3.81 | 3.76 | 3.77 | 3.78 | 3.87 | 3.97 | 320.9 | 320 | 319.4 | 318.9 | 319.5 | 319.9 | 320.2 | 319.5 | 317.1 | 315.2 | 310.1 | 3.98 | 0.6 | 3.99 | 3.94 | 15.08% | 319.945 | 3.8314 | -0.024544 | 3.7614 | 1.0186 | 4.054 | 89.18 | 96.45
2012-07-19 07:00 | 3.66 | 3.62 | 3.65 | 3.68 | 3.67 | 3.68 | 3.68 | 3.71 | 3.76 | 3.88 | 327.7 | 328.3 | 329.2 | 330 | 329.4 | 328.2 | 328.2 | 329.3 | 329 | 327.8 | 314.1 | 3.74 | 0.59 | 3.72 | 3.7 | 15.78% | 328.2 | 3.6978 | 0 | 3.68 | 1.0048 | 3.7581 | 67.34 | 69.16
2012-07-19 07:10 | 4.12 | 4.06 | 3.99 | 3.99 | 4.01 | 4 | 3.92 | 3.83 | 3.77 | 3.83 | 317 | 317.5 | 316.9 | 314.7 | 313.4 | 313.3 | 315.6 | 316.9 | 317.2 | 317.5 | 307.4 | 3.88 | 0.62 | 3.84 | 3.73 | 15.98% | 313.645 | 3.9285 | 0.18669 | 3.9884 | 0.98498 | 3.8217 | 80.08 | 74.62
2012-07-19 07:20 | 3.75 | 3.74 | 3.76 | 3.75 | 3.77 | 3.78 | 3.71 | 3.63 | 3.65 | 3.65 | 317.3 | 317.4 | 316 | 314.5 | 313.6 | 314 | 314.1 | 314.7 | 314.5 | 313.1 | 307 | 3.93 | 0.52 | 3.92 | 3.7 | 13.23% | 314.015 | 3.7184 | 0.17273 | 3.7699 | 0.98633 | 3.8763 | 84.63 | 80.08
2012-07-19 07:30 | 3.99 | 4.02 | 3.99 | 3.97 | 4.01 | 3.95 | 3.98 | 4.04 | 4.11 | 4.03 | 313.9 | 313.2 | 311.8 | 311.1 | 310.4 | 309.8 | 309.4 | 308.9 | 308 | 306.5 | 300.6 | 4.02 | 0.64 | 4.02 | 3.94 | 15.92% | 309.74 | 4.0081 | -0.06992 | 3.9543 | 1.0136 | 4.0747 | 93.18 | 98.63
2012-07-19 07:40 | 4.14 | 4.19 | 4.19 | 4.2 | 4.24 | 4.24 | 4.29 | 4.33 | 4.33 | 4.39 | 306.7 | 305.6 | 304.8 | 301.6 | 300.9 | 299.9 | 299.5 | 299 | 299.6 | 301.3 | 293.8 | 4.14 | 0.38 | 4.16 | 4.05 | 9.179% | 299.84 | 4.2636 | -0.10834 | 4.2471 | 1.0039 | 4.1561 | 106.26 | 108.44
2012-07-19 07:50 | 3.73 | 3.63 | 3.68 | 3.83 | 3.83 | 3.83 | 3.9 | 3.96 | 4.03 | 4.03 | 302.4 | 303.9 | 306.8 | 308.7 | 310.2 | 312.2 | 312.5 | 312.9 | 313.5 | 313 | 302.4 | 4.11 | 0.47 | 4.08 | 4.13 | 11.44% | 312.245 | 3.8673 | -0.16737 | 3.84 | 1.0071 | 4.1393 | 102.99 | 106.26
2012-07-19 09:20 | 5.92 | 5.65 | 5.43 | 5.08 | 5.03 | 5.01 | 5.02 | 4.98 | 4.98 | 5.04 | 316.6 | 315.5 | 314.5 | 314.7 | 314.8 | 314.8 | 315.1 | 315.6 | 317.5 | 319.2 | 301.7 | 4.69 | 0.64 | 4.74 | 4.68 | 13.65% | 314.845 | 5.0942 | -0.018427 | 5.0114 | 1.0165 | 4.7674 | 166.21 | 174.93
2012-07-19 17:30 | 6.63 | 6.45 | 6.16 | 6.08 | 5.93 | 5.8 | 5.7 | 5.76 | 5.81 | 5.74 | 304.1 | 304.8 | 303.6 | 303.8 | 303 | 303.4 | 303.7 | 304 | 305.2 | 307.3 | 292.5 | 5.72 | 1 | 5.72 | 5.21 | 17.48% | 303.445 | 5.904 | 0.16072 | 5.7856 | 1.0205 | 5.8371 | 316.64 | 336.08
2012-07-19 17:40 | 7.84 | 7.61 | 7.37 | 7.26 | 7.25 | 7.14 | 7.02 | 6.89 | 6.84 | 6.73 | 296.3 | 296.1 | 294.9 | 295.4 | 295.4 | 295.7 | 296.5 | 296.3 | 295.9 | 294.8 | 288.9 | 6.9 | 0.77 | 6.9 | 6.14 | 11.16% | 295.82 | 7.1125 | 0.15663 | 7.1227 | 0.99857 | 6.8901 | 565.4 | 563.14
2012-07-19 17:50 | 8.35 | 8.2 | 7.87 | 7.71 | 7.65 | 7.63 | 7.57 | 7.55 | 7.52 | 7.29 | 300.5 | 300.4 | 299.7 | 299.7 | 300.2 | 300.4 | 300.5 | 300.6 | 300.4 | 301.7 | 293.1 | 7.51 | 0.83 | 7.48 | 6.88 | 11.05% | 300.415 | 7.6471 | 0.072956 | 7.6214 | 1.0034 | 7.5353 | 741.51 | 750.54
2012-07-19 18:00 | 6.57 | 6.48 | 6.38 | 6.26 | 6.3 | 6.29 | 6.24 | 6.14 | 6.01 | 5.74 | 298 | 297.2 | 297.5 | 296.8 | 296.6 | 296.3 | 296.3 | 296.6 | 297 | 297.2 | 291.1 | 6.63 | 0.64 | 6.58 | 5.82 | 9.653% | 296.3 | 6.218 | 0.073751 | 6.2828 | 0.98968 | 6.5616 | 504.38 | 488.56
2012-07-19 18:10 | 6.65 | 6.64 | 6.4 | 6.25 | 6.2 | 6.13 | 6.13 | 6.12 | 6.1 | 5.94 | 299.1 | 298.8 | 298.3 | 298.7 | 298.8 | 299.3 | 299.6 | 300.1 | 300.8 | 302.9 | 293.7 | 6.25 | 0.99 | 6.26 | 5.8 | 15.84% | 299.345 | 6.193 | 0 | 6.13 | 1.0103 | 6.3143 | 418.5 | 432.06
2012-07-19 18:20 | 5.64 | 5.68 | 5.6 | 5.58 | 5.53 | 5.53 | 5.56 | 5.57 | 5.45 | 5.09 | 298.2 | 297.4 | 297.7 | 297.6 | 297.3 | 297.3 | 297.7 | 298.5 | 299.8 | 301.7 | 291 | 5.7 | 0.93 | 5.65 | 4.96 | 16.32% | 297.36 | 5.5272 | -0.049996 | 5.5343 | 0.99871 | 5.6927 | 313.4 | 311.78
2012-07-19 18:30 | 5.6 | 5.63 | 5.54 | 5.59 | 5.69 | 5.75 | 5.75 | 5.81 | 5.82 | 5.62 | 297.3 | 296.9 | 296.1 | 295.8 | 295.7 | 294.9 | 294.4 | 294.4 | 293.7 | 290.8 | 289.2 | 6.09 | 0.88 | 6.11 | 5.6 | 14.45% | 294.825 | 5.7055 | 0 | 5.75 | 0.99226 | 6.0429 | 382.34 | 371.04
2012-07-19 18:40 | 7.42 | 7.46 | 7.41 | 7.46 | 7.41 | 7.27 | 7.12 | 6.89 | 6.7 | 6.48 | 302.1 | 302.3 | 301.6 | 302 | 302 | 301.9 | 301.3 | 301.3 | 302.1 | 301.5 | 294.2 | 7.21 | 0.85 | 7.13 | 6.13 | 11.79% | 301.81 | 7.1629 | 0.19266 | 7.2483 | 0.98822 | 7.1251 | 651.21 | 627.13
2012-07-19 18:50 | 6.39 | 6.33 | 6.3 | 6.2 | 6.16 | 6.14 | 6.04 | 5.87 | 5.65 | 5.37 | 301.6 | 301.6 | 301.3 | 300.9 | 300.3 | 299.4 | 298.6 | 298.5 | 298.2 | 296.6 | 292.5 | 6.18 | 0.67 | 6.09 | 5.33 | 10.84% | 299.28 | 6.0311 | 0.15174 | 6.1256 | 0.98458 | 6.0847 | 402.68 | 380.08
2012-07-19 19:00 | 6.46 | 6.46 | 6.4 | 6.41 | 6.36 | 6.28 | 6.26 | 6.19 | 6.13 | 5.98 | 303.5 | 303.5 | 302.5 | 302.5 | 301.5 | 300.9 | 300.9 | 300.7 | 300.4 | 299.7 | 294 | 6.65 | 0.91 | 6.62 | 5.98 | 13.68% | 300.9 | 6.2793 | 0.029477 | 6.2771 | 1.0003 | 6.6523 | 508.9 | 508.9
2012-07-19 19:10 | 7.02 | 6.96 | 6.83 | 6.69 | 6.53 | 6.37 | 6.17 | 6.03 | 5.91 | 5.55 | 304.2 | 303.7 | 304.1 | 304.3 | 304.5 | 304.7 | 304.8 | 305.6 | 306.5 | 307.9 | 298.2 | 6.59 | 0.93 | 6.53 | 5.48 | 14.11% | 304.715 | 6.3517 | 0.29479 | 6.341 | 1.0017 | 6.6012 | 495.34 | 497.6
2012-07-19 19:20 | 6.37 | 6.29 | 6.12 | 5.89 | 5.8 | 5.73 | 5.68 | 5.62 | 5.49 | 5.15 | 301.6 | 301.1 | 300.6 | 300.9 | 301 | 301.4 | 302.1 | 303.6 | 304.3 | 305.4 | 294 | 5.33 | 0.83 | 5.35 | 4.92 | 15.57% | 301.505 | 5.7511 | 0.080991 | 5.7228 | 1.0049 | 5.3564 | 253.46 | 258.32
2012-07-19 19:30 | 7.2 | 7.1 | 6.87 | 6.69 | 6.52 | 6.32 | 6.13 | 5.93 | 5.74 | 5.54 | 302.8 | 302.5 | 302.6 | 302.3 | 302.8 | 303.5 | 303.7 | 304 | 304 | 304.1 | 294.8 | 6.43 | 0.95 | 6.29 | 5.43 | 14.77% | 303.53 | 6.3205 | 0.28208 | 6.2924 | 1.0045 | 6.4587 | 459.18 | 465.96
2012-07-19 19:40 | 6.41 | 6.33 | 6.17 | 6.08 | 5.97 | 5.91 | 5.78 | 5.57 | 5.34 | 5.02 | 301.6 | 301.4 | 300.9 | 300.3 | 300.2 | 299.2 | 298.6 | 299 | 298.9 | 298.9 | 293.1 | 5.75 | 0.91 | 5.55 | 4.38 | 15.83% | 299.11 | 5.82 | 0.20554 | 5.8912 | 0.98791 | 5.6805 | 321.5 | 310.16
2012-07-19 19:50 | 6.95 | 6.81 | 6.53 | 6.26 | 6.12 | 5.94 | 5.79 | 5.65 | 5.42 | 5.01 | 304.8 | 305 | 304.7 | 304.4 | 304.3 | 304 | 303.5 | 303.4 | 303.6 | 304.9 | 295.9 | 6.23 | 0.79 | 6.13 | 5.02 | 12.68% | 303.925 | 5.9605 | 0.23636 | 5.9183 | 1.0071 | 6.2745 | 413.98 | 423.02
2012-07-19 20:00 | 6.88 | 6.67 | 6.34 | 6.04 | 5.88 | 5.65 | 5.45 | 5.32 | 5.12 | 4.79 | 304.8 | 304.1 | 304.3 | 304.7 | 304.6 | 305.5 | 305.9 | 306.4 | 307 | 306.6 | 297.5 | 5.81 | 0.92 | 5.56 | 4.43 | 15.83% | 305.56 | 5.7009 | 0.33304 | 5.6209 | 1.0142 | 5.8927 | 331.22 | 344.18
2012-07-19 20:10 | 7.77 | 7.64 | 7.42 | 7.11 | 6.92 | 6.7 | 6.39 | 6.11 | 5.8 | 5.59 | 304 | 303.7 | 303.3 | 303 | 302.4 | 301.9 | 302.1 | 302 | 302.6 | 304.5 | 296.2 | 6.49 | 1.12 | 6.38 | 5.47 | 17.26% | 301.93 | 6.6534 | 0.43778 | 6.6547 | 0.9998 | 6.4887 | 472.74 | 472.74
2012-07-19 20:20 | 8.34 | 8.2 | 7.95 | 7.72 | 7.51 | 7.25 | 7.01 | 6.73 | 6.52 | 6.18 | 306.5 | 306.5 | 307.2 | 307.6 | 307.4 | 307 | 306.4 | 306 | 306.3 | 308.1 | 299.5 | 7.26 | 0.9 | 7.11 | 5.66 | 12.4% | 306.91 | 7.2485 | 0.31109 | 7.2151 | 1.0046 | 7.2936 | 666.26 | 675.29
2012-07-19 20:30 | 8.23 | 8.1 | 7.86 | 7.55 | 7.26 | 6.99 | 6.82 | 6.52 | 6.14 | 5.59 | 305.8 | 305.6 | 304.9 | 304.5 | 303.9 | 303.5 | 303.7 | 304 | 304.8 | 305.8 | 295.3 | 7.04 | 1.06 | 6.81 | 5.45 | 15.06% | 303.53 | 7.0252 | 0.22752 | 6.9654 | 1.0086 | 7.1005 | 600.04 | 618.1
2012-07-19 20:40 | 8.4 | 8.25 | 7.94 | 7.59 | 7.3 | 6.98 | 6.63 | 6.45 | 6.29 | 5.77 | 304 | 303.7 | 303.2 | 302.4 | 302.6 | 302.9 | 303.2 | 303.4 | 304.1 | 304.5 | 296.5 | 6.96 | 1.07 | 6.78 | 5.67 | 15.37% | 302.945 | 7.0457 | 0.47539 | 6.9287 | 1.0169 | 7.0775 | 578.96 | 612.08
2012-07-19 20:50 | 7.53 | 7.39 | 6.99 | 6.65 | 6.33 | 6.01 | 5.78 | 5.65 | 5.52 | 5.23 | 308.5 | 308.5 | 308.5 | 308.7 | 308.1 | 308.3 | 309.2 | 309.6 | 309.3 | 310.7 | 299.1 | 6.1 | 1 | 5.84 | 4.69 | 16.39% | 308.435 | 6.1678 | 0.36059 | 5.9765 | 1.032 | 6.2953 | 384.6 | 429.8
2012-07-19 21:00 | 7.62 | 7.46 | 7.29 | 7.01 | 6.74 | 6.46 | 6.28 | 6.13 | 6.08 | 5.86 | 303.5 | 303.4 | 301.7 | 300.6 | 300.3 | 300.1 | 300.5 | 301.5 | 302.4 | 303.1 | 295.1 | 6.81 | 1.23 | 6.7 | 5.37 | 18.06% | 300.16 | 6.5795 | 0.26114 | 6.4339 | 1.0226 | 6.9641 | 545.06 | 578.96
2012-07-19 21:10 | 7.79 | 7.62 | 7.41 | 7.13 | 6.86 | 6.49 | 6.18 | 5.93 | 5.74 | 5.51 | 300.8 | 300.5 | 299.7 | 298.8 | 298.3 | 297.4 | 297.4 | 297.2 | 297 | 297.1 | 289.5 | 6.5 | 1.12 | 6.33 | 5.07 | 17.23% | 297.4 | 6.5598 | 0.45229 | 6.4446 | 1.0179 | 6.6161 | 475 | 502.12
2012-07-19 21:20 | 7.17 | 7.06 | 6.73 | 6.42 | 6.11 | 5.79 | 5.58 | 5.44 | 5.32 | 4.99 | 303.5 | 302.7 | 301.8 | 300.7 | 299.2 | 296.8 | 294.3 | 292.3 | 292.1 | 291.9 | 292 | 6.27 | 1.19 | 6.13 | 4.73 | 18.98% | 296.425 | 5.9266 | 0.34139 | 5.7594 | 1.029 | 6.4519 | 423.02 | 463.7
2012-07-19 21:30 | 7.57 | 7.51 | 7.3 | 6.97 | 6.79 | 6.67 | 6.51 | 6.29 | 6.02 | 5.54 | 298.4 | 297.8 | 296.1 | 293.7 | 291.7 | 290.6 | 290.6 | 290.3 | 290 | 288.1 | 287.6 | 6.74 | 1.04 | 6.59 | 5.19 | 15.43% | 290.6 | 6.6363 | 0.22437 | 6.6468 | 0.99841 | 6.7293 | 529.24 | 526.98
2012-07-19 21:40 | 7.06 | 6.88 | 6.64 | 6.41 | 6.13 | 5.88 | 5.64 | 5.48 | 5.31 | 4.99 | 299.8 | 299.1 | 296.9 | 296.1 | 295.1 | 293.5 | 292.6 | 292.6 | 293.3 | 294 | 290.4 | 6.39 | 1.13 | 6.3 | 5.07 | 17.68% | 293.365 | 5.9368 | 0.3851 | 5.845 | 1.0157 | 6.4903 | 450.14 | 472.74
2012-07-19 21:50 | 7.15 | 7.07 | 6.77 | 6.34 | 5.95 | 5.68 | 5.42 | 5.15 | 4.8 | 4.37 | 305.4 | 304.8 | 303.5 | 303.4 | 304.2 | 304 | 304.3 | 305 | 305.2 | 303.7 | 296.7 | 5.69 | 1 | 5.58 | 4.11 | 17.57% | 304.045 | 5.7753 | 0.43299 | 5.642 | 1.0236 | 5.8245 | 311.78 | 332.84
2012-07-19 22:00 | 7.86 | 7.64 | 7.23 | 6.86 | 6.49 | 6.12 | 5.69 | 5.29 | 4.97 | 4.57 | 305 | 304.8 | 304.1 | 303.1 | 302.2 | 301.6 | 300.6 | 300.2 | 299.8 | 298.5 | 294.6 | 6.14 | 0.8 | 5.9 | 4.73 | 13.03% | 301.45 | 6.1635 | 0.67322 | 6.0565 | 1.0177 | 6.2485 | 393.64 | 418.5
2012-07-19 22:10 | 7.72 | 7.6 | 7.33 | 7.09 | 6.81 | 6.58 | 6.38 | 6.13 | 5.89 | 5.38 | 309.1 | 308.7 | 308.4 | 307.4 | 306.6 | 305.8 | 304.8 | 304.3 | 303.8 | 303 | 296.9 | 6.85 | 0.97 | 6.71 | 5.52 | 14.16% | 305.65 | 6.6042 | 0.28524 | 6.551 | 1.0081 | 6.9057 | 554.1 | 567.66
2012-07-19 22:20 | 8.02 | 7.83 | 7.54 | 7.23 | 7.03 | 6.74 | 6.48 | 6.28 | 6.11 | 5.78 | 307.8 | 307.1 | 305.8 | 305.2 | 304 | 304.2 | 304.4 | 305.2 | 305.1 | 305.5 | 297.7 | 6.87 | 1.03 | 6.67 | 5.52 | 14.99% | 304.23 | 6.7876 | 0.36353 | 6.7021 | 1.0128 | 6.9576 | 558.62 | 578.96
2012-07-19 22:30 | 8.06 | 7.83 | 7.45 | 7.13 | 6.84 | 6.59 | 6.42 | 6.2 | 5.9 | 5.57 | 309.1 | 308.5 | 307.9 | 307.9 | 307.6 | 307.5 | 307 | 306.4 | 306.5 | 306.7 | 298.8 | 6.75 | 0.96 | 6.51 | 5.29 | 14.22% | 307.425 | 6.6688 | 0.24152 | 6.5654 | 1.0158 | 6.8563 | 531.5 | 556.36
2012-07-19 22:40 | 8.42 | 8.26 | 8.07 | 7.83 | 7.56 | 7.26 | 6.92 | 6.61 | 6.17 | 5.46 | 308.4 | 307.7 | 306.9 | 306.7 | 306 | 305.9 | 306.4 | 306.1 | 305.8 | 304.6 | 298 | 7.34 | 0.8 | 7.17 | 5.21 | 10.9% | 305.975 | 7.207 | 0.44324 | 7.2103 | 0.99954 | 7.3366 | 690.34 | 690.34
2012-07-19 22:50 | 8.16 | 8.04 | 7.77 | 7.48 | 7.13 | 6.76 | 6.49 | 6.17 | 5.72 | 5.27 | 309 | 308.5 | 308 | 307.7 | 307 | 306 | 305.7 | 305.7 | 306.8 | 307.6 | 299.5 | 6.8 | 0.91 | 6.61 | 5.15 | 13.38% | 305.955 | 6.8167 | 0.37667 | 6.7206 | 1.0143 | 6.8972 | 542.8 | 565.4
2012-07-19 23:00 | 8.43 | 8.33 | 8.09 | 7.83 | 7.6 | 7.29 | 7.01 | 6.69 | 6.31 | 5.54 | 311.4 | 310.7 | 309.6 | 308.7 | 307.9 | 307.9 | 308.7 | 309.5 | 309.6 | 309.3 | 301.1 | 7.17 | 1.05 | 6.89 | 5.13 | 14.64% | 308.02 | 7.2594 | 0.36193 | 7.2492 | 1.0014 | 7.1801 | 639.17 | 642.18
2012-07-19 23:10 | 7.82 | 7.7 | 7.44 | 7.15 | 6.86 | 6.56 | 6.26 | 5.9 | 5.59 | 5.06 | 310.4 | 309.6 | 308 | 307.5 | 307.1 | 307.3 | 306.9 | 307.6 | 308 | 308 | 299.3 | 6.63 | 0.72 | 6.39 | 4.63 | 10.86% | 307.24 | 6.5598 | 0.43257 | 6.5162 | 1.0067 | 6.6744 | 504.38 | 513.42
2012-07-19 23:20 | 7.94 | 7.78 | 7.42 | 7.17 | 6.96 | 6.7 | 6.4 | 6.11 | 5.79 | 5.32 | 312.7 | 311.9 | 311.1 | 309.9 | 308.9 | 308 | 307.4 | 307.4 | 308.2 | 309.4 | 300.8 | 6.79 | 0.89 | 6.5 | 4.93 | 13.11% | 307.91 | 6.665 | 0.42333 | 6.6562 | 1.0013 | 6.7991 | 540.54 | 542.8
2012-07-19 23:30 | 8.12 | 8.02 | 7.78 | 7.52 | 7.28 | 7.11 | 6.97 | 6.75 | 6.39 | 5.94 | 313.9 | 313.5 | 312.3 | 311.3 | 310.9 | 311.1 | 311.6 | 311.6 | 311.1 | 310.8 | 303.1 | 7.2 | 0.81 | 6.95 | 5.39 | 11.25% | 311.175 | 7.1102 | 0.18378 | 7.0898 | 1.0029 | 7.2207 | 648.2 | 654.22
2012-07-19 23:40 | 7.62 | 7.5 | 7.29 | 7.06 | 6.84 | 6.61 | 6.36 | 6.12 | 5.9 | 5.51 | 312.8 | 312.1 | 311.5 | 310.7 | 309.7 | 309.8 | 309.4 | 308.9 | 309.4 | 311.1 | 301.3 | 6.79 | 0.9 | 6.61 | 5.17 | 13.25% | 309.74 | 6.6013 | 0.35629 | 6.5736 | 1.0042 | 6.8187 | 540.54 | 547.32
2012-07-19 23:50 | 7.6 | 7.5 | 7.35 | 7.16 | 6.91 | 6.6 | 6.28 | 5.95 | 5.61 | 5.25 | 313.5 | 312.8 | 312 | 310.3 | 309.7 | 309.1 | 309 | 309.1 | 309.2 | 308.8 | 302.3 | 6.68 | 0.72 | 6.47 | 5.1 | 10.78% | 309.085 | 6.5641 | 0.45927 | 6.5532 | 1.0017 | 6.6912 | 515.68 | 517.94
2012-07-20 | 7.56 | 7.47 | 7.22 | 6.98 | 6.75 | 6.56 | 6.3 | 6.06 | 5.85 | 5.48 | 314.6 | 314.2 | 313.4 | 312.8 | 312.2 | 311.9 | 311.4 | 310.9 | 310.5 | 311 | 303.6 | 6.86 | 0.52 | 6.61 | 5.18 | 7.58% | 311.825 | 6.5386 | 0.37371 | 6.5221 | 1.0025 | 6.8774 | 556.36 | 560.88
2012-07-20 00:10 | 7.56 | 7.42 | 7.24 | 7.09 | 6.88 | 6.65 | 6.4 | 6.12 | 5.83 | 5.54 | 312.5 | 312.2 | 311.6 | 310.8 | 310.4 | 309.5 | 308.3 | 307.9 | 308.4 | 310.2 | 302.6 | 6.8 | 0.63 | 6.59 | 5.05 | 9.265% | 309.32 | 6.6041 | 0.3541 | 6.6136 | 0.99857 | 6.7903 | 542.8 | 540.54
2012-07-20 00:20 | 7.35 | 7.25 | 7.07 | 6.9 | 6.76 | 6.51 | 6.13 | 5.79 | 5.45 | 5.16 | 312 | 311.5 | 310.5 | 309.9 | 309.4 | 308.7 | 308 | 306.9 | 306.2 | 306 | 301.8 | 6.68 | 0.59 | 6.48 | 4.9 | 8.832% | 308.595 | 6.3859 | 0.5558 | 6.4541 | 0.98943 | 6.6094 | 515.68 | 499.86
2012-07-20 00:30 | 7.39 | 7.23 | 7.03 | 6.81 | 6.55 | 6.25 | 6.01 | 5.81 | 5.63 | 5.29 | 311.4 | 311.1 | 310.8 | 310.2 | 309.5 | 308.4 | 307.3 | 306.1 | 304.9 | 303.2 | 300.6 | 6.82 | 0.71 | 6.68 | 5.53 | 10.41% | 308.235 | 6.3056 | 0.36185 | 6.215 | 1.0146 | 6.9193 | 547.32 | 569.92
2012-07-20 00:40 | 7.67 | 7.56 | 7.37 | 7.18 | 6.96 | 6.67 | 6.38 | 6.08 | 5.73 | 5.16 | 311.8 | 311.6 | 311.1 | 310.4 | 309.6 | 309 | 308.2 | 307.2 | 306.9 | 307.8 | 301.2 | 6.88 | 0.71 | 6.67 | 5.15 | 10.32% | 308.88 | 6.6263 | 0.41078 | 6.6277 | 0.99979 | 6.8786 | 560.88 | 560.88
2012-07-20 00:50 | 7.5 | 7.42 | 7.18 | 6.97 | 6.74 | 6.54 | 6.3 | 6.01 | 5.68 | 5.18 | 310.9 | 310.4 | 309.2 | 308.5 | 308.2 | 308.1 | 307.7 | 307.8 | 307.7 | 307.4 | 300.3 | 6.8 | 0.67 | 6.59 | 4.75 | 9.853% | 308.04 | 6.492 | 0.3455 | 6.5051 | 0.99799 | 6.7863 | 542.8 | 540.54
2012-07-20 01:00 | 7.74 | 7.64 | 7.43 | 7.11 | 6.85 | 6.62 | 6.33 | 6.01 | 5.72 | 5.31 | 312 | 311.7 | 311.5 | 311.1 | 310.2 | 309.6 | 308.9 | 308.1 | 308 | 308.4 | 301.2 | 6.55 | 0.68 | 6.22 | 4.71 | 10.38% | 309.495 | 6.5958 | 0.41395 | 6.5776 | 1.0028 | 6.568 | 486.3 | 490.82
2012-07-20 01:10 | 7.56 | 7.43 | 7.17 | 6.96 | 6.79 | 6.51 | 6.22 | 5.81 | 5.25 | 4.63 | 310.5 | 309.9 | 309 | 308.3 | 307.6 | 306.9 | 305.6 | 305.7 | 306.4 | 307.5 | 300.2 | 6.79 | 0.75 | 6.6 | 4.99 | 11.05% | 306.705 | 6.4023 | 0.42111 | 6.4676 | 0.9899 | 6.7214 | 540.54 | 524.72
2012-07-20 01:20 | 7.46 | 7.33 | 7.1 | 6.85 | 6.62 | 6.29 | 5.97 | 5.69 | 5.45 | 5.02 | 310.9 | 310.6 | 309.6 | 308.1 | 307.4 | 307.1 | 306.9 | 307.9 | 309.2 | 308.6 | 301 | 6.47 | 1.05 | 6.25 | 5.08 | 16.23% | 307.07 | 6.2992 | 0.48251 | 6.2431 | 1.009 | 6.5281 | 468.22 | 481.78
2012-07-20 01:30 | 7.8 | 7.69 | 7.5 | 7.16 | 6.85 | 6.51 | 6.16 | 5.8 | 5.41 | 4.81 | 311.8 | 311.6 | 311.3 | 310.4 | 309.1 | 308.2 | 307.9 | 308.8 | 309.7 | 311.3 | 303.1 | 6.76 | 1.01 | 6.49 | 4.72 | 14.94% | 308.155 | 6.5098 | 0.51068 | 6.4587 | 1.0079 | 6.8135 | 533.76 | 545.06
2012-07-20 01:40 | 7.69 | 7.53 | 7.26 | 6.86 | 6.53 | 6.14 | 5.79 | 5.52 | 5.3 | 4.86 | 313.3 | 312.7 | 311.7 | 311.1 | 310.5 | 310 | 309.9 | 309.8 | 309.8 | 310.5 | 303.3 | 6.34 | 0.81 | 5.97 | 4.42 | 12.78% | 309.985 | 6.243 | 0.54238 | 6.0886 | 1.0254 | 6.5008 | 438.84 | 475
2012-07-20 01:50 | 7.59 | 7.45 | 7.1 | 6.8 | 6.4 | 6.03 | 5.69 | 5.34 | 5.1 | 4.72 | 313.7 | 313 | 311.9 | 311.3 | 311 | 310.7 | 310.4 | 310.1 | 310.4 | 312.4 | 303 | 6.3 | 0.84 | 6.07 | 4.74 | 13.33% | 310.655 | 6.1199 | 0.53632 | 5.9801 | 1.0234 | 6.4473 | 429.8 | 463.7
2012-07-20 02:00 | 7.6 | 7.42 | 7.02 | 6.65 | 6.26 | 5.94 | 5.67 | 5.42 | 5.09 | 4.62 | 315.3 | 314.6 | 313.3 | 312.6 | 312.1 | 311.1 | 310.6 | 310.8 | 311.5 | 311 | 302.8 | 6.19 | 0.61 | 6.01 | 4.92 | 9.855% | 311.025 | 6.0515 | 0.42989 | 5.9005 | 1.0256 | 6.3484 | 404.94 | 441.1
2012-07-20 02:10 | 7.09 | 6.93 | 6.5 | 6.04 | 5.68 | 5.36 | 5.03 | 4.83 | 4.62 | 4.14 | 315 | 314.4 | 313.5 | 312.2 | 311.5 | 310.8 | 310.9 | 310.9 | 311 | 311.1 | 302.1 | 5.77 | 0.8 | 5.5 | 4.35 | 13.86% | 310.815 | 5.4961 | 0.58721 | 5.3114 | 1.0348 | 5.9707 | 324.74 | 357.14
2012-07-20 02:20 | 7.23 | 7.05 | 6.72 | 6.46 | 6.2 | 5.95 | 5.71 | 5.4 | 5.1 | 4.73 | 312.6 | 312 | 310.9 | 310.4 | 309.9 | 309.4 | 309.4 | 309.8 | 310.2 | 311.3 | 300.5 | 5.95 | 0.74 | 5.72 | 4.33 | 12.44% | 309.4 | 5.9596 | 0.38047 | 5.915 | 1.0075 | 5.9949 | 353.9 | 360.38
2012-07-20 02:30 | 7.25 | 7.07 | 6.75 | 6.4 | 6.03 | 5.68 | 5.44 | 5.19 | 4.92 | 4.68 | 314.2 | 313.2 | 312.2 | 311.3 | 310.3 | 309.5 | 308.4 | 307 | 307 | 305.5 | 303.2 | 6.11 | 0.77 | 5.87 | 4.5 | 12.6% | 309.335 | 5.8167 | 0.39895 | 5.645 | 1.0304 | 6.2959 | 386.86 | 429.8
2012-07-20 02:40 | 7.28 | 7.14 | 6.81 | 6.47 | 6.15 | 5.84 | 5.58 | 5.3 | 4.96 | 4.65 | 316.2 | 315.7 | 314.7 | 314.2 | 314 | 313.6 | 313 | 312.2 | 312.1 | 312.4 | 305.2 | 6.24 | 0.51 | 5.98 | 4.49 | 8.173% | 313.51 | 5.9139 | 0.42085 | 5.802 | 1.0193 | 6.3603 | 416.24 | 443.36
2012-07-20 02:50 | 6.45 | 6.25 | 5.93 | 5.71 | 5.55 | 5.42 | 5.19 | 4.86 | 4.52 | 4.06 | 315.5 | 314.9 | 314.3 | 313.3 | 312.6 | 312.7 | 314.3 | 316.1 | 316.8 | 316.5 | 306.8 | 5.38 | 0.9 | 5.24 | 4.02 | 16.73% | 312.94 | 5.3245 | 0.40071 | 5.3864 | 0.98849 | 5.3181 | 261.56 | 251.84
2012-07-20 03:00 | 6.71 | 6.57 | 6.27 | 5.98 | 5.76 | 5.6 | 5.47 | 5.33 | 5.14 | 4.75 | 321.5 | 321.2 | 320 | 319 | 318.5 | 318.1 | 318.3 | 318.7 | 319.1 | 320.5 | 311.7 | 5.83 | 0.73 | 5.69 | 4.62 | 12.52% | 318.13 | 5.6571 | 0.21705 | 5.5812 | 1.0136 | 5.9093 | 334.46 | 347.42
2012-07-20 03:10 | 6.82 | 6.71 | 6.55 | 6.36 | 6.06 | 5.76 | 5.57 | 5.38 | 5.23 | 5.06 | 322.8 | 322.9 | 322.4 | 321.9 | 321.4 | 321.3 | 320.9 | 320.8 | 320.6 | 320.1 | 312.6 | 5.99 | 0.7 | 5.82 | 4.69 | 11.69% | 321.24 | 5.8603 | 0.30996 | 5.7324 | 1.0223 | 6.1236 | 360.38 | 389.12
2012-07-20 03:20 | 6.62 | 6.58 | 6.44 | 6.21 | 6.05 | 5.88 | 5.68 | 5.47 | 5.22 | 4.99 | 323.6 | 322.9 | 322.3 | 321.1 | 320.3 | 319.8 | 319.2 | 318.5 | 318.7 | 318.3 | 311.6 | 6.27 | 0.63 | 6.07 | 5.05 | 10.05% | 319.71 | 5.8513 | 0.31979 | 5.8509 | 1.0001 | 6.2705 | 423.02 | 423.02
2012-07-20 03:30 | 6.58 | 6.48 | 6.31 | 6.1 | 5.87 | 5.69 | 5.61 | 5.6 | 5.52 | 5.27 | 326.2 | 325.8 | 324.5 | 323.3 | 321.4 | 319.9 | 319 | 317.9 | 317.2 | 316.8 | 311.2 | 5.88 | 0.74 | 5.72 | 4.84 | 12.59% | 319.765 | 5.8073 | 0.13085 | 5.6785 | 1.0227 | 6.0134 | 342.56 | 364.26
2012-07-20 03:40 | 6.71 | 6.59 | 6.31 | 6.16 | 6.05 | 5.88 | 5.69 | 5.53 | 5.38 | 5.01 | 323.2 | 322.2 | 320.3 | 318.7 | 317.3 | 316.1 | 315.4 | 315 | 314.8 | 314.9 | 307.4 | 6.04 | 0.6 | 5.86 | 4.62 | 9.934% | 315.995 | 5.8518 | 0.30353 | 5.8524 | 0.99991 | 6.0394 | 371.04 | 371.04
2012-07-20 03:50 | 6.07 | 5.95 | 5.74 | 5.46 | 5.25 | 5.16 | 5.06 | 4.91 | 4.77 | 4.5 | 320.1 | 319.2 | 317.3 | 315.7 | 314.2 | 312.2 | 311 | 310.2 | 309.7 | 309 | 306.3 | 5.45 | 0.56 | 5.35 | 4.58 | 10.28% | 312.02 | 5.1896 | 0.18085 | 5.1456 | 1.0086 | 5.4966 | 272.9 | 281
2012-07-20 04:00 | 5.84 | 5.72 | 5.51 | 5.25 | 4.98 | 4.69 | 4.46 | 4.32 | 4.14 | 3.9 | 319.7 | 318.8 | 317.7 | 316.9 | 316.6 | 316.2 | 315.9 | 316.5 | 316.2 | 315 | 306.6 | 4.78 | 0.91 | 4.6 | 3.84 | 19.04% | 316.155 | 4.7923 | 0.46467 | 4.6563 | 1.0292 | 4.9196 | 176.02 | 191.28
2012-07-20 04:10 | 5.26 | 5.09 | 4.88 | 4.63 | 4.35 | 4.08 | 3.98 | 3.93 | 3.91 | 3.82 | 321.1 | 320.4 | 319.4 | 318 | 316.3 | 313.5 | 310.2 | 307.7 | 306.1 | 304.1 | 305.5 | 4.57 | 0.86 | 4.42 | 3.72 | 18.82% | 313.005 | 4.2614 | 0.22932 | 4.0655 | 1.0482 | 4.7902 | 153.13 | 177.11
2012-07-20 04:20 | 5.25 | 5.17 | 5.04 | 5 | 4.83 | 4.6 | 4.43 | 4.24 | 4 | 3.74 | 317.3 | 316.4 | 314.4 | 311.8 | 310.1 | 309.6 | 309.1 | 309.2 | 309.1 | 307.8 | 303.6 | 4.71 | 0.61 | 4.57 | 3.78 | 12.95% | 309.525 | 4.5897 | 0.34799 | 4.5752 | 1.0032 | 4.7249 | 168.39 | 169.48
2012-07-20 04:30 | 5.56 | 5.44 | 5.15 | 4.91 | 4.74 | 4.61 | 4.41 | 4.14 | 3.83 | 3.38 | 313.6 | 312.6 | 310.6 | 308.8 | 307.1 | 305.4 | 304.1 | 303.4 | 303.4 | 300.5 | 298.4 | 4.78 | 0.64 | 4.63 | 3.38 | 13.39% | 305.205 | 4.5512 | 0.40987 | 4.5808 | 0.99354 | 4.7491 | 176.02 | 172.75
2012-07-20 04:40 | 5.76 | 5.68 | 5.48 | 5.19 | 4.91 | 4.57 | 4.23 | 3.99 | 3.78 | 3.43 | 311.6 | 310.4 | 308.8 | 307.3 | 305.6 | 304.5 | 303.5 | 303 | 302.2 | 300.5 | 298.1 | 4.62 | 0.68 | 4.43 | 3.22 | 14.72% | 304.35 | 4.6359 | 0.71443 | 4.5197 | 1.0257 | 4.7388 | 158.58 | 171.66
2012-07-20 04:50 | 5.16 | 5.14 | 5.08 | 4.96 | 4.88 | 4.75 | 4.54 | 4.32 | 4.19 | 4.02 | 305.8 | 305.1 | 304.3 | 304.4 | 304 | 302.5 | 300.4 | 298.2 | 296.6 | 293.8 | 291 | 4.64 | 0.6 | 4.57 | 3.67 | 12.93% | 302.185 | 4.6671 | 0.41786 | 4.7193 | 0.98893 | 4.5886 | 160.76 | 155.31
2012-07-20 05:00 | 5.48 | 5.43 | 5.31 | 5.24 | 5.2 | 5.19 | 5.16 | 5.08 | 4.94 | 4.79 | 302.3 | 301.5 | 300.7 | 301.4 | 301.1 | 300.1 | 300.1 | 300.3 | 300.6 | 303.1 | 293.1 | 5.18 | 0.59 | 5.06 | 4.64 | 11.39% | 300.1 | 5.1525 | 0.053571 | 5.1857 | 0.99359 | 5.1468 | 229.16 | 224.3
2012-07-20 05:10 | 5.53 | 5.5 | 5.45 | 5.45 | 5.4 | 5.35 | 5.32 | 5.29 | 5.2 | 5.15 | 309.1 | 308.8 | 307.8 | 307.3 | 307.2 | 306.6 | 305.7 | 304.7 | 303.3 | 302.2 | 299.3 | 5.56 | 0.5 | 5.55 | 4.86 | 8.993% | 306.465 | 5.3436 | 0.051964 | 5.3457 | 0.99961 | 5.5578 | 290.72 | 290.72
2012-07-20 05:20 | 5.35 | 5.28 | 5.1 | 5.02 | 4.93 | 4.86 | 4.82 | 4.83 | 4.92 | 4.87 | 314.9 | 314.5 | 313.8 | 313.9 | 313.7 | 313.9 | 313.5 | 314.1 | 315.9 | 315.2 | 302.9 | 4.94 | 0.56 | 4.88 | 4.71 | 11.34% | 313.84 | 4.9348 | 0.076372 | 4.8542 | 1.0166 | 5.022 | 193.46 | 203.24
2012-07-20 05:30 | 6.16 | 6.05 | 5.98 | 5.9 | 5.92 | 5.89 | 5.84 | 5.86 | 5.85 | 5.77 | 312.1 | 311.3 | 310.2 | 309.7 | 309.2 | 308.5 | 308.1 | 307.9 | 307.8 | 309 | 301.7 | 5.74 | 0.69 | 5.75 | 5.45 | 12.02% | 308.44 | 5.8893 | 0.078781 | 5.8828 | 1.0011 | 5.7463 | 319.88 | 321.5
2012-07-20 05:40 | 5.24 | 5.23 | 5.2 | 5.12 | 5.18 | 5.17 | 5.18 | 5.17 | 5.2 | 5.21 | 321.5 | 322.1 | 322.1 | 321.2 | 320 | 318.9 | 318.7 | 318.1 | 318.2 | 320.5 | 301.7 | 4.79 | 0.67 | 4.82 | 4.68 | 13.99% | 318.87 | 5.1765 | -0.017857 | 5.1714 | 1.001 | 4.7947 | 177.11 | 177.11
2012-07-20 05:50 | 5.93 | 5.8 | 5.67 | 5.69 | 5.57 | 5.41 | 5.24 | 5.07 | 5.01 | 4.9 | 312 | 312 | 311.6 | 310.8 | 311.1 | 311.5 | 311.6 | 311.9 | 312.6 | 311.5 | 301.1 | 5.33 | 0.59 | 5.23 | 4.48 | 11.07% | 311.515 | 5.3793 | 0.29504 | 5.3853 | 0.99888 | 5.324 | 253.46 | 251.84
2012-07-20 06:00 | 4.97 | 4.96 | 4.96 | 4.95 | 4.93 | 4.96 | 4.91 | 4.92 | 4.85 | 4.76 | 312.5 | 312.4 | 311.6 | 310.9 | 310.4 | 309.9 | 310.2 | 310.6 | 310.8 | 311.1 | 300.6 | 4.77 | 0.63 | 4.74 | 4.57 | 13.21% | 309.945 | 4.9176 | 0.093628 | 4.9528 | 0.99288 | 4.7361 | 174.93 | 171.66
2012-07-20 06:10 | 5.42 | 5.45 | 5.43 | 5.46 | 5.46 | 5.43 | 5.41 | 5.42 | 5.4 | 5.19 | 304.7 | 304.1 | 303 | 303.5 | 303.1 | 302.2 | 301.1 | 300.2 | 300.3 | 301.3 | 293.9 | 5.59 | 0.79 | 5.58 | 5.04 | 14.13% | 302.035 | 5.4175 | 0.0341 | 5.4271 | 0.99822 | 5.5801 | 295.58 | 293.96
2012-07-20 06:20 | 6.27 | 6.3 | 6.1 | 6.05 | 6.03 | 6.01 | 5.9 | 5.83 | 5.74 | 5.65 | 312.5 | 312.5 | 312.2 | 312.1 | 311.5 | 311.2 | 310.8 | 310.9 | 312.4 | 312.2 | 304.7 | 6.06 | 0.63 | 6.02 | 5.57 | 10.4% | 311.14 | 5.9514 | 0.1707 | 5.9941 | 0.99287 | 6.0168 | 375.56 | 366.52
2012-07-20 06:30 | 6.01 | 5.98 | 5.95 | 5.98 | 6.02 | 6.04 | 6.08 | 6.03 | 5.99 | 5.73 | 317.5 | 317.4 | 316.5 | 315.8 | 315.3 | 315.1 | 314.6 | 314.2 | 314.8 | 314.8 | 308 | 6.24 | 0.62 | 6.21 | 5.69 | 9.936% | 315.025 | 5.9998 | -0.060997 | 6.0457 | 0.9924 | 6.1926 | 416.24 | 404.94
2012-07-20 06:40 | 5.29 | 5.28 | 5.3 | 5.26 | 5.11 | 5.05 | 5.07 | 4.99 | 4.96 | 5.11 | 317.8 | 318.8 | 318.9 | 318.9 | 319.3 | 320.5 | 320.8 | 320.8 | 320 | 318.6 | 314.4 | 5.55 | 0.84 | 5.53 | 4.97 | 15.14% | 320.545 | 5.1082 | -0.036526 | 5.0529 | 1.011 | 5.6108 | 289.1 | 298.82
2012-07-20 06:50 | 5.11 | 5.08 | 5.12 | 5.09 | 5.12 | 5.12 | 5.03 | 4.96 | 4.91 | 4.94 | 322.2 | 322.2 | 322.7 | 322.7 | 323.5 | 322.7 | 322.3 | 321 | 320.8 | 323.2 | 308.4 | 4.94 | 0.52 | 4.83 | 4.61 | 10.53% | 322.64 | 5.045 | 0.16388 | 5.107 | 0.98785 | 4.88 | 193.46 | 186.92
2012-07-20 07:00 | 6.09 | 6.05 | 5.97 | 5.93 | 5.82 | 5.81 | 5.81 | 5.75 | 5.66 | 5.8 | 315.1 | 314.4 | 314.4 | 314.3 | 314.1 | 314.3 | 315.1 | 315.7 | 316.3 | 314.9 | 306.7 | 5.66 | 0.59 | 5.68 | 5.48 | 10.42% | 314.42 | 5.8269 | 0 | 5.81 | 1.0029 | 5.6765 | 306.92 | 310.16
2012-07-20 07:10 | 5.68 | 5.68 | 5.71 | 5.66 | 5.71 | 5.67 | 5.65 | 5.48 | 5.45 | 5.44 | 315.8 | 316.1 | 316.4 | 316.5 | 317.1 | 317.3 | 317.6 | 317.6 | 317.9 | 320.6 | 308.7 | 5.67 | 0.87 | 5.65 | 5.42 | 15.34% | 317.345 | 5.6118 | 0.032654 | 5.6671 | 0.99024 | 5.6147 | 308.54 | 298.82
2012-07-20 07:20 | 5.57 | 5.59 | 5.6 | 5.53 | 5.43 | 5.39 | 5.31 | 5.22 | 5.06 | 5.06 | 318 | 318 | 318.2 | 317.8 | 318.3 | 319.3 | 320.6 | 322.2 | 322.3 | 321.8 | 309.7 | 5.35 | 0.6 | 5.32 | 4.85 | 11.21% | 319.495 | 5.3534 | 0.13819 | 5.3785 | 0.99534 | 5.3251 | 256.7 | 253.46
2012-07-20 08:10 | 5.98 | 5.99 | 5.97 | 5.87 | 5.96 | 5.93 | 5.91 | 5.85 | 5.8 | 5.67 | 303 | 304.1 | 302.8 | 302.5 | 302.6 | 302.1 | 301.9 | 301.4 | 301.4 | 301.9 | 292.3 | 6.14 | 0.67 | 6.15 | 5.62 | 10.91% | 302.07 | 5.8905 | 0.03122 | 5.9271 | 0.99382 | 6.102 | 393.64 | 384.6
2012-07-20 13:50 | 9.95 | 9.91 | 9.95 | 9.87 | 9.96 | 9.95 | 9.85 | 9.68 | 9.53 | 9.14 | 301.4 | 302 | 301.6 | 301.7 | 301.6 | 301.2 | 300.9 | 300.3 | 299.5 | 299.1 | 294.3 | 9.89 | 0.92 | 9.89 | 8.96 | 9.302% | 301.155 | 9.7971 | 0.093344 | 9.9356 | 0.98606 | 9.7521 | 1595.09 | 1541.75
2012-07-20 14:00 | 10.11 | 10.01 | 9.86 | 9.76 | 9.76 | 9.78 | 9.75 | 9.59 | 9.47 | 9.33 | 307.9 | 308.1 | 307.5 | 307.8 | 308.3 | 308.9 | 309.2 | 309.3 | 309.1 | 309.3 | 297.5 | 9.65 | 0.9 | 9.59 | 9.03 | 9.326% | 308.945 | 9.7029 | 0.02839 | 9.7757 | 0.99255 | 9.5782 | 1503.65 | 1476.98
2012-07-20 14:10 | 9.5 | 9.31 | 9.22 | 9.14 | 9.13 | 9.17 | 9.14 | 9.09 | 9.02 | 8.96 | 306.3 | 306.6 | 305.9 | 305.9 | 305.7 | 305.8 | 305.9 | 306 | 306.3 | 307.2 | 298.7 | 9.42 | 0.99 | 9.45 | 8.74 | 10.51% | 305.815 | 9.1279 | 0.030282 | 9.1657 | 0.99587 | 9.3811 | 1416.02 | 1400.78
2012-07-20 23:20 | 10.91 | 10.85 | 10.75 | 10.59 | 10.4 | 10.13 | 9.93 | 9.62 | 9.33 | 8.7 | 314.2 | 313.9 | 313 | 312.2 | 311.7 | 311.4 | 311.4 | 311.7 | 311.5 | 311.5 | 302.5 | 10.39 | 0.58 | 10.16 | 8.41 | 5.582% | 311.4 | 10.078 | 0.18427 | 10.1011 | 0.99772 | 10.3663 | 1741.13 | 1735.79
2012-07-20 23:30 | 10.89 | 10.75 | 10.55 | 10.4 | 10.19 | 9.92 | 9.61 | 9.29 | 9.02 | 8.57 | 309.7 | 309.8 | 309.6 | 309.5 | 309.4 | 309.2 | 308.7 | 308.4 | 308.5 | 308.5 | 300.1 | 9.97 | 0.68 | 9.76 | 8.13 | 6.82% | 309.125 | 9.8432 | 0.29339 | 9.875 | 0.99678 | 9.9379 | 1625.57 | 1614.14
2012-07-20 23:40 | 10.31 | 10.28 | 10.06 | 9.91 | 9.68 | 9.45 | 9.22 | 8.99 | 8.82 | 8.29 | 310.8 | 310.6 | 310 | 310.1 | 309.5 | 308.4 | 307.6 | 307.5 | 307.7 | 308 | 299.8 | 9.64 | 0.79 | 9.44 | 7.9 | 8.195% | 308.28 | 9.4301 | 0.2277 | 9.4167 | 1.0014 | 9.6537 | 1499.84 | 1503.65
2012-07-20 23:50 | 10 | 9.82 | 9.58 | 9.25 | 8.81 | 8.49 | 8.28 | 8.09 | 7.93 | 7.37 | 308.3 | 307.9 | 307.7 | 307.9 | 307.8 | 307.9 | 308.1 | 308.5 | 308.2 | 308.4 | 301 | 8.84 | 1.05 | 8.62 | 7.3 | 11.88% | 307.93 | 8.6363 | 0.23145 | 8.4596 | 1.0209 | 9.0247 | 1197.28 | 1263.62
2012-07-21 00:10 | 9.88 | 9.69 | 9.44 | 9.14 | 8.8 | 8.4 | 8.17 | 8.08 | 7.77 | 7.5 | 309.3 | 309.2 | 308 | 308.1 | 307.8 | 306.8 | 306.7 | 306.7 | 307.4 | 306.5 | 298.6 | 8.48 | 0.95 | 8.3 | 6.72 | 11.2% | 306.785 | 8.553 | 0.25656 | 8.3667 | 1.0223 | 8.6689 | 1065.16 | 1134.89
2012-07-21 00:20 | 9.6 | 9.46 | 9.15 | 8.77 | 8.41 | 8.05 | 7.7 | 7.34 | 7.24 | 6.69 | 309.4 | 308.9 | 308.1 | 307.6 | 307 | 306 | 305.3 | 304.6 | 304.5 | 306.7 | 298.2 | 8.43 | 0.94 | 8.23 | 6.48 | 11.15% | 305.895 | 8.1157 | 0.41078 | 7.9989 | 1.0146 | 8.5531 | 1046.81 | 1090.85
2012-07-21 00:30 | 9.64 | 9.53 | 9.21 | 8.91 | 8.67 | 8.5 | 8.17 | 7.85 | 7.39 | 6.76 | 310.2 | 310.5 | 309.9 | 309.3 | 308.7 | 308.3 | 307.9 | 308.1 | 306.7 | 305.5 | 299.6 | 8.56 | 0.79 | 8.31 | 6.35 | 9.229% | 308.24 | 8.3843 | 0.36592 | 8.4519 | 0.992 | 8.4915 | 1094.52 | 1068.83
2012-07-21 00:40 | 9.98 | 9.81 | 9.48 | 9.11 | 8.68 | 8.31 | 8.08 | 7.78 | 7.29 | 6.57 | 306.7 | 306 | 305 | 304 | 303.9 | 303.7 | 303.2 | 302.5 | 302.1 | 301.1 | 295 | 8.1 | 0.9 | 7.85 | 5.8 | 11.11% | 303.625 | 8.4031 | 0.25937 | 8.2766 | 1.0153 | 8.2237 | 925.7 | 969.74
2012-07-21 00:50 | 10.41 | 10.25 | 9.91 | 9.57 | 9.32 | 9.03 | 8.71 | 8.35 | 7.96 | 7.53 | 307.4 | 307 | 306.2 | 304.9 | 304.6 | 304.2 | 303.2 | 302.5 | 301.7 | 301.2 | 295.3 | 8.81 | 0.62 | 8.57 | 6.73 | 7.037% | 304.05 | 8.9878 | 0.33342 | 8.9834 | 1.0005 | 8.8143 | 1186.27 | 1186.27
2012-07-21 01:00 | 9.35 | 9.15 | 8.76 | 8.5 | 8.25 | 7.91 | 7.59 | 7.35 | 7.13 | 6.38 | 303.7 | 303.3 | 302.2 | 300.9 | 300.2 | 300 | 300.2 | 299.7 | 299.5 | 297.7 | 293.5 | 7.93 | 1.37 | 7.6 | 6.17 | 17.28% | 300.03 | 7.9312 | 0.38162 | 7.8633 | 1.0086 | 7.9985 | 867.93 | 889
2012-07-21 01:10 | 9.92 | 9.75 | 9.39 | 9.13 | 8.79 | 8.44 | 8.07 | 7.69 | 7.29 | 6.83 | 306.3 | 305.5 | 304.6 | 303.5 | 302.5 | 301.7 | 301.4 | 301.4 | 302.2 | 303 | 295.2 | 8.46 | 1.36 | 8.2 | 6.16 | 16.08% | 301.655 | 8.4203 | 0.41426 | 8.386 | 1.0041 | 8.4947 | 1057.82 | 1068.83
2012-07-21 01:20 | 11.34 | 11.11 | 10.76 | 10.46 | 10.05 | 9.59 | 9.17 | 8.89 | 8.61 | 8.16 | 308.5 | 308.5 | 308.2 | 307.8 | 307.4 | 306.8 | 306 | 305.1 | 304.2 | 302.3 | 296.6 | 9.95 | 0.77 | 9.71 | 7.42 | 7.739% | 306.68 | 9.6674 | 0.41384 | 9.5287 | 1.0146 | 10.0949 | 1617.95 | 1661.03
2012-07-21 01:30 | 9.91 | 9.77 | 9.62 | 9.45 | 9.26 | 9.11 | 8.87 | 8.61 | 8.2 | 7.59 | 309.4 | 308.8 | 308.2 | 307.6 | 307.1 | 307.2 | 307.6 | 307.3 | 306.5 | 306.4 | 299.1 | 9.16 | 0.71 | 8.95 | 7.15 | 7.751% | 307.26 | 8.9926 | 0.24672 | 9.0752 | 0.9909 | 9.0767 | 1316.96 | 1286.48
2012-07-21 01:40 | 9.61 | 9.44 | 9.16 | 8.85 | 8.53 | 8.23 | 7.89 | 7.57 | 7.37 | 6.95 | 305.8 | 305.3 | 305.1 | 304.8 | 304.3 | 304.3 | 304.9 | 305.2 | 305 | 305.6 | 296.4 | 8.37 | 0.73 | 8.16 | 6.34 | 8.722% | 304.39 | 8.2439 | 0.38988 | 8.1804 | 1.0078 | 8.435 | 1024.79 | 1046.81
2012-07-21 01:50 | 9.26 | 9.07 | 8.67 | 8.33 | 8.01 | 7.86 | 7.61 | 7.36 | 7.05 | 6.37 | 305.2 | 304.8 | 303.6 | 301.9 | 300.1 | 299.5 | 299.4 | 299.4 | 299.3 | 298.9 | 292.2 | 7.74 | 1.25 | 7.54 | 6.01 | 16.15% | 299.485 | 7.84 | 0.2987 | 7.8237 | 1.0021 | 7.7561 | 810.74 | 816.76
2012-07-21 02:00 | 9.91 | 9.72 | 9.24 | 8.75 | 8.3 | 7.89 | 7.4 | 6.98 | 6.69 | 6.42 | 308.4 | 308 | 307.3 | 306.4 | 305.7 | 304.7 | 303 | 302.3 | 301.3 | 299.9 | 297.8 | 8.22 | 1.32 | 7.95 | 6.27 | 16.06% | 304.445 | 7.9638 | 0.5925 | 7.8179 | 1.0187 | 8.3734 | 969.74 | 1024.79
2012-07-21 02:10 | 10.71 | 10.55 | 10.32 | 10.16 | 9.9 | 9.66 | 9.47 | 9.23 | 8.91 | 8.43 | 306.4 | 306.3 | 306.4 | 306.2 | 305.6 | 304.8 | 304.3 | 304.1 | 303.9 | 302.6 | 298.1 | 9.82 | 0.76 | 9.68 | 7.89 | 7.739% | 304.725 | 9.6484 | 0.18357 | 9.6325 | 1.0016 | 9.8362 | 1568.42 | 1576.04
2012-07-21 02:20 | 9.85 | 9.66 | 9.45 | 9.23 | 8.99 | 8.76 | 8.55 | 8.36 | 8.15 | 7.62 | 299.7 | 299.4 | 298.6 | 297.7 | 297.5 | 297.4 | 297.3 | 296.4 | 295.7 | 295.4 | 290.5 | 9.04 | 0.69 | 8.92 | 7.26 | 7.633% | 297.385 | 8.7705 | 0.22423 | 8.7296 | 1.0047 | 9.0824 | 1271.24 | 1286.48
2012-07-21 02:30 | 10.23 | 10.06 | 9.71 | 9.48 | 9.21 | 8.98 | 8.79 | 8.55 | 8.24 | 7.74 | 298.2 | 297.7 | 297.4 | 296.6 | 296.1 | 295.8 | 295.8 | 295.5 | 294.6 | 293.5 | 287.8 | 8.95 | 0.99 | 8.77 | 7.16 | 11.06% | 295.8 | 8.9898 | 0.19762 | 8.9525 | 1.0042 | 8.9872 | 1237.65 | 1252.33
2012-07-21 02:40 | 11.33 | 11.2 | 10.83 | 10.56 | 10.35 | 10.14 | 9.98 | 9.71 | 9.42 | 8.45 | 301.8 | 301.4 | 300.6 | 299.4 | 298.6 | 297.8 | 297 | 295.9 | 295.1 | 293.8 | 288.4 | 10.33 | 1.19 | 10.17 | 7.74 | 11.52% | 297.68 | 10.1104 | 0.14698 | 10.1169 | 0.99936 | 10.3233 | 1725.11 | 1722.44
2012-07-21 02:50 | 10.64 | 10.49 | 10.32 | 10.03 | 9.75 | 9.43 | 9.15 | 8.97 | 8.74 | 8.41 | 303.3 | 303 | 302.6 | 301.5 | 300.1 | 299 | 297.8 | 296.9 | 296.8 | 296.5 | 291.9 | 9.82 | 1.13 | 9.62 | 8.29 | 11.51% | 298.82 | 9.475 | 0.27854 | 9.3894 | 1.0091 | 9.9096 | 1568.42 | 1602.71
2012-07-21 03:00 | 9.21 | 9.05 | 8.75 | 8.53 | 8.29 | 8.11 | 7.79 | 7.48 | 7.24 | 6.73 | 301.5 | 301.2 | 300.2 | 299.4 | 299 | 298.6 | 298 | 297.2 | 297.1 | 297 | 290.7 | 8.11 | 1.11 | 7.92 | 6.27 | 13.69% | 298.51 | 8.0267 | 0.37201 | 8.0634 | 0.99546 | 8.0732 | 929.37 | 914.69
2012-07-21 03:10 | 9.48 | 9.28 | 9.04 | 8.75 | 8.57 | 8.28 | 8 | 7.67 | 7.48 | 7.09 | 301.5 | 301.8 | 301.7 | 301.2 | 300.4 | 299.4 | 298.9 | 299 | 299.3 | 298.6 | 290.7 | 8.31 | 0.98 | 8.18 | 6.42 | 11.79% | 299.325 | 8.2584 | 0.3179 | 8.2393 | 1.0023 | 8.3292 | 1002.77 | 1010.11
2012-07-21 03:20 | 9.47 | 9.32 | 9.07 | 8.82 | 8.53 | 8.36 | 8.1 | 7.88 | 7.64 | 7.29 | 301.1 | 301.2 | 301.5 | 301.4 | 300.4 | 300.1 | 300.1 | 299.7 | 300 | 300.1 | 291.7 | 8.45 | 0.78 | 8.26 | 7.03 | 9.231% | 300.1 | 8.3431 | 0.29196 | 8.3222 | 1.0025 | 8.4712 | 1054.15 | 1061.49
2012-07-21 03:30 | 7.99 | 7.84 | 7.51 | 7.21 | 6.99 | 6.86 | 6.7 | 6.63 | 6.53 | 6.15 | 297.6 | 297.7 | 297.1 | 296.4 | 296 | 295.2 | 293.7 | 291.9 | 289.9 | 290.7 | 287.2 | 6.95 | 1.63 | 6.83 | 5.7 | 23.45% | 294.975 | 6.9171 | 0.21809 | 6.8368 | 1.0117 | 7.0316 | 576.7 | 597.03
2012-07-21 03:40 | 6.46 | 6.29 | 6.01 | 5.9 | 5.93 | 5.87 | 5.68 | 5.56 | 5.37 | 5.31 | 298.1 | 297.9 | 298 | 297.1 | 296.1 | 294.7 | 294 | 293.1 | 293.5 | 288.6 | 288.9 | 5.54 | 0.98 | 5.48 | 4.57 | 17.69% | 294.595 | 5.7617 | 0.30406 | 5.8424 | 0.98619 | 5.4635 | 287.48 | 274.52
2012-07-21 03:50 | 6.46 | 6.34 | 6.14 | 5.77 | 5.43 | 5.31 | 5.25 | 5.25 | 5.14 | 4.83 | 289.6 | 289.3 | 290 | 290.1 | 289.8 | 289.8 | 289.1 | 288.7 | 287.2 | 287.9 | 280.3 | 5.86 | 0.92 | 5.72 | 4.92 | 15.7% | 289.695 | 5.4786 | 0.10501 | 5.3014 | 1.0334 | 6.0559 | 339.32 | 375.56
2012-07-21 04:00 | 6.91 | 6.77 | 6.55 | 6.32 | 6.11 | 5.92 | 5.8 | 5.74 | 5.53 | 5.28 | 293.3 | 294 | 294.6 | 294.1 | 293.2 | 291.5 | 290.2 | 290 | 289.2 | 289.8 | 283.6 | 6.28 | 0.87 | 6.25 | 5.09 | 13.85% | 291.305 | 5.995 | 0.18924 | 5.9027 | 1.0156 | 6.3782 | 425.28 | 447.88
2012-07-21 04:10 | 7.42 | 7.19 | 6.91 | 6.64 | 6.4 | 6.15 | 6.1 | 6.16 | 5.99 | 5.63 | 297 | 296.8 | 296.7 | 296.2 | 295.4 | 294.7 | 294.4 | 294.4 | 293.1 | 292.3 | 288.7 | 6.88 | 1.29 | 6.73 | 6.02 | 18.75% | 294.655 | 6.3373 | 0.075437 | 6.1428 | 1.0317 | 7.0979 | 560.88 | 618.1
2012-07-21 04:20 | 6.82 | 6.72 | 6.61 | 6.32 | 6.23 | 6.08 | 5.87 | 5.63 | 5.43 | 5.26 | 300.6 | 300.7 | 301.2 | 302.4 | 302.7 | 302.9 | 302.6 | 302.9 | 302.6 | 302.9 | 293.3 | 5.98 | 0.96 | 5.91 | 4.93 | 16.05% | 302.855 | 6.0271 | 0.32482 | 6.0495 | 0.9963 | 5.9579 | 358.76 | 355.52
2012-07-21 04:50 | 9.3 | 9.34 | 9.3 | 9.4 | 9.37 | 9.39 | 9.24 | 9.12 | 9.1 | 9.08 | 309.5 | 308.3 | 308 | 307.4 | 307.4 | 308.1 | 308.5 | 309.2 | 309.7 | 308.3 | 301.2 | 9.43 | 1.65 | 9.34 | 8.47 | 17.5% | 308.16 | 9.2681 | 0.14881 | 9.3684 | 0.9893 | 9.3291 | 1419.83 | 1381.73
2012-07-21 05:00 | 7.86 | 7.83 | 7.72 | 7.67 | 7.84 | 7.82 | 7.7 | 7.75 | 7.7 | 7.33 | 308.8 | 308.6 | 307.7 | 307.5 | 308.2 | 309.1 | 309.5 | 310.4 | 311.9 | 312.8 | 301.9 | 7.37 | 0.92 | 7.37 | 6.75 | 12.48% | 309.16 | 7.7264 | 0.1429 | 7.8027 | 0.99022 | 7.2979 | 699.37 | 678.3
2012-07-21 05:30 | 9.85 | 9.75 | 9.69 | 9.54 | 9.41 | 9.33 | 9.22 | 9.24 | 9.15 | 9.08 | 305.1 | 304.8 | 304 | 303.9 | 303.4 | 303.5 | 303.5 | 302.9 | 303 | 302.2 | 296.4 | 9.64 | 1.18 | 9.7 | 8.77 | 12.24% | 303.5 | 9.3632 | 0.1096 | 9.3142 | 1.0053 | 9.6907 | 1499.84 | 1518.89
2012-07-21 18:10 | 8.53 | 8.52 | 8.47 | 8.43 | 8.31 | 8.17 | 8.09 | 8.01 | 7.87 | 7.45 | 290.5 | 290.5 | 290.4 | 290.6 | 291 | 291 | 290.5 | 290 | 290.4 | 291.5 | 283.2 | 8.26 | 1.02 | 8.23 | 6.82 | 12.35% | 290.925 | 8.1677 | 0.090933 | 8.1585 | 1.0011 | 8.2693 | 984.42 | 988.09
2012-07-21 19:40 | 5.07 | 4.9 | 4.78 | 4.61 | 4.49 | 4.3 | 4.2 | 4.09 | 4.03 | 4.08 | 285 | 285.6 | 285.1 | 284.4 | 283.9 | 284.1 | 281.9 | 279.3 | 277.6 | 275.2 | 275.3 | 4.38 | 0.47 | 4.33 | 3.79 | 10.73% | 283.77 | 4.3637 | 0.21744 | 4.2855 | 1.0182 | 4.4599 | 132.42 | 141.14
2012-07-21 19:50 | 4.54 | 4.49 | 4.25 | 4.14 | 3.92 | 3.72 | 3.59 | 3.49 | 3.41 | 3.36 | 282.5 | 282.3 | 280.2 | 279.3 | 278.3 | 275.8 | 273.8 | 269.4 | 266.3 | 263.3 | 266.2 | 3.46 | 0.84 | 3.37 | 3.34 | 24.28% | 275.5 | 3.7953 | 0.32872 | 3.7011 | 1.0255 | 3.5481 | 41.86 | 50.05
2012-07-21 20:00 | 5.82 | 5.74 | 5.63 | 5.35 | 5.17 | 4.91 | 4.75 | 4.61 | 4.41 | 4.3 | 284.9 | 285.1 | 282.7 | 280.8 | 279.2 | 277.4 | 275.1 | 273 | 269.9 | 264.5 | 268.1 | 4.9 | 1.11 | 4.73 | 3.98 | 22.65% | 277.055 | 4.9725 | 0.30615 | 4.8867 | 1.0176 | 4.986 | 189.1 | 198.91
2012-07-21 20:10 | 7.38 | 7.38 | 7.25 | 7.16 | 7.04 | 6.92 | 6.77 | 6.62 | 6.47 | 6.03 | 292.9 | 292.2 | 291.7 | 290.9 | 289.5 | 287.8 | 286.9 | 285.4 | 284.2 | 283 | 281.9 | 7.19 | 1.13 | 7.12 | 5.79 | 15.72% | 287.665 | 6.8639 | 0.20251 | 6.8983 | 0.99501 | 7.1541 | 645.19 | 633.15
2012-07-22 15:50 | 6.63 | 6.6 | 6.48 | 6.39 | 6.32 | 6.25 | 6.17 | 6.12 | 5.99 | 5.74 | 271.3 | 271.8 | 272.4 | 273.2 | 274.2 | 274.4 | 275.3 | 276.9 | 277.6 | 278.4 | 267.1 | 5.75 | 0.94 | 5.79 | 5.47 | 16.35% | 274.535 | 6.231 | 0.11905 | 6.2385 | 0.9988 | 5.7431 | 321.5 | 319.88
2012-07-22 16:00 | 5.96 | 5.92 | 5.91 | 5.95 | 5.95 | 5.93 | 5.88 | 5.79 | 5.73 | 5.53 | 277.3 | 277.8 | 279.7 | 280.3 | 281.5 | 282.2 | 282.4 | 283.1 | 283 | 283.3 | 274.4 | 5.77 | 0.96 | 5.82 | 5.45 | 16.64% | 282.23 | 5.8606 | 0.078248 | 5.9228 | 0.98949 | 5.7094 | 324.74 | 315.02
2012-07-22 16:10 | 4.94 | 4.89 | 4.8 | 4.73 | 4.67 | 4.71 | 4.67 | 4.53 | 4.46 | 4.33 | 286 | 286.6 | 286.6 | 286.2 | 285.6 | 284.9 | 284.1 | 284.3 | 283.7 | 284.6 | 279.3 | 4.89 | 0.69 | 4.87 | 4.62 | 14.11% | 284.78 | 4.6465 | 0.078815 | 4.7042 | 0.98772 | 4.8299 | 188.01 | 181.47
2012-07-22 16:20 | 4.42 | 4.45 | 4.44 | 4.45 | 4.35 | 4.23 | 4.15 | 4.12 | 4.07 | 4.04 | 275 | 275.9 | 278.9 | 279.6 | 281.5 | 282.2 | 283.4 | 283.9 | 283.4 | 283.1 | 273.9 | 4.11 | 0.59 | 4.21 | 4.1 | 14.36% | 282.38 | 4.2507 | 0.17644 | 4.2184 | 1.0077 | 4.1415 | 102.99 | 106.26
2012-07-22 16:30 | 4.32 | 4.32 | 4.27 | 4.22 | 4.2 | 4.22 | 4.26 | 4.22 | 4.16 | 4 | 279 | 279.9 | 281.7 | 282.6 | 283 | 283.4 | 284.3 | 285.7 | 286.2 | 287.3 | 277.1 | 3.93 | 0.58 | 3.98 | 3.87 | 14.76% | 283.535 | 4.212 | -0.08718 | 4.2257 | 0.99676 | 3.9173 | 84.63 | 83.72
2012-07-22 16:50 | 4.72 | 4.71 | 4.62 | 4.54 | 4.38 | 4.23 | 4.09 | 3.99 | 3.95 | 3.68 | 278 | 278.3 | 279 | 281.4 | 282.2 | 281.1 | 281 | 280.9 | 280 | 280.7 | 268.3 | 4.06 | 1.11 | 3.94 | 3.37 | 27.34% | 281.085 | 4.2526 | 0.31102 | 4.2097 | 1.0102 | 4.1014 | 97.54 | 101.9
2012-07-22 17:00 | 3.88 | 3.79 | 3.8 | 3.71 | 3.59 | 3.51 | 3.49 | 3.46 | 3.42 | 3.3 | 276.6 | 276.5 | 278.2 | 279 | 278.6 | 277.6 | 276.6 | 276.5 | 275.6 | 274.4 | 272.5 | 3.6 | 0.67 | 3.58 | 3.39 | 18.61% | 277.45 | 3.5609 | 0.052806 | 3.5071 | 1.0153 | 3.6551 | 54.6 | 60.06
2012-07-22 17:10 | 3.82 | 3.79 | 3.62 | 3.5 | 3.43 | 3.41 | 3.38 | 3.31 | 3.22 | 3.24 | 277.5 | 276.6 | 278.3 | 279.7 | 280.9 | 281.5 | 282 | 282.4 | 282.3 | 280.3 | 275.8 | 3.66 | 0.5 | 3.64 | 3.17 | 13.66% | 281.575 | 3.4163 | 0.081659 | 3.4057 | 1.0031 | 3.6714 | 60.06 | 60.97
2012-07-22 17:20 | 3 | 2.96 | 2.86 | 2.66 | 2.59 | 2.49 | 2.45 | 2.48 | 2.54 | 2.49 | 286.1 | 283.9 | 282.6 | 283.4 | 282.1 | 280 | 280 | 280 | 279 | 279.6 | 276.2 | 2.74 | 0.33 | 2.73 | 2.62 | 12.04% | 280 | 2.5906 | 0.14965 | 2.4842 | 1.0428 | 2.8573 | 0 | 0
2012-07-22 17:30 | 3.44 | 3.43 | 3.32 | 3.22 | 3.13 | 3.11 | 3.15 | 3.16 | 3.17 | 3.06 | 283.3 | 284.5 | 285.4 | 287.7 | 289.3 | 289.9 | 290.7 | 291.7 | 292.3 | 292.8 | 283.1 | 3.12 | 0.21 | 3.12 | 2.85 | 6.731% | 290.02 | 3.1791 | -0.1181 | 3.1157 | 1.0203 | 3.1835 | 10.92 | 16.38
2012-07-22 17:40 | 3.22 | 3.14 | 2.96 | 2.74 | 2.63 | 2.56 | 2.54 | 2.5 | 2.5 | 2.43 | 277.8 | 278.1 | 278.2 | 281.5 | 282.6 | 284.6 | 287.7 | 290.5 | 294.2 | 297.3 | 272.8 | 2.77 | 0.64 | 2.72 | 2.03 | 23.1% | 285.065 | 2.6345 | 0.072479 | 2.5571 | 1.0303 | 2.8538 | 0 | 0
2012-07-22 17:50 | 2.58 | 2.54 | 2.35 | 2.29 | 2.21 | 2.1 | 1.96 | 1.89 | 1.81 | 1.74 | 270.4 | 271.2 | 272.9 | 273.8 | 276.1 | 278.9 | 281 | 280.7 | 279.5 | 279.9 | 269.5 | 2.12 | 0.39 | 2.11 | 1.64 | 18.4% | 279.215 | 2.0985 | 0.63756 | 2.0793 | 1.0092 | 2.1395 | 0 | 0
2012-07-23 03:10 | 6.09 | 5.96 | 5.75 | 5.52 | 5.22 | 5.06 | 4.91 | 4.88 | 4.98 | 4.78 | 198.8 | 198.3 | 197.8 | 198.7 | 199.6 | 198.4 | 198.1 | 197.1 | 193.3 | 190.1 | 187 | 5.02 | 0.73 | 4.29 | 4.41 | 14.54% | 198.355 | 5.1994 | 0.27808 | 5.0382 | 1.032 | 5.1806 | 203.24 | 229.16
2012-07-23 03:20 | 6 | 5.94 | 5.83 | 5.74 | 5.5 | 5.3 | 5.18 | 5 | 4.93 | 4.71 | 199.6 | 199.4 | 200.5 | 200.7 | 199.4 | 197.9 | 197 | 196.4 | 194.5 | 191.8 | 187.7 | 5.28 | 0.77 | 4.54 | 4.09 | 14.58% | 197.765 | 5.3502 | 0.21163 | 5.2826 | 1.0128 | 5.3475 | 245.36 | 256.7
2012-07-23 03:30 | 5.75 | 5.67 | 5.58 | 5.37 | 5.15 | 5.02 | 4.9 | 4.76 | 4.67 | 4.4 | 197.6 | 198.2 | 199.8 | 202.7 | 202.8 | 202.1 | 200.2 | 199 | 196 | 194 | 186.6 | 5.04 | 0.63 | 4.26 | 3.86 | 12.5% | 201.815 | 5.0565 | 0.22358 | 5.0026 | 1.0108 | 5.0943 | 206.48 | 214.58
2012-07-23 03:40 | 5.91 | 5.94 | 6.02 | 5.83 | 5.69 | 5.59 | 5.65 | 5.62 | 5.53 | 5.32 | 192.2 | 192.5 | 194 | 193.8 | 191.6 | 191.2 | 190.6 | 190.7 | 191 | 191.5 | 187 | 5.85 | 0.67 | 5.08 | 4.7 | 11.45% | 191.11 | 5.6867 | -0.098659 | 5.5986 | 1.0157 | 5.9421 | 337.7 | 352.28
2012-07-23 03:50 | 6.93 | 6.89 | 6.89 | 6.91 | 6.81 | 6.57 | 6.34 | 6.24 | 6.27 | 6.2 | 209.3 | 209.1 | 209.5 | 211.6 | 212 | 210.9 | 210.6 | 209.6 | 208.1 | 207.7 | 201.8 | 6.63 | 0.88 | 5.59 | 5.1 | 13.27% | 210.855 | 6.5689 | 0.3293 | 6.5365 | 1.005 | 6.6629 | 504.38 | 511.16
2012-07-23 04:00 | 5.99 | 5.96 | 5.92 | 5.92 | 6 | 5.99 | 5.67 | 5.34 | 5.22 | 5.36 | 209 | 209.2 | 209.7 | 210 | 210.1 | 208.6 | 209.4 | 210.3 | 209.2 | 207.8 | 199.2 | 5.51 | 1.09 | 4.79 | 4.54 | 19.78% | 208.72 | 5.7273 | 0.50735 | 5.9431 | 0.96369 | 5.3099 | 282.62 | 250.22
2012-07-23 04:20 | 5.17 | 5.22 | 5.39 | 5.29 | 5.05 | 4.97 | 4.97 | 5.06 | 5.07 | 5 | 204.9 | 204 | 203.7 | 206.1 | 208.3 | 208.6 | 208.2 | 205.9 | 207.6 | 206.6 | 194.7 | 4.69 | 0.62 | 3.87 | 3.93 | 13.22% | 208.54 | 5.1002 | 0 | 4.97 | 1.0262 | 4.8129 | 166.21 | 179.29
2012-07-23 04:30 | 4.05 | 4.1 | 4.32 | 4.28 | 4.12 | 4.19 | 4.09 | 4.02 | 4.11 | 4.1 | 189.9 | 188.5 | 187.9 | 188.4 | 191.8 | 194.2 | 194 | 193.6 | 194 | 194.2 | 180.7 | 4.05 | 0.63 | 3.68 | 3.4 | 15.56% | 194.17 | 4.1444 | 0.22322 | 4.1755 | 0.99254 | 4.0198 | 96.45 | 93.18
2012-07-23 04:40 | 4.3 | 4.43 | 4.68 | 4.52 | 4.4 | 4.23 | 3.92 | 3.93 | 3.92 | 3.8 | 180 | 180.9 | 182.5 | 181.8 | 180.1 | 179.1 | 177 | 177.3 | 179.8 | 178 | 164.1 | 3.84 | 0.84 | 3.82 | 3.79 | 21.88% | 178.785 | 4.216 | 0.70333 | 4.1841 | 1.0076 | 3.8692 | 76.44 | 79.17
2012-07-23 05:10 | 5.31 | 5.08 | 5.13 | 5.26 | 5.33 | 5.35 | 5.21 | 5.06 | 4.93 | 4.69 | 186.3 | 188.7 | 189 | 189.5 | 190 | 190.9 | 191.1 | 191.4 | 191.3 | 190.8 | 181.8 | 5.09 | 0.91 | 4.6 | 4.16 | 17.88% | 190.93 | 5.16 | 0.24504 | 5.3297 | 0.96817 | 4.928 | 214.58 | 192.37
2012-07-23 05:20 | 4.84 | 4.77 | 4.76 | 4.81 | 4.92 | 4.85 | 4.62 | 4.45 | 4.42 | 4.57 | 197.5 | 197.4 | 198.3 | 201.8 | 206.9 | 210.1 | 208.7 | 204.4 | 202.4 | 200.9 | 188.8 | 4.48 | 0.62 | 3.8 | 3.85 | 13.84% | 209.89 | 4.662 | 0.44896 | 4.8164 | 0.96794 | 4.3364 | 143.32 | 128.06
2012-07-23 05:30 | 5.86 | 5.83 | 5.77 | 5.58 | 5.49 | 5.41 | 5.4 | 5.31 | 5.25 | 5.1 | 187.7 | 187.1 | 187.9 | 189.5 | 188.7 | 189 | 188.7 | 186.9 | 185.7 | 185.3 | 179.5 | 5.84 | 0.66 | 5.39 | 4.53 | 11.3% | 188.955 | 5.4508 | 0.017097 | 5.4086 | 1.0078 | 5.8856 | 336.08 | 344.18
2012-07-23 05:40 | 6.17 | 6.18 | 6.17 | 5.99 | 5.76 | 5.5 | 5.39 | 5.28 | 5.24 | 5.17 | 198.6 | 198.1 | 194.3 | 194.4 | 194 | 195.9 | 197.1 | 197.5 | 197.9 | 199.3 | 187 | 5.62 | 0.94 | 4.99 | 4.22 | 16.73% | 196.08 | 5.6198 | 0.18669 | 5.4841 | 1.0247 | 5.7591 | 300.44 | 323.12
2012-07-23 05:50 | 6.53 | 6.55 | 6.46 | 6.38 | 6.27 | 6.19 | 6.17 | 6.15 | 6.07 | 5.68 | 213.6 | 214.4 | 214 | 214.4 | 214.3 | 214.4 | 214.2 | 214.5 | 214.3 | 216 | 205.9 | 6.23 | 0.73 | 5.44 | 4.84 | 11.72% | 214.37 | 6.2238 | 0.029906 | 6.1871 | 1.0059 | 6.2669 | 413.98 | 423.02
2012-07-23 06:00 | 5.85 | 5.86 | 5.76 | 5.6 | 5.4 | 5.24 | 5.43 | 5.43 | 5.43 | 5.28 | 219.3 | 221 | 222.6 | 220.6 | 218.5 | 217.1 | 216.5 | 216.7 | 216.3 | 215.6 | 207.3 | 5.26 | 0.62 | 4.72 | 4.83 | 11.79% | 217.01 | 5.4656 | -0.32914 | 5.2668 | 1.0377 | 5.4585 | 242.12 | 274.52
2012-07-23 06:10 | 5.66 | 5.59 | 5.31 | 5.06 | 5.02 | 4.87 | 4.65 | 4.56 | 4.51 | 4.31 | 210 | 210.1 | 209.7 | 208.4 | 208.6 | 209.7 | 210.6 | 210.7 | 211 | 210.2 | 206.5 | 5.35 | 0.58 | 4.61 | 3.94 | 10.84% | 209.835 | 4.8667 | 0.42718 | 4.8379 | 1.006 | 5.3819 | 256.7 | 261.56
2012-07-23 06:20 | 6.43 | 6.39 | 6.28 | 6.21 | 6.16 | 6.18 | 6.13 | 5.95 | 5.82 | 5.53 | 213.6 | 213.3 | 212.3 | 211.1 | 211.7 | 211.9 | 213.2 | 214.8 | 214.9 | 214.2 | 206.7 | 6.02 | 1.1 | 5.34 | 4.53 | 18.27% | 212.095 | 6.0878 | 0.075069 | 6.1728 | 0.98622 | 5.9371 | 366.52 | 352.28
2012-07-23 06:30 | 6.53 | 6.42 | 6.29 | 6.31 | 6.26 | 6.1 | 6.05 | 5.93 | 5.78 | 5.57 | 215.6 | 215 | 214.5 | 213.3 | 212.3 | 212 | 211.8 | 212 | 213.8 | 214.9 | 207.7 | 6.26 | 0.58 | 5.65 | 4.68 | 9.265% | 211.97 | 6.0898 | 0.076058 | 6.0928 | 0.99951 | 6.2569 | 420.76 | 420.76
2012-07-23 15:10 | 3.54 | 3.41 | 3.5 | 3.71 | 3.92 | 4.02 | 4.03 | 3.9 | 3.9 | 3.67 | 6.4 | 5 | 5.1 | 8.2 | 9.2 | 10.9 | 12.3 | 13.1 | 14.9 | 16.7 | 355.7 | 3.9 | 0.62 | 3.94 | 3.37 | 15.9% | 11.11 | 3.8421 | -0.022959 | 4.0214 | 0.95541 | 3.7261 | 81.9 | 66.43
2012-07-23 15:20 | 4.31 | 4.23 | 4.08 | 4.12 | 4.11 | 4.04 | 3.97 | 3.9 | 3.89 | 3.87 | 345.4 | 347.2 | 349.2 | 351.3 | 353.2 | 354.9 | 357.7 | 1.1 | 4 | 7 | 346.7 | 4.13 | 0.58 | 4.08 | 3.39 | 14.04% | 355.32 | 4.0004 | 0.16152 | 4.0299 | 0.99269 | 4.0998 | 105.17 | 101.9
2012-07-23 15:30 | 5.63 | 5.55 | 5.37 | 5.26 | 5.15 | 4.89 | 4.65 | 4.44 | 4.23 | 3.87 | 332.3 | 332.4 | 332.6 | 333.4 | 335.2 | 336.8 | 337.5 | 338.5 | 340.1 | 342.4 | 328.5 | 4.93 | 1.16 | 4.67 | 3.21 | 23.53% | 336.905 | 4.8569 | 0.46505 | 4.8549 | 1.0004 | 4.932 | 192.37 | 192.37